## ADC Price List Alphanumeric
AutomationDirect Price Changes
This tab lists all parts in alphanumerical order, filtered for those whose prices will be changing with current and future prices. Price changes shown in column E will be effective as of April 6, 2022.
To view all, select column E filter dropdown arrow and check "select all." Parts with no value in column E are not changing price.
Part Number | Primary Description | Availability | Price | NewPrice
0.0.0.3.04140ARP | Konnect-It screw single-level feedthrough terminal block, accepts wire size 26-8 AWG, gray, 50A, 300V rated (UL), 35mm DIN rail mount, 100kA SCCR. Package of 60. For use with jumpers KN-2J8, KN-3J8, KN-4J8 and KN-10J8. | Stock | 31.5
0.0.0.3.04141ARP | Konnect-It screw single-level feedthrough terminal block, accepts wire size 26-8 AWG, blue, 50A, 300V rated (UL), 35mm DIN rail mount, 100kA SCCR. Package of 60. For use with jumpers KN-2J8, KN-3J8, KN-4J8 and KN-10J8. | Stock | 31.5
0.0.0.3.04142ARP | Konnect-It screw single-level feedthrough terminal block, accepts wire size 26-8 AWG, green, 50A, 300V rated (UL), 35mm DIN rail mount, 100kA SCCR. Package of 60. For use with jumpers KN-2J8, KN-3J8, KN-4J8 and KN-10J8. | Stock | 31.5
0.0.0.3.04143ARP | Konnect-It screw single-level feedthrough terminal block, accepts wire size 26-8 AWG, yellow, 50A, 300V rated (UL), 35mm DIN rail mount, 100kA SCCR. Package of 60. For use with jumpers KN-2J8, KN-3J8, KN-4J8 and KN-10J8. | Stock | 31.5
0.0.0.3.04144ARP | Konnect-It screw single-level feedthrough terminal block, accepts wire size 26-8 AWG, red, 50A, 300V rated (UL), 35mm DIN rail mount, 100kA SCCR. Package of 60. For use with jumpers KN-2J8, KN-3J8, KN-4J8 and KN-10J8. | Stock | 31.5
0.0.0.3.04145ARP | Konnect-It screw single-level feedthrough terminal block, accepts wire size 26-8 AWG, black, 50A, 300V rated (UL), 35mm DIN rail mount, 100kA SCCR. Package of 60. For use with jumpers KN-2J8, KN-3J8, KN-4J8 and KN-10J8. | Stock | 31.5
0.0.0.3.04146ARP | Konnect-It screw single-level feedthrough terminal block, accepts wire size 26-8 AWG, white, 50A, 300V rated (UL), 35mm DIN rail mount, 100kA SCCR. Package of 60. For use with jumpers KN-2J8, KN-3J8, KN-4J8 and KN-10J8. | Stock | 31.5
0.0.0.3.04147ARP | Konnect-It screw single-level feedthrough terminal block, accepts wire size 26-8 AWG, orange, 50A, 300V rated (UL), 35mm DIN rail mount, 100kA SCCR. Package of 60. For use with jumpers KN-2J8, KN-3J8, KN-4J8 and KN-10J8. | Stock | 31.5
0.0.0.3.04148ARP | Konnect-It screw single-level feedthrough terminal block, accepts wire size 26-8 AWG, brown, 50A, 300V rated (UL), 35mm DIN rail mount, 100kA SCCR. Package of 60. For use with jumpers KN-2J8, KN-3J8, KN-4J8 and KN-10J8. | Stock | 31.5
68060 | In-rail-bus, 250mm length. For use with SC6 series signal conditioners and DN-R35S1 series DIN rail. | Stock | 29 | 30
68061 | In-rail-bus, 500mm length. For use with SC6 series signal conditioners and DN-R35S1 series DIN rail. | Stock | 50 | 52
68062 | In-rail-bus, 750mm length. For use with SC6 series signal conditioners and DN-R35S1 series DIN rail. | Stock | 78 | 81
011150-00 | Stego thermostat, adjustable, N.C. (open on rise) 0 to 60 deg C, 4K switching differential, 35mm DIN rail mount, for electrical enclosure climate control. | Stock | 25.5 | 26.5
011159-00 | Stego thermostat, adjustable, N.C. (open on rise) 32 to 140 deg F, 7 deg F switching differential, 35mm DIN rail mount, for electrical enclosure climate control. | Stock | 25.5 | 26.5
011160-00 | Stego thermostat, adjustable, N.O. (close on rise) 0 to 60 deg C, 4K switching differential, 35mm DIN rail mount, for electrical enclosure climate control. | Stock | 25.5 | 26.5
011169-00 | Stego thermostat, adjustable, N.O. (close on rise) 32 to 140 deg F, 7 deg F switching differential, 35mm DIN rail mount, for electrical enclosure climate control. | Stock | 25.5 | 26.5
011409-00 | Stego thermostat, adjustable, N.C. (open on rise) 32 to 140 deg F, 12.6 deg F switching differential, 35mm DIN rail mount, for electrical enclosure climate control. | Stock | 18.5 | 19.25
011419-00 | Stego thermostat, adjustable, N.O. (close on rise) 32 to 140 deg F, 12.6 deg F switching differential, 35mm DIN rail mount, for electrical enclosure climate control. | Stock | 18.5 | 19.25
011420-00 | Stego thermostat, adjustable, N.C. (open on rise) -10 to 50 deg C, 7K switching differential, 35mm DIN rail mount, for electrical enclosure climate control. | Stock | 18.5 | 19.25
011469-00 | Stego thermostat, adjustable, N.C. (open on rise) 0 to 60 deg C, 7K switching differential, 35mm DIN rail mount, for electrical enclosure climate control. | Stock | 18.5 | 19.25
011479-00 | Stego thermostat, adjustable, N.O. (close on rise) 0 to 60 deg C, 7K switching differential, 35mm DIN rail mount, for electrical enclosure climate control. | Stock | 18.5 | 19.25
011570-00 | Stego thermostat, adjustable, N.C. (open on rise) -15 to 45 deg C, 7K switching differential, 35mm DIN rail mount, for electrical enclosure climate control. | Stock | 18.5 | 19.25
011580-00 | Stego thermostat, adjustable, N.O. (close on rise) 20 to 80 deg C, 7K switching differential, 35mm DIN rail mount, for electrical enclosure climate control. | Stock | 18.5 | 19.25
011600-00 | Stego thermostat, fixed, N.C. (open on rise) 41 deg F (5 deg C) switch-on, 18 deg F (10K) switching differential, 35mm DIN rail mount, for electrical enclosure climate control. | Stock | 14.5 | 15.25
011600-01 | Stego thermostat, fixed, N.C. (open on rise) 59 deg F (15 deg C) switch-on, 18 deg F (10K) switching differential, 35mm DIN rail mount, for electrical enclosure climate control. | Stock | 14.5 | 15.25
011610-00 | Stego thermostat, fixed, N.O. (close on rise) 122 deg F (50 deg C) switch-on, 12.6 deg F (7K) switching differential, 35mm DIN rail mount, for electrical enclosure climate control. | Stock | 14.5 | 15.25
011610-02 | Stego thermostat, fixed, N.O. (close on rise) 95 deg F (35 deg C) switch-on, 18 deg F (10K) switching differential, 35mm DIN rail mount, for electrical enclosure climate control. | Stock | 14.5 | 15.25
011630-00 | Stego thermostat, dual fixed, N.C. (open on rise) 41 deg F (5 deg C) switch-on, N.O. (close on rise) 122 deg F (50 deg C) switch-on, 18 deg F (10K) switching differential, 35mm DIN rail mount, for electrical enclosure climate control. | Stock | 27 | 28.5
011630-02 | Stego thermostat, dual fixed, N.C. (open on rise) 41 deg F (5 deg C) switch-on, N.O. (close on rise) 95 deg F (35 deg C) switch-on, 18 deg F (10K) switching differential, 35mm DIN rail mount, for electrical enclosure climate control. | Stock | 27 | 28.5
011640-00 | Stego thermostat, dual fixed, N.O. (close on rise) 122 deg F (50 deg C) switch-on, N.O. (close on rise) 140 deg F (60 deg C) switch-on, 18 deg F (10K) switching differential, 35mm DIN rail mount, for electrical enclosure climate control. | Stock | 27 | 28.5
011700-00 | Stego mechanical thermostat, adjustable, 5 to 60 deg C, 5K switching differential, 230 VAC operating voltage, 35mm DIN rail mount, for electrical enclosure climate control. | Stock | 37 | 38.5
011700-01 | Stego mechanical thermostat, adjustable, 40 to 140 deg F, 9 deg F switching differential, 230 VAC operating voltage, 35mm DIN rail mount, for electrical enclosure climate control. | Stock | 37 | 38.5
011709-00 | Stego mechanical thermostat, adjustable, 40 to 140 deg F, 9 deg F switching differential, 120 VAC operating voltage, 35mm DIN rail mount, for electrical enclosure climate control. | Stock | 37 | 38.5
011709-01 | Stego mechanical thermostat, adjustable, 5 to 60 deg C, 5K switching differential, 120 VAC operating voltage, 35mm DIN rail mount, for electrical enclosure climate control. | Stock | 37 | 38.5
011720-00 | Stego thermostat, dual adjustable, N.C. (open on rise) 0 to 60 deg C, N.O. (close on rise) 0 to 60 deg C, 7K switching differential, 35mm DIN rail mount, for electrical enclosure climate control. | Stock | 36.5 | 38
011720-01 | Stego thermostat, dual adjustable, N.C. (open on rise) 32 to 140 deg F, N.O. (close on rise) 32 to 140 deg F, 13 deg F switching differential, 35mm DIN rail mount, for electrical enclosure climate control. | Stock | 36.5 | 38
011750-00 | Stego thermostat, dual adjustable, N.C. (open on rise) -10 to 50 deg C, N.O. (close on rise) 20 to 80 deg C, 7K switching differential, 35mm DIN rail mount, for electrical enclosure climate control. | Stock | 36.5 | 38
011750-01 | Stego thermostat, dual adjustable, N.C. (open on rise) 14 to 122 deg F, N.O. (close on rise) 68 to 176 deg F, 12.6 deg F switching differential, 35mm DIN rail mount, for electrical enclosure climate control. | Stock | 36.5 | 38
011760-00 | Stego thermostat, dual adjustable, N.O. (close on rise) 0 to 60 deg C, N.O. (close on rise) 0 to 60 deg C, 7K switching differential, 35mm DIN rail mount, for electrical enclosure climate control. | Stock | 36.5 | 38
011760-01 | Stego thermostat, dual adjustable, N.O. (close on rise) 32 to 140 deg F, N.O. (close on rise) 32 to 140 deg F, 12.6 deg F switching differential, 35mm DIN rail mount, for electrical enclosure climate control. | Stock | 36.5 | 38
011850-00 | Stego thermostat, hazardous location rated, fixed, N.C. (open on rise) 59 deg F (15 deg C) switch-off, 9 deg F (5K) switching differential, 35mm DIN rail or panel mount, for electrical enclosure climate control. | Stock | 111 | 116
011851-00 | Stego thermostat, hazardous location rated, fixed, N.C. (open on rise) 77 deg F (25 deg C) switch-off, 9 deg F (5K) switching differential, 35mm DIN rail or panel mount, for electrical enclosure climate control. | Stock | 111 | 116
011900-00 | Stego electronic thermostat, adjustable, 0 to 60 deg C, 3K switching differential, 24 VDC operating voltage, 35mm DIN rail mount, for electrical enclosure climate control. | Stock | 53 | 55
011900-01 | Stego electronic thermostat, adjustable, 32 to 140 deg F, 5.4 deg F switching differential, 24 VDC operating voltage, 35mm DIN rail mount, for electrical enclosure climate control. | Stock | 53 | 55
012200-00 | Stego mechanical hygrostat, adjustable, 35% to 95% relative humidity, 4% RH switching differential, 35mm DIN rail mount, for electrical enclosure climate control. | Stock | 87 | 90
012300-00 | Stego electronic hygrotherm, adjustable, 0 to 60 deg C, 50% to 90% relative humidity, 2K/4% RH switching differential, 100-240 VAC operating voltage, 35mm DIN rail mount, for electrical enclosure climate control. | Stock | 116 | 121
012309-00 | Stego electronic hygrotherm, adjustable, 32 to 140 deg F, 50% to 90% relative humidity, 3.6 deg F/4% RH switching differential, 100-240 VAC operating voltage, 35mm DIN rail mount, for electrical enclosure climate control. | Stock | 116 | 121
012450-00 | Stego electronic hygrostat, adjustable, 40% to 90% relative humidity, 5% RH switching differential, 230 VAC operating voltage, 35mm DIN rail mount, for electrical enclosure climate control. | Stock | 67 | 70
012459-00 | Stego electronic hygrostat, adjustable, 40% to 90% relative humidity, 5% RH switching differential, 120 VAC operating voltage, 35mm DIN rail mount, for electrical enclosure climate control. | Stock | 67 | 70
012460-00 | Stego electronic hygrostat, fixed, 65% relative humidity, 5% RH switching differential, 230 VAC operating voltage, 35mm DIN rail mount, for electrical enclosure climate control. | Stock | 67 | 70
012469-00 | Stego electronic hygrostat, fixed, 65% relative humidity, 5% RH switching differential, 120 VAC operating voltage, 35mm DIN rail mount, for electrical enclosure climate control. | Stock | 67 | 70
013500-00 | Stego enclosure door switch, SPDT contact(s), IP20, M5 screw mount, screw terminal. | Stock | 33.5 | 35
013510-00 | Stego enclosure door switch, N.C. contact(s), IP20, M5 screw mount, screw terminal. | Stock | 33.5 | 35
013520-00 | Stego enclosure door switch, N.O. contact(s), IP20, M5 screw mount, screw terminal. | Stock | 33.5 | 35
014202-00 | Stego Smart Sensor temperature/humidity sensor, -40 to 140 deg F, 0 to 100% RH, 4-20mA output, 35mm DIN rail or panel mount, 4-pin M12 quick-disconnect. | Stock | 138 | 145
016020-00 | Stego enclosure heater, 8W heating capacity, PTC resistor heating element, 120-240 VAC/VDC operating voltage, panel mount. | Stock | 13.25 | 13.75
016020-03 | Stego enclosure heater, 8W heating capacity, PTC resistor heating element, 12-24 VAC/VDC operating voltage, panel mount. | Stock | 14.5 | 15.25
016090-00 | Stego enclosure heater, 10W heating capacity, PTC resistor heating element, 120-240 VAC/VDC operating voltage, panel mount. | Stock | 14.5 | 15
016090-01 | Stego enclosure heater, 10W heating capacity, PTC resistor heating element, 12-24 VAC/VDC operating voltage, panel mount. | Stock | 14.5 | 15
016100-00 | Stego enclosure heater, 13W heating capacity, PTC resistor heating element, 120-240 VAC/VDC operating voltage, panel mount. | Stock | 16.75 | 17.5
016100-01 | Stego enclosure heater, 13W heating capacity, PTC resistor heating element, 12-24 VAC/VDC operating voltage, panel mount. | Stock | 16.75 | 17.5
016220-03 | Stego enclosure heater, 5W heating capacity, PTC resistor heating element, 120-240 VAC/VDC operating voltage, panel mount. | Stock | 13.25 | 14
016230-01 | Stego enclosure heater, 9W heating capacity, PTC resistor heating element, 120-240 VAC/VDC operating voltage, panel mount. | Stock | 12.25 | 13
016240-03 | Stego enclosure heater, 5W heating capacity, PTC resistor heating element, 12-24 VAC/VDC operating voltage, panel mount. | Stock | 12.75 | 13.25
016250-02 | Stego enclosure heater, 9W heating capacity, PTC resistor heating element, 12-24 VAC/VDC operating voltage, panel mount. | Stock | 20.5 | 21.5
018000-01 | Stego Filter Fan intake fan, side mount, 14 CFM, 115 VAC operating voltage, G4 (coarse) filter mat, NEMA 12, indoor use only, 3.82 x 3.82in enclosure cutout, RAL 7035 light gray. | Stock | 81 | 85
018000-02 | Stego Filter Fan intake fan, side mount, 12 CFM, 24 VDC operating voltage, G4 (coarse) filter mat, NEMA 12, indoor use only, 3.82 x 3.82in enclosure cutout, RAL 7035 light gray. | Stock | 109 | 113
018010-01 | Stego Filter Fan intake fan, side mount, 37 CFM, 115 VAC operating voltage, G4 (coarse) filter mat, NEMA 12, indoor use only, 4.92 x 4.92in enclosure cutout, RAL 7035 light gray. | Stock | 91 | 95
018010-02 | Stego Filter Fan intake fan, side mount, 32 CFM, 24 VDC operating voltage, G4 (coarse) filter mat, NEMA 12, indoor use only, 4.92 x 4.92in enclosure cutout, RAL 7035 light gray. | Stock | 121 | 126
018020-01 | Stego Filter Fan intake fan, side mount, 69 CFM, 115 VAC operating voltage, G4 (coarse) filter mat, NEMA 12, indoor use only, 6.93 x 6.93in enclosure cutout, RAL 7035 light gray. | Stock | 108 | 112
018020-02 | Stego Filter Fan intake fan, side mount, 60 CFM, 24 VDC operating voltage, G4 (coarse) filter mat, NEMA 12, indoor use only, 6.93 x 6.93in enclosure cutout, RAL 7035 light gray. | Stock | 123 | 129
018030-01 | Stego Filter Fan intake fan, side mount, 202 CFM, 115 VAC operating voltage, G4 (coarse) filter mat, NEMA 12, indoor use only, 9.84 x 9.84in enclosure cutout, RAL 7035 light gray. | Stock | 316 | 330
018030-03 | Stego Filter Fan intake fan, side mount, 176 CFM, 24 VDC operating voltage, G4 (coarse) filter mat, NEMA 12, indoor use only, 9.84 x 9.84in enclosure cutout, RAL 7035 light gray. | Stock | 329 | 344
018040-01 | Stego Filter Fan intake fan, side mount, 136 CFM, 115 VAC operating voltage, G4 (coarse) filter mat, NEMA 12, indoor use only, 6.93 x 6.93in enclosure cutout, RAL 7035 light gray. | Stock | 186 | 194
018050-01 | Stego Filter Fan intake fan, side mount, 372 CFM, 115 VAC operating voltage, G4 (coarse) filter mat, NEMA 12, indoor use only, 9.84 x 9.84in enclosure cutout, RAL 7035 light gray. | Stock | 260 | 271
018210-02 | Stego Filter Fan intake fan, side mount, 14 CFM, 115 VAC operating voltage, M5 (medium) filter mat, NEMA 12, safe for outdoor use, 4.92 x 4.92in enclosure cutout, RAL 7035 light gray. | Stock | 147 | 153
018210-04 | Stego Filter Fan intake fan, side mount, 12 CFM, 24 VDC operating voltage, M5 (medium) filter mat, NEMA 12, safe for outdoor use, 4.92 x 4.92in enclosure cutout, RAL 7035 light gray. | Stock | 172 | 180
018700-30 | Stego Filter Fan Plus FPI intake fan, side mount, 11 CFM, 230 VAC operating voltage, G3 (coarse) filter mat, NEMA 12, indoor use only, 3.62 x 3.62in enclosure cutout, RAL 7035 light gray. | Stock | 72 | 76
018701-30 | Stego Filter Fan Plus FPI intake fan, side mount, 14 CFM, 48 VDC operating voltage, G3 (coarse) filter mat, NEMA 12, indoor use only, 3.62 x 3.62in enclosure cutout, RAL 7035 light gray. | Stock | 82 | 86
018702-30 | Stego Filter Fan Plus FPI intake fan, side mount, 13 CFM, 24 VDC operating voltage, G3 (coarse) filter mat, NEMA 12, indoor use only, 3.62 x 3.62in enclosure cutout, RAL 7035 light gray. | Stock | 78 | 81
018703-30 | Stego Filter Fan Plus FPI intake fan, side mount, 13 CFM, 12 VDC operating voltage, G3 (coarse) filter mat, NEMA 12, indoor use only, 3.62 x 3.62in enclosure cutout, RAL 7035 light gray. | Stock | 82 | 86
018709-30 | Stego Filter Fan Plus FPI intake fan, side mount, 14 CFM, 115 VAC operating voltage, G3 (coarse) filter mat, NEMA 12, indoor use only, 3.62 x 3.62in enclosure cutout, RAL 7035 light gray. | Stock | 72 | 76
018710-30 | Stego Filter Fan Plus FPI intake fan, side mount, 31 CFM, 230 VAC operating voltage, G3 (coarse) filter mat, NEMA 12, indoor use only, 4.88 x 4.88in enclosure cutout, RAL 7035 light gray. | Stock | 79 | 83
018711-30 | Stego Filter Fan Plus FPI intake fan, side mount, 39 CFM, 48 VDC operating voltage, G3 (coarse) filter mat, NEMA 12, indoor use only, 4.88 x 4.88in enclosure cutout, RAL 7035 light gray. | Stock | 89 | 93
018712-30 | Stego Filter Fan Plus FPI intake fan, side mount, 39 CFM, 24 VDC operating voltage, G3 (coarse) filter mat, NEMA 12, indoor use only, 4.88 x 4.88in enclosure cutout, RAL 7035 light gray. | Stock | 85 | 89
018713-30 | Stego Filter Fan Plus FPI intake fan, side mount, 45 CFM, 12 VDC operating voltage, G3 (coarse) filter mat, NEMA 12, indoor use only, 4.88 x 4.88in enclosure cutout, RAL 7035 light gray. | Stock | 89 | 93
018719-30 | Stego Filter Fan Plus FPI intake fan, side mount, 37 CFM, 115 VAC operating voltage, G3 (coarse) filter mat, NEMA 12, indoor use only, 4.88 x 4.88in enclosure cutout, RAL 7035 light gray. | Stock | 79 | 83
018720-30 | Stego Filter Fan Plus FPI intake fan, side mount, 100 CFM, 230 VAC operating voltage, G3 (coarse) filter mat, NEMA 12, indoor use only, 6.93 x 6.93in enclosure cutout, RAL 7035 light gray. | Stock | 136 | 142
018721-30 | Stego Filter Fan Plus FPI intake fan, side mount, 100 CFM, 48 VDC operating voltage, G3 (coarse) filter mat, NEMA 12, indoor use only, 6.93 x 6.93in enclosure cutout, RAL 7035 light gray. | Stock | 201 | 210
018722-30 | Stego Filter Fan Plus FPI intake fan, side mount, 105 CFM, 24 VDC operating voltage, G3 (coarse) filter mat, NEMA 12, indoor use only, 6.93 x 6.93in enclosure cutout, RAL 7035 light gray. | Stock | 201 | 210
018723-30 | Stego Filter Fan Plus FPI intake fan, side mount, 106 CFM, 12 VDC operating voltage, G3 (coarse) filter mat, NEMA 12, indoor use only, 6.93 x 6.93in enclosure cutout, RAL 7035 light gray. | Stock | 201 | 210
018729-30 | Stego Filter Fan Plus FPI intake fan, side mount, 120 CFM, 115 VAC operating voltage, G3 (coarse) filter mat, NEMA 12, indoor use only, 6.93 x 6.93in enclosure cutout, RAL 7035 light gray. | Stock | 152 | 159
018730-30 | Stego Filter Fan Plus FPI intake fan, side mount, 180 CFM, 230 VAC operating voltage, G3 (coarse) filter mat, NEMA 12, indoor use only, 8.78 x 8.78in enclosure cutout, RAL 7035 light gray. | Stock | 175 | 182
018739-30 | Stego Filter Fan Plus FPI intake fan, side mount, 195 CFM, 115 VAC operating voltage, G3 (coarse) filter mat, NEMA 12, indoor use only, 8.78 x 8.78in enclosure cutout, RAL 7035 light gray. | Stock | 183 | 191
018740-30 | Stego Filter Fan Plus FPI intake fan, side mount, 255 CFM, 230 VAC operating voltage, G3 (coarse) filter mat, NEMA 12, indoor use only, 11.46 x 11.46in enclosure cutout, RAL 7035 light gray. | Stock | 235 | 245
018740-31 | Stego Filter Fan Plus FPI intake fan, side mount, 367 CFM, 230 VAC operating voltage, G3 (coarse) filter mat, NEMA 12, indoor use only, 11.46 x 11.46in enclosure cutout, RAL 7035 light gray. | Stock | 291 | 304
018749-30 | Stego Filter Fan Plus FPI intake fan, side mount, 232 CFM, 115 VAC operating voltage, G3 (coarse) filter mat, NEMA 12, indoor use only, 11.46 x 11.46in enclosure cutout, RAL 7035 light gray. | Stock | 255 | 267
018749-31 | Stego Filter Fan Plus FPI intake fan, side mount, 391 CFM, 115 VAC operating voltage, G3 (coarse) filter mat, NEMA 12, indoor use only, 11.46 x 11.46in enclosure cutout, RAL 7035 light gray. | Stock | 309 | 323
018800-00 | Stego Filter Fan Plus FPO exhaust fan, side mount, 14 CFM, 230 VAC operating voltage, with air flaps, NEMA 12, indoor use only, 3.62 x 3.62in enclosure cutout, RAL 7035 light gray. | Stock | 76 | 79
018800-40 | Stego Filter Fan Plus FPO exhaust fan, side mount, 11 CFM, 230 VAC operating voltage, G3 (coarse) filter mat, NEMA 12, indoor use only, 3.62 x 3.62in enclosure cutout, RAL 7035 light gray. | Stock | 72 | 76
018801-00 | Stego Filter Fan Plus FPO exhaust fan, side mount, 19 CFM, 48 VDC operating voltage, with air flaps, NEMA 12, indoor use only, 3.62 x 3.62in enclosure cutout, RAL 7035 light gray. | Stock | 85 | 89
018802-00 | Stego Filter Fan Plus FPO exhaust fan, side mount, 18 CFM, 24 VDC operating voltage, with air flaps, NEMA 12, indoor use only, 3.62 x 3.62in enclosure cutout, RAL 7035 light gray. | Stock | 81 | 85
018803-00 | Stego Filter Fan Plus FPO exhaust fan, side mount, 19 CFM, 12 VDC operating voltage, with air flaps, NEMA 12, indoor use only, 3.62 x 3.62in enclosure cutout, RAL 7035 light gray. | Stock | 85 | 89
018809-00 | Stego Filter Fan Plus FPO exhaust fan, side mount, 19 CFM, 115 VAC operating voltage, with air flaps, NEMA 12, indoor use only, 3.62 x 3.62in enclosure cutout, RAL 7035 light gray. | Stock | 76 | 79
018809-40 | Stego Filter Fan Plus FPO exhaust fan, side mount, 14 CFM, 115 VAC operating voltage, G3 (coarse) filter mat, NEMA 12, indoor use only, 3.62 x 3.62in enclosure cutout, RAL 7035 light gray. | Stock | 72 | 76
018810-00 | Stego Filter Fan Plus FPO exhaust fan, side mount, 57 CFM, 230 VAC operating voltage, with air flaps, NEMA 12, indoor use only, 4.88 x 4.88in enclosure cutout, RAL 7035 light gray. | Stock | 84 | 87
018810-40 | Stego Filter Fan Plus FPO exhaust fan, side mount, 32 CFM, 230 VAC operating voltage, G3 (coarse) filter mat, NEMA 12, indoor use only, 4.88 x 4.88in enclosure cutout, RAL 7035 light gray. | Stock | 84 | 87
018811-00 | Stego Filter Fan Plus FPO exhaust fan, side mount, 74 CFM, 48 VDC operating voltage, with air flaps, NEMA 12, indoor use only, 4.88 x 4.88in enclosure cutout, RAL 7035 light gray. | Stock | 93 | 98
018812-00 | Stego Filter Fan Plus FPO exhaust fan, side mount, 70 CFM, 24 VDC operating voltage, with air flaps, NEMA 12, indoor use only, 4.88 x 4.88in enclosure cutout, RAL 7035 light gray. | Stock | 89 | 93
018813-00 | Stego Filter Fan Plus FPO exhaust fan, side mount, 70 CFM, 12 VDC operating voltage, with air flaps, NEMA 12, indoor use only, 4.88 x 4.88in enclosure cutout, RAL 7035 light gray. | Stock | 93 | 98
018819-00 | Stego Filter Fan Plus FPO exhaust fan, side mount, 69 CFM, 115 VAC operating voltage, with air flaps, NEMA 12, indoor use only, 4.88 x 4.88in enclosure cutout, RAL 7035 light gray. | Stock | 84 | 87
018819-40 | Stego Filter Fan Plus FPO exhaust fan, side mount, 39 CFM, 115 VAC operating voltage, G3 (coarse) filter mat, NEMA 12, indoor use only, 4.88 x 4.88in enclosure cutout, RAL 7035 light gray. | Stock | 80 | 83
018820-00 | Stego Filter Fan Plus FPO exhaust fan, side mount, 155 CFM, 230 VAC operating voltage, with air flaps, NEMA 12, indoor use only, 6.93 x 6.93in enclosure cutout, RAL 7035 light gray. | Stock | 143 | 150
018820-40 | Stego Filter Fan Plus FPO exhaust fan, side mount, 106 CFM, 230 VAC operating voltage, G3 (coarse) filter mat, NEMA 12, indoor use only, 6.93 x 6.93in enclosure cutout, RAL 7035 light gray. | Stock | 136 | 142
018821-00 | Stego Filter Fan Plus FPO exhaust fan, side mount, 163 CFM, 48 VDC operating voltage, with air flaps, NEMA 12, indoor use only, 6.93 x 6.93in enclosure cutout, RAL 7035 light gray. | Stock | 210 | 219
018822-00 | Stego Filter Fan Plus FPO exhaust fan, side mount, 158 CFM, 24 VDC operating voltage, with air flaps, NEMA 12, indoor use only, 6.93 x 6.93in enclosure cutout, RAL 7035 light gray. | Stock | 210 | 219
018823-00 | Stego Filter Fan Plus FPO exhaust fan, side mount, 164 CFM, 12 VDC operating voltage, with air flaps, NEMA 12, indoor use only, 6.93 x 6.93in enclosure cutout, RAL 7035 light gray. | Stock | 210 | 219
018829-00 | Stego Filter Fan Plus FPO exhaust fan, side mount, 184 CFM, 115 VAC operating voltage, with air flaps, NEMA 12, indoor use only, 6.93 x 6.93in enclosure cutout, RAL 7035 light gray. | Stock | 159 | 166
018829-40 | Stego Filter Fan Plus FPO exhaust fan, side mount, 126 CFM, 115 VAC operating voltage, G3 (coarse) filter mat, NEMA 12, indoor use only, 6.93 x 6.93in enclosure cutout, RAL 7035 light gray. | Stock | 152 | 159
018830-00 | Stego Filter Fan Plus FPO exhaust fan, side mount, 316 CFM, 230 VAC operating voltage, with air flaps, NEMA 12, indoor use only, 8.78 x 8.78in enclosure cutout, RAL 7035 light gray. | Stock | 187 | 195
018830-40 | Stego Filter Fan Plus FPO exhaust fan, side mount, 177 CFM, 230 VAC operating voltage, G3 (coarse) filter mat, NEMA 12, indoor use only, 8.78 x 8.78in enclosure cutout, RAL 7035 light gray. | Stock | 175 | 182
018839-00 | Stego Filter Fan Plus FPO exhaust fan, side mount, 342 CFM, 115 VAC operating voltage, with air flaps, NEMA 12, indoor use only, 8.78 x 8.78in enclosure cutout, RAL 7035 light gray. | Stock | 206 | 215
018839-40 | Stego Filter Fan Plus FPO exhaust fan, side mount, 191 CFM, 115 VAC operating voltage, G3 (coarse) filter mat, NEMA 12, indoor use only, 8.78 x 8.78in enclosure cutout, RAL 7035 light gray. | Stock | 183 | 191
018840-00 | Stego Filter Fan Plus FPO exhaust fan, side mount, 428 CFM, 230 VAC operating voltage, with air flaps, NEMA 12, indoor use only, 11.46 x 11.46in enclosure cutout, RAL 7035 light gray. | Stock | 247 | 258
018840-01 | Stego Filter Fan Plus FPO exhaust fan, side mount, 595 CFM, 230 VAC operating voltage, with air flaps, G3 (coarse) filter mat, NEMA 12, indoor use only, 11.46 x 11.46in enclosure cutout, RAL 7035 light gray. | Stock | 305 | 319
018840-40 | Stego Filter Fan Plus FPO exhaust fan, side mount, 265 CFM, 230 VAC operating voltage, G3 (coarse) filter mat, NEMA 12, indoor use only, 11.46 x 11.46in enclosure cutout, RAL 7035 light gray. | Stock | 235 | 245
018849-00 | Stego Filter Fan Plus FPO exhaust fan, side mount, 414 CFM, 115 VAC operating voltage, with air flaps, NEMA 12, indoor use only, 11.46 x 11.46in enclosure cutout, RAL 7035 light gray. | Stock | 268 | 280
018849-01 | Stego Filter Fan Plus FPO exhaust fan, side mount, 607 CFM, 115 VAC operating voltage, with air flaps, G3 (coarse) filter mat, NEMA 12, indoor use only, 11.46 x 11.46in enclosure cutout, RAL 7035 light gray. | Stock | 323 | 338
018849-40 | Stego Filter Fan Plus FPO exhaust fan, side mount, 256 CFM, 115 VAC operating voltage, G3 (coarse) filter mat, NEMA 12, indoor use only, 11.46 x 11.46in enclosure cutout, RAL 7035 light gray. | Stock | 255 | 267
019250-00 | Stego StegoJet series compact directional cooling fan, for precise cooling of heat sources inside an enclosure, 100-240 VAC operating voltage, 50/60 Hz, 35mm DIN rail mount, IP20. | Stock | 92 | 96
019250-01 | Stego StegoJet series compact directional cooling fan, for precise cooling of heat sources inside an enclosure, 100-240 VAC operating voltage, 50/60 Hz, panel mount, IP20. | Stock | 92 | 96
01-SAFETY-KEY-SET | Dold Safemaster series, actuator, safety key set, 316 stainless steel. For use with trapped key interlock systems. (1) 316 stainless steel coded trap key module and (1) coded key included. | Stock | 308 | 320
020310-00 | Stego enclosure heater, hazardous location rated, 50W heating capacity, high performance cartridge heating element, 230 VAC operating voltage, 35mm DIN rail mount. | Stock | 165 | 172
020319-00 | Stego enclosure heater, hazardous location rated, 50W heating capacity, high performance cartridge heating element, 120 VAC operating voltage, 35mm DIN rail mount. | Stock | 165 | 172
020320-00 | Stego enclosure heater, hazardous location rated, 100W heating capacity, high performance cartridge heating element, 230 VAC operating voltage, 35mm DIN rail mount. | Stock | 189 | 197
020329-00 | Stego enclosure heater, hazardous location rated, 100W heating capacity, high performance cartridge heating element, 120 VAC operating voltage, 35mm DIN rail mount. | Stock | 189 | 197
020340-00 | Stego enclosure heater, hazardous location rated, 200W heating capacity, high performance cartridge heating element, 230 VAC operating voltage, 35mm DIN rail mount. | Stock | 210 | 219
020349-00 | Stego enclosure heater, hazardous location rated, 200W heating capacity, high performance cartridge heating element, 120 VAC operating voltage, 35mm DIN rail mount. | Stock | 210 | 219
021000-00 | Stego Varioline LED enclosure light, 100-240 VAC operating voltage, on/off switch, 15.6in length, 1080 Lm, screw mount, 2-pole plug with snap lock, 11W, IP20. | Stock | 117 | 123
021000-30 | Stego Varioline LED enclosure light, 100-240 VAC operating voltage, on/off switch, 15.6in length, 1080 Lm, magnet mount, 2-pole plug with snap lock, 11W, IP20. | Stock | 124 | 130
021100-00 | Stego Varioline LED enclosure light, 100-240 VAC operating voltage, motion sensor switch, 15.6in length, 1080 Lm, screw mount, 2-pole plug with snap lock, 11W, IP20. | Stock | 162 | 169
021100-30 | Stego Varioline LED enclosure light, 100-240 VAC operating voltage, motion sensor switch, 15.6in length, 1080 Lm, magnet mount, 2-pole plug with snap lock, 11W, IP20. | Stock | 169 | 176
021200-00 | Stego Varioline LED enclosure light, 100-240 VAC operating voltage, no switch, 15.6in length, 1080 Lm, screw mount, 2-pole plug with snap lock, 11W, IP20. | Stock | 114 | 119
021200-30 | Stego Varioline LED enclosure light, 100-240 VAC operating voltage, no switch, 15.6in length, 1080 Lm, magnet mount, 2-pole plug with snap lock, 11W, IP20. | Stock | 121 | 126
022000-00 | Stego Varioline LED enclosure light, 100-240 VAC operating voltage, on/off switch, 23.4in length, 1730 Lm, screw mount, 2-pole plug with snap lock, 16W, IP20. | Stock | 132 | 137
022000-30 | Stego Varioline LED enclosure light, 100-240 VAC operating voltage, on/off switch, 23.4in length, 1730 Lm, magnet mount, 2-pole plug with snap lock, 16W, IP20. | Stock | 138 | 144
022100-00 | Stego Varioline LED enclosure light, 100-240 VAC operating voltage, motion sensor switch, 23.4in length, 1730 Lm, screw mount, 2-pole plug with snap lock, 16W, IP20. | Stock | 176 | 184
022100-30 | Stego Varioline LED enclosure light, 100-240 VAC operating voltage, motion sensor switch, 23.4in length, 1730 Lm, magnet mount, 2-pole plug with snap lock, 16W, IP20. | Stock | 183 | 191
022200-00 | Stego Varioline LED enclosure light, 100-240 VAC operating voltage, no switch, 23.4in length, 1730 Lm, screw mount, 2-pole plug with snap lock, 16W, IP20. | Stock | 128 | 134
022200-30 | Stego Varioline LED enclosure light, 100-240 VAC operating voltage, no switch, 23.4in length, 1730 Lm, magnet mount, 2-pole plug with snap lock, 16W, IP20. | Stock | 135 | 141
025400-00 | Stego LED enclosure light, 100-240 VAC operating voltage, on/off switch, 13.8in length, 400 Lm, magnet mount, 2-pole plug with snap lock, 5W, IP20. | Stock | 94 | 98
025400-01 | Stego LED enclosure light, 100-240 VAC operating voltage, on/off switch, 13.8in length, 400 Lm, screw mount, 2-pole plug with snap lock, 5W, IP20. | Stock | 82 | 86
025401-00 | Stego LED enclosure light, 24-48 VDC operating voltage, on/off switch, 13.8in length, 400 Lm, magnet mount, 2-pole plug with snap lock, 5W, IP20. | Stock | 143 | 150
025401-01 | Stego LED enclosure light, 24-48 VDC operating voltage, on/off switch, 13.8in length, 400 Lm, screw mount, 2-pole plug with snap lock, 5W, IP20. | Stock | 131 | 137
025401-10 | Stego Ecoline LED enclosure light, 24-48 VDC operating voltage, on/off switch, 13.8in length, 400 Lm, magnet mount, 2-pole dual cage clamp for 16 AWG stranded wire with ferrule or 14 AWG solid wire, 5W, IP20. | Stock | 83 | 87
025401-11 | Stego Ecoline LED enclosure light, 24-48 VDC operating voltage, on/off switch, 13.8in length, 400 Lm, screw mount, 2-pole dual cage clamp for 16 AWG stranded wire with ferrule or 14 AWG solid wire, 5W, IP20. | Stock | 73 | 76
025401-13 | Stego Ecoline LED enclosure light, 24-48 VDC operating voltage, on/off switch, 13.8in length, 400 Lm, clip mount, 2-pole dual cage clamp for 16 AWG stranded wire with ferrule or 14 AWG solid wire, 5W, IP20. | Stock | 73 | 76
025403-10 | Stego Ecoline LED enclosure light, 100-240 VAC / 90-110 VDC operating voltage, on/off switch, 13.8in length, 400 Lm, magnet mount, 2-pole dual cage clamp for 16 AWG stranded wire with ferrule or 14 AWG solid wire, 5W, IP20. | Stock | 63 | 66
025403-11 | Stego Ecoline LED enclosure light, 100-240 VAC / 90-110 VDC operating voltage, on/off switch, 13.8in length, 400 Lm, screw mount, 2-pole dual cage clamp for 16 AWG stranded wire with ferrule or 14 AWG solid wire, 5W, IP20. | Stock | 52 | 55
025403-13 | Stego Ecoline LED enclosure light, 100-240 VAC / 90-110 VDC operating voltage, on/off switch, 13.8in length, 400 Lm, clip mount, 2-pole dual cage clamp for 16 AWG stranded wire with ferrule or 14 AWG solid wire, 5W, IP20. | Stock | 52 | 55
025410-00 | Stego LED enclosure light, 100-240 VAC operating voltage, motion sensor switch, 13.8in length, 400 Lm, magnet mount, 2-pole plug with snap lock, 5W, IP20. | Stock | 159 | 167
025410-01 | Stego LED enclosure light, 100-240 VAC operating voltage, motion sensor switch, 13.8in length, 400 Lm, screw mount, 2-pole plug with snap lock, 5W, IP20. | Stock | 148 | 155
025411-00 | Stego LED enclosure light, 24-48 VDC operating voltage, motion sensor switch, 13.8in length, 400 Lm, magnet mount, 2-pole plug with snap lock, 5W, IP20. | Stock | 219 | 229
025411-01 | Stego LED enclosure light, 24-48 VDC operating voltage, motion sensor switch, 13.8in length, 400 Lm, screw mount, 2-pole plug with snap lock, 5W, IP20. | Stock | 207 | 216
025411-10 | Stego Ecoline LED enclosure light, 24-48 VDC operating voltage, motion sensor switch, 13.8in length, 400 Lm, magnet mount, 2-pole dual cage clamp for 16 AWG stranded wire with ferrule or 14 AWG solid wire, 5W, IP20. | Stock | 153 | 159
025411-11 | Stego Ecoline LED enclosure light, 24-48 VDC operating voltage, motion sensor switch, 13.8in length, 400 Lm, screw mount, 2-pole dual cage clamp for 16 AWG stranded wire with ferrule or 14 AWG solid wire, 5W, IP20. | Stock | 142 | 149
025411-13 | Stego Ecoline LED enclosure light, 24-48 VDC operating voltage, motion sensor switch, 13.8in length, 400 Lm, clip mount, 2-pole dual cage clamp for 16 AWG stranded wire with ferrule or 14 AWG solid wire, 5W, IP20. | Stock | 142 | 149
025413-10 | Stego Ecoline LED enclosure light, 100-240 VAC / 90-110 VDC operating voltage, motion sensor switch, 13.8in length, 400 Lm, magnet mount, 2-pole dual cage clamp for 16 AWG stranded wire with ferrule or 14 AWG solid wire, 5W, IP20. | Stock | 121 | 127
025413-11 | Stego Ecoline LED enclosure light, 100-240 VAC / 90-110 VDC operating voltage, motion sensor switch, 13.8in length, 400 Lm, screw mount, 2-pole dual cage clamp for 16 AWG stranded wire with ferrule or 14 AWG solid wire, 5W, IP20. | Stock | 111 | 116
025413-13 | Stego Ecoline LED enclosure light, 100-240 VAC / 90-110 VDC operating voltage, motion sensor switch, 13.8in length, 400 Lm, clip mount, 2-pole dual cage clamp for 16 AWG stranded wire with ferrule or 14 AWG solid wire, 5W, IP20. | Stock | 111 | 116
025421-10 | Stego Ecoline LED enclosure light, 24-48 VDC operating voltage, no switch, 13.8in length, 400 Lm, magnet mount, 2-pole dual cage clamp for 16 AWG stranded wire with ferrule or 14 AWG solid wire, 5W, IP20. | Stock | 82 | 85
025421-11 | Stego Ecoline LED enclosure light, 24-48 VDC operating voltage, no switch, 13.8in length, 400 Lm, screw mount, 2-pole dual cage clamp for 16 AWG stranded wire with ferrule or 14 AWG solid wire, 5W, IP20. | Stock | 71 | 74
025421-13 | Stego Ecoline LED enclosure light, 24-48 VDC operating voltage, no switch, 13.8in length, 400 Lm, clip mount, 2-pole dual cage clamp for 16 AWG stranded wire with ferrule or 14 AWG solid wire, 5W, IP20. | Stock | 71 | 74
025423-10 | Stego Ecoline LED enclosure light, 100-240 VAC / 90-110 VDC operating voltage, no switch, 13.8in length, 400 Lm, magnet mount, 2-pole dual cage clamp for 16 AWG stranded wire with ferrule or 14 AWG solid wire, 5W, IP20. | Stock | 61 | 64
025423-11 | Stego Ecoline LED enclosure light, 100-240 VAC / 90-110 VDC operating voltage, no switch, 13.8in length, 400 Lm, screw mount, 2-pole dual cage clamp for 16 AWG stranded wire with ferrule or 14 AWG solid wire, 5W, IP20. | Stock | 51 | 53
025423-13 | Stego Ecoline LED enclosure light, 100-240 VAC / 90-110 VDC operating voltage, no switch, 13.8in length, 400 Lm, clip mount, 2-pole dual cage clamp for 16 AWG stranded wire with ferrule or 14 AWG solid wire, 5W, IP20. | Stock | 51 | 53
027000-00 | Stego enclosure heater, axial fan, 550W heating capacity, PTC resistor heating element, 220-240 VAC operating voltage, 50/60 Hz, adjustable thermostat, N.C. (open on rise) 0 to 60 deg C, 35mm DIN rail mount. | Stock | 174 | 182
027009-00 | Stego enclosure heater, axial fan, 550W heating capacity, PTC resistor heating element, 100-120 VAC operating voltage, 50/60 Hz, adjustable thermostat, N.C. (open on rise) 32 to 140 deg F, 35mm DIN rail mount. | Stock | 174 | 182
027009-01 | Stego enclosure heater, axial fan, 550W heating capacity, PTC resistor heating element, 100-120 VAC operating voltage, 50/60 Hz, adjustable thermostat, N.C. (open on rise) 0 to 60 deg C, 35mm DIN rail mount. | Stock | 174 | 182
027010-00 | Stego enclosure heater, axial fan, 650W heating capacity, PTC resistor heating element, 220-240 VAC operating voltage, 50/60 Hz, adjustable thermostat, N.C. (open on rise) 0 to 60 deg C, 35mm DIN rail mount. | Stock | 194 | 203
027019-00 | Stego enclosure heater, axial fan, 650W heating capacity, PTC resistor heating element, 100-120 VAC operating voltage, 50/60 Hz, adjustable thermostat, N.C. (open on rise) 32 to 140 deg F, 35mm DIN rail mount. | Stock | 194 | 203
027019-01 | Stego enclosure heater, axial fan, 650W heating capacity, PTC resistor heating element, 100-120 VAC operating voltage, 50/60 Hz, adjustable thermostat, N.C. (open on rise) 0 to 60 deg C, 35mm DIN rail mount. | Stock | 194 | 203
028000-00 | Stego enclosure heater, axial fan, 150W heating capacity, touch-safe PTC resistor heating element, 230 VAC operating voltage, 50/60 Hz, 35mm DIN rail mount. | Stock | 105 | 110
028000-01 | Stego enclosure heater, axial fan, 150W heating capacity, touch-safe PTC resistor heating element, 230 VAC operating voltage, 50/60 Hz, panel mount. | Stock | 105 | 110
028009-00 | Stego enclosure heater, axial fan, 150W heating capacity, touch-safe PTC resistor heating element, 120 VAC operating voltage, 50/60 Hz, 35mm DIN rail mount. | Stock | 105 | 110
028009-01 | Stego enclosure heater, axial fan, 150W heating capacity, touch-safe PTC resistor heating element, 120 VAC operating voltage, 50/60 Hz, panel mount. | Stock | 105 | 110
028100-00 | Stego enclosure heater, axial fan, 400W heating capacity, touch-safe PTC resistor heating element, 230 VAC operating voltage, 50/60 Hz, 35mm DIN rail mount. | Stock | 133 | 139
028100-01 | Stego enclosure heater, axial fan, 400W heating capacity, touch-safe PTC resistor heating element, 230 VAC operating voltage, 50/60 Hz, panel mount. | Stock | 133 | 139
028109-00 | Stego enclosure heater, axial fan, 400W heating capacity, touch-safe PTC resistor heating element, 120 VAC operating voltage, 50/60 Hz, 35mm DIN rail mount. | Stock | 133 | 139
028109-01 | Stego enclosure heater, axial fan, 400W heating capacity, touch-safe PTC resistor heating element, 120 VAC operating voltage, 50/60 Hz, panel mount. | Stock | 133 | 139
028110-00 | Stego enclosure heater, axial fan, 250W heating capacity, touch-safe PTC resistor heating element, 230 VAC operating voltage, 50/60 Hz, 35mm DIN rail mount. | Stock | 121 | 126
028110-01 | Stego enclosure heater, axial fan, 250W heating capacity, touch-safe PTC resistor heating element, 230 VAC operating voltage, 50/60 Hz, panel mount. | Stock | 121 | 126
028119-00 | Stego enclosure heater, axial fan, 250W heating capacity, touch-safe PTC resistor heating element, 120 VAC operating voltage, 50/60 Hz, 35mm DIN rail mount. | Stock | 121 | 126
028119-01 | Stego enclosure heater, axial fan, 250W heating capacity, touch-safe PTC resistor heating element, 120 VAC operating voltage, 50/60 Hz, panel mount. | Stock | 121 | 126
028200-06 | Stego enclosure heater, axial fan, 400W heating capacity, touch-safe PTC resistor heating element, 230 VAC operating voltage, 50/60 Hz, fixed thermostat, N.C. (open on rise) 41 deg F (5 deg C) switch-on, 35mm DIN rail mount. | Stock | 145 | 151
028200-08 | Stego enclosure heater, axial fan, 400W heating capacity, touch-safe PTC resistor heating element, 230 VAC operating voltage, 50/60 Hz, fixed thermostat, N.C. (open on rise) 41 deg F (5 deg C) switch-on, panel mount. | Stock | 145 | 151
028209-06 | Stego enclosure heater, axial fan, 400W heating capacity, touch-safe PTC resistor heating element, 120 VAC operating voltage, 50/60 Hz, fixed thermostat, N.C. (open on rise) 41 deg F (5 deg C) switch-on, 35mm DIN rail mount. | Stock | 145 | 151
028209-08 | Stego enclosure heater, axial fan, 400W heating capacity, touch-safe PTC resistor heating element, 120 VAC operating voltage, 50/60 Hz, fixed thermostat, N.C. (open on rise) 41 deg F (5 deg C) switch-on, panel mount. | Stock | 145 | 151
028210-06 | Stego enclosure heater, axial fan, 250W heating capacity, touch-safe PTC resistor heating element, 230 VAC operating voltage, 50/60 Hz, fixed thermostat, N.C. (open on rise) 41 deg F (5 deg C) switch-on, 35mm DIN rail mount. | Stock | 133 | 139
028210-08 | Stego enclosure heater, axial fan, 250W heating capacity, touch-safe PTC resistor heating element, 230 VAC operating voltage, 50/60 Hz, fixed thermostat, N.C. (open on rise) 41 deg F (5 deg C) switch-on, panel mount. | Stock | 133 | 139
028219-06 | Stego enclosure heater, axial fan, 250W heating capacity, touch-safe PTC resistor heating element, 120 VAC operating voltage, 50/60 Hz, fixed thermostat, N.C. (open on rise) 41 deg F (5 deg C) switch-on, 35mm DIN rail mount. | Stock | 133 | 139
028219-08 | Stego enclosure heater, axial fan, 250W heating capacity, touch-safe PTC resistor heating element, 120 VAC operating voltage, 50/60 Hz, fixed thermostat, N.C. (open on rise) 41 deg F (5 deg C) switch-on, panel mount. | Stock | 133 | 139
030510-00 | Stego enclosure heater, axial fan, 950W heating capacity, high performance cartridge heating element, 230 VAC operating voltage, 50/60 Hz, adjustable thermostat, N.C. (open on rise) 0 to 60 deg C, foot mount. | Stock | 219 | 228
030599-00 | Stego enclosure heater, axial fan, 950W heating capacity, high performance cartridge heating element, 120 VAC operating voltage, 50/60 Hz, adjustable thermostat, N.C. (open on rise) 32 to 140 deg F, foot mount. | Stock | 219 | 228
030600-00 | Stego enclosure heater, axial fan, 1200W heating capacity, PTC resistor heating element, 230 VAC operating voltage, 50/60 Hz, adjustable thermostat, N.C. (open on rise) 0 to 60 deg C, foot mount. | Stock | 238 | 248
030609-00 | Stego enclosure heater, axial fan, 1200W heating capacity, PTC resistor heating element, 120 VAC operating voltage, 50/60 Hz, adjustable thermostat, N.C. (open on rise) 32 to 140 deg F, foot mount. | Stock | 238 | 248
030820-00 | Stego enclosure heater, axial fan, 700W heating capacity, high performance cartridge heating element, 230 VAC operating voltage, 50/60 Hz, 35mm DIN rail mount. | Stock | 216 | 226
030820-01 | Stego enclosure heater, axial fan, 700W heating capacity, high performance cartridge heating element, 230 VAC operating voltage, 50/60 Hz, panel mount. | Stock | 216 | 226
030829-00 | Stego enclosure heater, axial fan, 700W heating capacity, high performance cartridge heating element, 120 VAC operating voltage, 50/60 Hz, 35mm DIN rail mount. | Stock | 216 | 226
030829-01 | Stego enclosure heater, axial fan, 700W heating capacity, high performance cartridge heating element, 120 VAC operating voltage, 50/60 Hz, panel mount. | Stock | 216 | 226
030839-00 | Stego enclosure heater, axial fan, 600W heating capacity, high performance cartridge heating element, 120 VAC operating voltage, 50/60 Hz, 35mm DIN rail mount. | Stock | 212 | 221
030849-00 | Stego enclosure heater, axial fan, 500W heating capacity, high performance cartridge heating element, 120 VAC operating voltage, 50/60 Hz, 35mm DIN rail mount. | Stock | 207 | 216
032020-00 | Stego enclosure heater, axial fan, 1000W heating capacity, PTC resistor heating element, 220-240 VAC operating voltage, 50/60 Hz, fixed thermostat, N.C. (open on rise) 41 deg F (5 deg C) switch-on, 35mm DIN rail mount. | Stock | 302 | 315
032020-01 | Stego enclosure heater, axial fan, 1000W heating capacity, PTC resistor heating element, 220-240 VAC operating voltage, 50/60 Hz, fixed thermostat, N.C. (open on rise) 41 deg F (5 deg C) switch-on, panel mount. | Stock | 302 | 315
032029-00 | Stego enclosure heater, axial fan, 1000W heating capacity, PTC resistor heating element, 100-120 VAC operating voltage, 50/60 Hz, fixed thermostat, N.C. (open on rise) 41 deg F (5 deg C) switch-on, 35mm DIN rail mount. | Stock | 302 | 315
032029-01 | Stego enclosure heater, axial fan, 1000W heating capacity, PTC resistor heating element, 100-120 VAC operating voltage, 50/60 Hz, fixed thermostat, N.C. (open on rise) 41 deg F (5 deg C) switch-on, panel mount. | Stock | 302 | 315
5003500055 | Wera Zyklop Speed ratchet, dial switch, 1/4in drive, 5 degree return angle, Kraftform ergonomic handle, locking swivel head, free-turning sleeve, secure socket lock mechanism. Manufacturer part number: 003500. | Stock | 72 | 78
5003533055 | Wera driver bit and socket set with Zyklop Speed ratchet, 1/4in drive, metric, 42 pieces. Manufacturer part number: 003533. | Stock | 266 | 290
5003535055 | Wera driver bit and socket set with Zyklop Speed ratchet, 1/4in drive, SAE, 41 pieces. Manufacturer part number: 003535. | Stock | 251 | 274
5003550055 | Wera Zyklop Speed ratchet, dial switch, 3/8in drive, 5 degree return angle, Kraftform ergonomic handle, locking swivel head, free-turning sleeve, secure socket lock mechanism. Manufacturer part number: 003550. | Stock | 80 | 87
5003594055 | Wera driver bit and socket set with Zyklop Speed ratchet, 3/8in drive, metric, 43 pieces. Manufacturer part number: 003594. | Stock | 342 | 373
5003596055 | Wera driver bit and socket set with Zyklop Speed ratchet, 3/8in drive, SAE, 38 pieces. Manufacturer part number: 003596. | Stock | 302 | 329
5003600055 | Wera Zyklop Speed ratchet, dial switch, 1/2in drive, 5 degree return angle, Kraftform ergonomic handle, locking swivel head, free-turning sleeve, secure socket lock mechanism. Manufacturer part number: 003600. | Stock | 87 | 95
5003645055 | Wera driver bit and socket set with Zyklop Speed ratchet, 1/2in drive, metric, 37 pieces. Manufacturer part number: 003645. | Stock | 437 | 476
5003647055 | Wera driver bit and socket set with Zyklop Speed ratchet, 1/2in drive, SAE, 38 pieces. Manufacturer part number: 003647. | Stock | 442 | 482
5004004055 | Wera Zyklop Metal ratchet, switch lever, 1/4in drive, 5 degree return angle, all-metal construction. Manufacturer part number: 004004. | Stock | 43 | 47
5004018055 | Wera socket set with Zyklop Metal switch lever ratchet, 1/4in drive, metric, 28 pieces. Manufacturer part number: 004018. | Stock | 101 | 110
5004021055 | Wera socket set with Zyklop Metal switch lever ratchet, 1/4in drive, SAE, 28 pieces. Manufacturer part number: 004021. | Stock | 101 | 110
5004034055 | Wera Zyklop Metal ratchet, switch lever, 3/8in drive, 5 degree return angle, all-metal construction. Manufacturer part number: 004034. | Stock | 49.5 | 54
5004048055 | Wera socket set with Zyklop Metal switch lever ratchet, 3/8in drive, metric, 29 pieces. Manufacturer part number: 004048. | Stock | 129 | 141
5004051055 | Wera socket set with Zyklop Metal switch lever ratchet, 3/8in drive, SAE, 29 pieces. Manufacturer part number: 004051. | Stock | 129 | 141
5004064055 | Wera Zyklop Metal ratchet, switch lever, 1/2in drive, 5 degree return angle, all-metal construction. Manufacturer part number: 004064. | Stock | 56 | 61
5004078055 | Wera socket set with Zyklop Metal switch lever ratchet, 1/2in drive, metric, 28 pieces. Manufacturer part number: 004078. | Stock | 189 | 206
5004081055 | Wera socket set with Zyklop Metal switch lever ratchet, 1/2in drive, SAE, 28 pieces. Manufacturer part number: 004081. | Stock | 189 | 206
5006440055 | Wera 3.5mm slotted screwdriver, 1000V insulation rating, 100mm (3.94in) blade length, reduced shank, Kraftform ergonomic handle. Manufacturer part number: 006440. | Stock | 8.75 | 9.5
5006441055 | Wera 4.0mm slotted screwdriver, 1000V insulation rating, 100mm (3.94in) blade length, reduced shank, Kraftform ergonomic handle. Manufacturer part number: 006441. | Stock | 9.25 | 10
5006442055 | Wera 5.5mm slotted screwdriver, 1000V insulation rating, 125mm (4.92in) blade length, reduced shank, Kraftform ergonomic handle. Manufacturer part number: 006442. | Stock | 10 | 11
5006450055 | Wera #1 Phillips screwdriver, 1000V insulation rating, 80mm (3.15in) blade length, reduced shank, Kraftform ergonomic handle. Manufacturer part number: 006450. | Stock | 9.25 | 10
5006451055 | Wera #2 Phillips screwdriver, 1000V insulation rating, 100mm (3.94in) blade length, reduced shank, Kraftform ergonomic handle. Manufacturer part number: 006451. | Stock | 12 | 13
5008027055 | Wera 4.0mm slotted extra long screwdriver, 300mm (11.81in) blade length, extra-durable black point tip, Kraftform ergonomic handle. Manufacturer part number: 008027. | Stock | 8 | 8.75
5008060055 | Wera 5.5mm slotted extra long screwdriver, 300mm (11.81in) blade length, extra-durable black point tip, Kraftform ergonomic handle. Manufacturer part number: 008060. | Stock | 8.75 | 9.5
5008715055 | Wera #1 Phillips extra long screwdriver, 300mm (11.81in) blade length, extra-durable black point tip, Kraftform ergonomic handle. Manufacturer part number: 008715. | Stock | 7.5 | 8.25
5008730055 | Wera #2 Phillips extra long screwdriver, 300mm (11.81in) blade length, extra-durable black point tip, Kraftform ergonomic handle. Manufacturer part number: 008730. | Stock | 9.75 | 10.5
5017040055 | Wera #1 Phillips chisel screwdriver, 90mm (3.54in) blade length, extra-durable black point tip, Kraftform ergonomic handle. Manufacturer part number: 017040. | Stock | 12 | 13
5017041055 | Wera #2 Phillips chisel screwdriver, 113mm (4.45in) blade length, extra-durable black point tip, Kraftform ergonomic handle. Manufacturer part number: 017041. | Stock | 17 | 18.5
5018283055 | Wera Kraftform Plus 900 series chisel screwdriver set, 6 pieces. Manufacturer part number: 018283. | Stock | 54 | 59
5018300055 | Wera 4.5mm slotted chisel screwdriver, 100mm (3.94in) blade length, extra-durable black point tip, Kraftform ergonomic handle. Manufacturer part number: 018300. | Stock | 10.5 | 11.5
5018301055 | Wera 5.5mm slotted chisel screwdriver, 103mm (4.06in) blade length, extra-durable black point tip, Kraftform ergonomic handle. Manufacturer part number: 018301. | Stock | 14.5 | 16
5018302055 | Wera 7.0mm slotted chisel screwdriver, 100mm (3.94in) blade length, extra-durable black point tip, Kraftform ergonomic handle. Manufacturer part number: 018302. | Stock | 17.5 | 19
5020012055 | Wera Joker ratcheting combination wrench set, SAE, 8 pieces, includes 5/16, 3/8, 7/16, 1/2, 9/16, 5/8, 11/16 and 3/4in wrenches. Durable cloth pouch included. Manufacturer part number: 020012. | Stock | 187 | 215
5020013055 | Wera Joker ratcheting combination wrench set, metric, 11 pieces, includes 8, 10, 11, 12, 13, 14, 15, 16, 17, 18 and 19mm wrenches. Durable cloth pouch included. Manufacturer part number: 020013. | Stock | 262 | 302
5022089055 | Wera multicolor L-key hexdriver set, 9 pieces, metric. Manufacturer part number: 022089. Includes metric sizes 1.5, 2, 2.5, 3, 4, 5, 6, 8 and 10mm. | Stock | 44.5 | 48.5
5022639055 | Wera multicolor L-key hexdriver set, 9 pieces, imperial. Manufacturer part number: 022639. Includes imperial sizes 5/64, 3/32, 1/8, 5/32, 3/16, 7/32, 1/4, 5/16 and 3/8in. | Stock | 44.5 | 48.5
5029510055 | Wera nutdriver set, metric, 7 pieces, Kraftform ergonomic handle, hollow shaft for clearing long threads. Manufacturer part number: 029510. | Stock | 38 | 41.5
5051045055 | Wera driver bit and socket set with Zyklop Speed ratchet, 1/4in drive, metric, 26 pieces. Manufacturer part number: 051045. | Stock | 118 | 129
5057460055 | Wera Kraftform Kompakt series driver bit set with screwdriver, 52 pieces, 1/4in hex socket drive, metric. Manufacturer part number: 057460. | Stock | 119 | 130
5072017055 | Wera impact driver set, 17 pieces, 5/16in hex socket drive. Manufacturer part number: 072017. | Stock | 240 | 262
5073220055 | Wera Tool-Check driver bit and socket set with Zyklop Mini bit ratchet, 38 pieces, 1/4in hex socket drive, metric. Manufacturer part number: 073220. | Stock | 95 | 104
5073230055 | Wera Zyklop Mini bit ratchet, switch lever, 1/4in drive, 6 degree return angle, all-metal construction. Adapter for 1/4in sockets included. Manufacturer part number: 073230. | Stock | 34 | 37
5073268055 | Wera Joker ratcheting combination wrench, 8mm, special nut holding feature and fine tooth ratchet. Manufacturer part number: 073268. | Stock | 19.5 | 21.5
5073270055 | Wera Joker ratcheting combination wrench, 10mm, special nut holding feature and fine tooth ratchet. Manufacturer part number: 073270. | Stock | 20 | 22
5073271055 | Wera Joker ratcheting combination wrench, 11mm, special nut holding feature and fine tooth ratchet. Manufacturer part number: 073271. | Stock | 20.5 | 22.5
5073272055 | Wera Joker ratcheting combination wrench, 12mm, special nut holding feature and fine tooth ratchet. Manufacturer part number: 073272. | Stock | 21.5 | 23.5
5073273055 | Wera Joker ratcheting combination wrench, 13mm, special nut holding feature and fine tooth ratchet. Manufacturer part number: 073273. | Stock | 22.5 | 24.5
5073274055 | Wera Joker ratcheting combination wrench, 14mm, special nut holding feature and fine tooth ratchet. Manufacturer part number: 073274. | Stock | 23.5 | 25.5
5073275055 | Wera Joker ratcheting combination wrench, 15mm, special nut holding feature and fine tooth ratchet. Manufacturer part number: 073275. | Stock | 24.5 | 26.5
5073276055 | Wera Joker ratcheting combination wrench, 16mm, special nut holding feature and fine tooth ratchet. Manufacturer part number: 073276. | Stock | 25.5 | 28
5073277055 | Wera Joker ratcheting combination wrench, 17mm, special nut holding feature and fine tooth ratchet. Manufacturer part number: 073277. | Stock | 29 | 31.5
5073278055 | Wera Joker ratcheting combination wrench, 18mm, special nut holding feature and fine tooth ratchet. Manufacturer part number: 073278. | Stock | 30 | 32.5
5073279055 | Wera Joker ratcheting combination wrench, 19mm, special nut holding feature and fine tooth ratchet. Manufacturer part number: 073279. | Stock | 33.5 | 36.5
5073280055 | Wera Joker ratcheting combination wrench, 5/16in, special nut holding feature and fine tooth ratchet. Manufacturer part number: 073280. | Stock | 19 | 20.5
5073281055 | Wera Joker ratcheting combination wrench, 3/8in, special nut holding feature and fine tooth ratchet. Manufacturer part number: 073281. | Stock | 20.5 | 22.5
5073282055 | Wera Joker ratcheting combination wrench, 7/16in, special nut holding feature and fine tooth ratchet. Manufacturer part number: 073282. | Stock | 21.25 | 23
5073283055 | Wera Joker ratcheting combination wrench, 1/2in, special nut holding feature and fine tooth ratchet. Manufacturer part number: 073283. | Stock | 21 | 23
5073284055 | Wera Joker ratcheting combination wrench, 9/16in, special nut holding feature and fine tooth ratchet. Manufacturer part number: 073284. | Stock | 22.5 | 24.5
5073285055 | Wera Joker ratcheting combination wrench, 5/8in, special nut holding feature and fine tooth ratchet. Manufacturer part number: 073285. | Stock | 24.75 | 27
5073286055 | Wera Joker ratcheting combination wrench, 11/16in, special nut holding feature and fine tooth ratchet. Manufacturer part number: 073286. | Stock | 28.25 | 31
5073287055 | Wera Joker ratcheting combination wrench, 3/4in, special nut holding feature and fine tooth ratchet. Manufacturer part number: 073287. | Stock | 31.25 | 34
5073290055 | Wera Joker ratcheting combination wrench set, metric, 4 pieces, includes 10, 13, 17 and 19mm wrenches. Durable cloth pouch included. Manufacturer part number: 073290. | Stock | 99 | 108
5073295055 | Wera Joker ratcheting combination wrench set, SAE, 4 pieces, includes 7/16, 1/2, 9/16 and 3/4in wrenches. Durable cloth pouch included. Manufacturer part number: 073295. | Stock | 99 | 108
5073671055 | Wera Kraftform Kompakt series driver bit set with Micro ESD bitholding screwdriver, 20 pieces, 4mm Halfmoon/HIOS drive, metric. Manufacturer part number: 073671. | Stock | 202 | 220
5074712055 | Wera Kraftform 7400 series adjustable torque screwdriver, 25-55 in-lb set point, +/-6% (DIN EN ISO 6789) accuracy, numerical torque value, audible excess load signal, 1/4in hex socket drive. Manufacturer part number: 074712. | Stock | 128 | 140
5133862055 | Wera Koloss hammer/ratchet set, push-through, 1/2in drive, 6 degree return angle, Kraftform ergonomic handle, drop-forged hammer head. Manufacturer part number: 133862. | Stock | 117 | 128
5138262055 | Wera TX20 tamper-proof TORX screwdriver, 100mm (3.94in) blade length, extra-durable black point tip, Kraftform ergonomic handle. Manufacturer part number: 138262. | Stock | 7.25 | 8
5300200055 | Wera socket set, 1/4in drive, metric, 6 pieces. Manufacturer part number: 300200. | Stock | 16.5 | 18
5300201055 | Wera socket set, 1/4in drive, SAE, 6 pieces. Manufacturer part number: 300201. | Stock | 16 | 17.5
5300210055 | Wera socket set, 3/8in drive, metric, 7 pieces. Manufacturer part number: 300210. | Stock | 21 | 23
5300211055 | Wera socket set, 3/8in drive, SAE, 7 pieces. Manufacturer part number: 300211. | Stock | 21 | 23
5300220055 | Wera socket set, 1/2in drive, metric, 7 pieces. Manufacturer part number: 300220. | Stock | 29 | 31.5
5300221055 | Wera socket set, 1/2in drive, SAE, 7 pieces. Manufacturer part number: 300221. | Stock | 34.5 | 37.5
5344547001 | Wera T-handle hexdriver set, 8 pieces, metric. Manufacturer part number: 344547. Includes metric sizes 2, 2.5, 3, 4, 5, 6, 8 and 10mm. | Stock | 47 | 49
5345230055 | Wera nutdriver set, SAE, 7 pieces, Kraftform ergonomic handle, hollow shaft for clearing long threads. Manufacturer part number: 345230. | Stock | 38 | 41.5
5347108055 | Wera Kraftform Kompakt VDE series insulated screwdriver set with interchangeable blades, 18 pieces, 1000V insulation rating. Manufacturer part number: 347108. | Stock | 82 | 89
5350451055 | Wera Kraftform 7400 series adjustable torque screwdriver set, 27 pieces, 1/4in hex socket drive. Manufacturer part number: 350451. | Stock | 345 | 376
060000-00 | Stego enclosure heater, 50W heating capacity, touch-safe PTC resistor heating element, 120-240 VAC/VDC operating voltage, 35mm DIN rail mount. | Stock | 53 | 55
060010-00 | Stego enclosure heater, 50W heating capacity, touch-safe PTC resistor heating element, 120-240 VAC operating voltage, fixed thermostat, N.C. (open on rise) 41 deg F (5 deg C) switch-on, 35mm DIN rail mount. | Stock | 63 | 66
060100-00 | Stego enclosure heater, 100W heating capacity, touch-safe PTC resistor heating element, 120-240 VAC/VDC operating voltage, 35mm DIN rail mount. | Stock | 77 | 80
060110-00 | Stego enclosure heater, 100W heating capacity, touch-safe PTC resistor heating element, 120-240 VAC operating voltage, fixed thermostat, N.C. (open on rise) 41 deg F (5 deg C) switch-on, 35mm DIN rail mount. | Stock | 86 | 90
060200-00 | Stego enclosure heater, 150W heating capacity, touch-safe PTC resistor heating element, 120-240 VAC/VDC operating voltage, 35mm DIN rail mount. | Stock | 88 | 92
060210-00 | Stego enclosure heater, 150W heating capacity, touch-safe PTC resistor heating element, 120-240 VAC operating voltage, fixed thermostat, N.C. (open on rise) 41 deg F (5 deg C) switch-on, 35mm DIN rail mount. | Stock | 98 | 102
060300-00 | Stego enclosure heater, 20W heating capacity, touch-safe PTC resistor heating element, 120-240 VAC/VDC operating voltage, 35mm DIN rail mount. | Stock | 33.5 | 35
060400-00 | Stego enclosure heater, 10W heating capacity, touch-safe PTC resistor heating element, 120-240 VAC/VDC operating voltage, 35mm DIN rail mount. | Stock | 29.5 | 31
060401-00 | Stego enclosure heater, 10W heating capacity, touch-safe PTC resistor heating element, 12-30 VAC/VDC operating voltage, 35mm DIN rail mount. | Stock | 32 | 33.5
061000-00 | Stego flat heater, 50W heating capacity, PTC resistor heating element, 230 VAC operating voltage, 50/60 Hz, M6 screw mount. | Stock | 101 | 105
061009-00 | Stego flat heater, 50W heating capacity, PTC resistor heating element, 120 VAC operating voltage, 50/60 Hz, M6 screw mount. | Stock | 101 | 105
061010-00 | Stego flat heater, 100W heating capacity, PTC resistor heating element, 230 VAC operating voltage, 50/60 Hz, M6 screw mount. | Stock | 120 | 126
061019-00 | Stego flat heater, 100W heating capacity, PTC resistor heating element, 120 VAC operating voltage, 50/60 Hz, M6 screw mount. | Stock | 120 | 126
086000-00 | Stego filter mat, replacement, 3.50 x 3.50in, G4 (coarse), 350 g/m2, 94% average arrestance. Package of 3. For use with 3.82 x 3.82in Stego Filter Fan fans and exhaust grilles. | Stock | 6.5 | 6.75
086010-00 | Stego filter mat, replacement, 4.65 x 4.65in, G4 (coarse), 350 g/m2, 94% average arrestance. Package of 3. For use with 4.88 x 4.88in Stego Filter Fan Plus fans and intake grilles and 4.92 x 4.92in Stego Filter Fan fans and exhaust grilles. | Stock | 8.25 | 8.5
086020-00 | Stego filter mat, replacement, 6.61 x 6.61in, G4 (coarse), 350 g/m2, 94% average arrestance. Package of 3. For use with 6.93 x 6.93in Stego Filter Fan fans and exhaust grilles, Filter Fan Plus fans, and Filter Fan Plus FPO intake grilles. | Stock | 10 | 10.5
086030-00 | Stego filter mat, replacement, 3.50 x 3.50in, M5 (medium), 360 g/m2, 98% average arrestance. Package of 3. For use with 3.82 x 3.82in Stego Filter Fan fans and exhaust grilles. | Stock | 7.75 | 8
086040-00 | Stego filter mat, replacement, 4.65 x 4.65in, M5 (medium), 360 g/m2, 98% average arrestance. Package of 3. For use with 4.88 x 4.88in Stego Filter Fan Plus fans and intake grilles and 4.92 x 4.92in Stego Filter Fan fans and exhaust grilles. | Stock | 10 | 10.25
086050-00 | Stego filter mat, replacement, 6.61 x 6.61in, M5 (medium), 360 g/m2, 98% average arrestance. Package of 3. For use with 6.93 x 6.93in Stego Filter Fan fans and exhaust grilles, Filter Fan Plus fans, and Filter Fan Plus FPO intake grilles. | Stock | 14.5 | 15.25
086080-00 | Stego filter mat, replacement, 9.72 x 9.72in, G4 (coarse), 350 g/m2, 94% average arrestance. Package of 3. For use with 9.84 x 9.84in Stego Filter Fan fans and exhaust grilles. | Stock | 25.5 | 26.5
086090-00 | Stego filter mat, replacement, 9.72 x 9.72in, M5 (medium), 360 g/m2, 98% average arrestance. Package of 3. For use with 9.84 x 9.84in Stego Filter Fan fans and exhaust grilles. | Stock | 30.5 | 32
086110-00 | Stego multi-purpose protective cover, keylocking, weather and UV resistant, 8.8 x 6.5 x 2.6in outside dimensions. Mounting hardware included. | Stock | 43.5 | 45.5
086270-00 | Stego filter mat, replacement, 3.31 x 3.31in, G4 (coarse), 350 g/m2, 94% average arrestance. Package of 3. For use with 3.62 x 3.62in Stego Filter Fan Plus fans and intake grilles. | Stock | 7.5 | 8
086280-00 | Stego filter mat, replacement, 8.46 x 8.46in, G4 (coarse), 350 g/m2, 94% average arrestance. Package of 3. For use with 8.78 x 8.78in Stego Filter Fan Plus fans and intake grilles. | Stock | 14.25 | 14.75
086290-00 | Stego filter mat, replacement, 11.14 x 11.14in, G4 (coarse), 350 g/m2, 94% average arrestance. Package of 3. For use with 11.46 x 11.46in Stego Filter Fan Plus fans and intake grilles. | Stock | 19.25 | 20
086300-00 | Stego filter mat, replacement, 3.31 x 3.31in, M5 (medium), 360 g/m2, 98% average arrestance. Package of 3. For use with 3.62 x 3.62in Stego Filter Fan Plus fans and intake grilles. | Stock | 7.5 | 8
086310-00 | Stego filter mat, replacement, 8.46 x 8.46in, M5 (medium), 360 g/m2, 98% average arrestance. Package of 3. For use with 8.78 x 8.78in Stego Filter Fan Plus fans and intake grilles. | Stock | 14.25 | 14.75
086320-00 | Stego filter mat, replacement, 11.14 x 11.14in, M5 (medium), 360 g/m2, 98% average arrestance. Package of 3. For use with 11.46 x 11.46in Stego Filter Fan Plus fans and intake grilles. | Stock | 19.25 | 20
086330-00 | Stego filter mat, replacement, 3.31 x 3.31in, G3 (coarse), 200 g/m2, 84% average arrestance. Package of 5. For use with 3.62 x 3.62in Stego Filter Fan Plus fans and intake grilles. | Stock | 9 | 9.5
086340-00 | Stego filter mat, replacement, 4.64 x 4.64in, G3 (coarse), 200 g/m2, 84% average arrestance. Package of 5. For use with 4.88 x 4.88in Stego Filter Fan Plus fans and intake grilles and 4.92 x 4.92in Stego Filter Fan fans and exhaust grilles. | Stock | 12 | 12.5
086350-00 | Stego filter mat, replacement, 6.61 x 6.61in, G3 (coarse), 200 g/m2, 84% average arrestance. Package of 5. For use with 6.93 x 6.93in Stego Filter Fan fans and exhaust grilles, Filter Fan Plus fans, and Filter Fan Plus FPO intake grilles. | Stock | 15.75 | 16.5
086360-00 | Stego filter mat, replacement, 8.46 x 8.46in, G3 (coarse), 200 g/m2, 84% average arrestance. Package of 5. For use with 8.78 x 8.78in Stego Filter Fan Plus fans and intake grilles. | Stock | 20.5 | 21.5
086370-00 | Stego filter mat, replacement, 11.14 x 11.14in, G3 (coarse), 200 g/m2, 84% average arrestance. Package of 5. For use with 11.46 x 11.46in Stego Filter Fan Plus fans and intake grilles. | Stock | 27 | 28.5
086700-00 | Stego hose-proof filter fan hood, fits 3.62 x 3.62in or 3.82 x 3.82in fan cutout, stainless steel, sanitary gasket, NEMA 4/4X, IP56, for increasing the protection classification of Stego Filter Fan and Filter Fan Plus fans and grilles. | Stock | 137 | 143
086710-00 | Stego hose-proof filter fan hood, fits 4.88 x 4.88in or 4.92 x 4.92in fan cutout, stainless steel, sanitary gasket, NEMA 4/4X, IP56, for increasing the protection classification of Stego Filter Fan and Filter Fan Plus fans and grilles. | Stock | 167 | 174
086720-00 | Stego hose-proof filter fan hood, fits 6.93 x 6.93in fan cutout, stainless steel, sanitary gasket, NEMA 4/4X, IP56, for increasing the protection classification of Stego Filter Fan and Filter Fan Plus fans and grilles. | Stock | 198 | 207
086730-00 | Stego hose-proof filter fan hood, fits 8.78 x 8.78in or 9.84 x 9.84in fan cutout, stainless steel, sanitary gasket, NEMA 4/4X, IP56, for increasing the protection classification of Stego Filter Fan and Filter Fan Plus fans and grilles. | Stock | 248 | 259
086740-00 | Stego hose-proof filter fan hood, fits 11.46 x 11.46in fan cutout, stainless steel, sanitary gasket, NEMA 4/4X, IP56, for increasing the protection classification of Stego Filter Fan and Filter Fan Plus fans and grilles. | Stock | 312 | 326
1.4.4-0409505-B3 | Leadshine programming cable, 9-pin female D-sub to 4-pin connector, 5ft cable length. For use with Leadshine EM542S and EM556S stepper drives. | Stock | 5 | 5.25
1.4.4-0609505-B3 | Leadshine programming cable, 9-pin female D-sub to RJ11 male, 5ft cable length. For use with Leadshine DM805-AI stepper drive. | Stock | 5 | 5.25
10.01.01.12370 | Schmalz vacuum suction cup, replacement, flat, round, 20mm, Elastodur. | Stock | 6.25 | 7
10.01.01.12372 | Schmalz vacuum suction cup, replacement, flat, round, 30mm, Elastodur. | Stock | 7.25 | 8.25
10.01.01.12373 | Schmalz vacuum suction cup, replacement, flat, round, 40mm, Elastodur. | Stock | 9.5 | 11
10.01.01.12374 | Schmalz vacuum suction cup, replacement, flat, round, 50mm, Elastodur. | Stock | 11 | 12.5
10.01.01.13240 | Schmalz vacuum suction cup, flat, round, 20mm, Elastodur, G1/8 male BSPP. | Stock | 10 | 11
10.01.01.13244 | Schmalz vacuum suction cup, flat, round, 30mm, Elastodur, G1/8 male BSPP. | Stock | 11 | 12.5
10.01.01.13246 | Schmalz vacuum suction cup, flat, round, 40mm, Elastodur, G1/4 male BSPP. | Stock | 15.5 | 18
10.01.01.13248 | Schmalz vacuum suction cup, flat, round, 50mm, Elastodur, G1/4 male BSPP. | Stock | 17 | 20
10.01.02.00567 | Schmalz spring plunger, G1/4 male BSPP cup connection, female G1/8 BSPP vacuum connection, 25mm (0.98in) stroke. | Stock | 67 | 76
10.01.02.00568 | Schmalz spring plunger, G1/4 male BSPP cup connection, female G1/8 BSPP vacuum connection, 50mm (1.97in) stroke. | Stock | 70 | 79
10.01.02.00603 | Schmalz spring plunger, G1/8 male BSPP cup connection, G1/8 female BSPP vacuum connection, 25mm (0.98in) stroke. | Stock | 60 | 68
10.01.02.00604 | Schmalz spring plunger, G1/8 male BSPP cup connection, G1/8 female BSPP vacuum connection, 50mm (1.97in) stroke. | Stock | 62 | 70
10.01.02.00608 | Schmalz spring plunger, M5 female cup connection, M5 female vacuum connection, 10mm (0.39in) stroke. | Stock | 50 | 57
10.01.02.00609 | Schmalz spring plunger, M5 female cup connection, M5 female vacuum connection, 20mm (0.79in) stroke. | Stock | 51 | 59
10.01.06.00081 | Schmalz vacuum suction cup, bellows, round, 1 fold(s), 33mm, nitrile rubber, G1/4 male BSPP. | Stock | 11 | 12.5
10.01.06.00082 | Schmalz vacuum suction cup, bellows, round, 1 fold(s), 43mm, nitrile rubber, G1/4 male BSPP. | Stock | 13 | 15
10.01.06.00083 | Schmalz vacuum suction cup, bellows, round, 1 fold(s), 53mm, nitrile rubber, G1/4 male BSPP. | Stock | 15 | 17.5
10.01.06.00084 | Schmalz vacuum suction cup, bellows, round, 1 fold(s), 78mm, nitrile rubber, G1/4 male BSPP. | Stock | 22.5 | 26
10.01.06.00091 | Schmalz vacuum suction cup, bellows, round, 1 fold(s), 33mm, silicone, G1/4 male BSPP. | Stock | 13 | 15
10.01.06.00092 | Schmalz vacuum suction cup, bellows, round, 1 fold(s), 43mm, silicone, G1/4 male BSPP. | Stock | 15.5 | 17.5
10.01.06.00093 | Schmalz vacuum suction cup, bellows, round, 1 fold(s), 53mm, silicone, G1/4 male BSPP. | Stock | 18.5 | 21.5
10.01.06.00126 | Schmalz vacuum suction cup, replacement, bellows, round, 1 fold(s), 33mm, silicone. | Stock | 8.5 | 9.75
10.01.06.00127 | Schmalz vacuum suction cup, replacement, bellows, round, 1 fold(s), 43mm, silicone. | Stock | 10.5 | 12
10.01.06.00128 | Schmalz vacuum suction cup, replacement, bellows, round, 1 fold(s), 53mm, silicone. | Stock | 14 | 16
10.01.06.00130 | Schmalz vacuum suction cup, replacement, bellows, round, 1 fold(s), 33mm, nitrile rubber. | Stock | 6 | 7
10.01.06.00131 | Schmalz vacuum suction cup, replacement, bellows, round, 1 fold(s), 43mm, nitrile rubber. | Stock | 8.25 | 9.5
10.01.06.00132 | Schmalz vacuum suction cup, replacement, bellows, round, 1 fold(s), 53mm, nitrile rubber. | Stock | 10.5 | 12
10.01.06.00133 | Schmalz vacuum suction cup, replacement, bellows, round, 1 fold(s), 78mm, nitrile rubber. | Stock | 18 | 20.5
10.01.06.00370 | Schmalz vacuum suction cup, replacement, bellows, round, 1 fold(s), 14mm, nitrile rubber. | Stock | 4.5 | 5.25
10.01.06.00371 | Schmalz vacuum suction cup, replacement, bellows, round, 1 fold(s), 14mm, silicone. | Stock | 7.25 | 8.25
10.01.06.00373 | Schmalz vacuum suction cup, replacement, bellows, round, 1 fold(s), 20mm, nitrile rubber. | Stock | 5.75 | 6.75
10.01.06.00374 | Schmalz vacuum suction cup, replacement, bellows, round, 1 fold(s), 20mm, silicone. | Stock | 8 | 9.25
10.01.06.00381 | Schmalz vacuum suction cup, bellows, round, 1 fold(s), 14mm, nitrile rubber, G1/8 male BSPP. | Stock | 7.25 | 8.25
10.01.06.00384 | Schmalz vacuum suction cup, bellows, round, 1 fold(s), 14mm, silicone, G1/8 male BSPP. | Stock | 10 | 11.5
10.01.06.00390 | Schmalz vacuum suction cup, bellows, round, 1 fold(s), 20mm, nitrile rubber, G1/8 male BSPP. | Stock | 8.5 | 9.75
10.01.06.00393 | Schmalz vacuum suction cup, bellows, round, 1 fold(s), 20mm, silicone, G1/8 male BSPP. | Stock | 10.5 | 12
10.01.06.00685 | Schmalz vacuum suction cup, bellows, round, 1 fold(s), 63mm, nitrile rubber, G1/4 male BSPP. | Stock | 18.5 | 21.5
10.01.06.00686 | Schmalz vacuum suction cup, bellows, round, 1 fold(s), 63mm, silicone, G1/4 male BSPP. | Stock | 24.5 | 28
10.01.06.00688 | Schmalz vacuum suction cup, replacement, bellows, round, 1 fold(s), 63mm, nitrile rubber. | Stock | 14 | 16
10.01.06.00689 | Schmalz vacuum suction cup, replacement, bellows, round, 1 fold(s), 63mm, silicone. | Stock | 20 | 23
10.01.06.02452 | Schmalz vacuum suction cup, replacement, bellows, round, 1 fold(s), 20mm, Elastodur. | Stock | 7.5 | 8.5
10.01.06.02454 | Schmalz vacuum suction cup, replacement, bellows, round, 1 fold(s), 30mm, Elastodur. | Stock | 9.75 | 11
10.01.06.02455 | Schmalz vacuum suction cup, replacement, bellows, round, 1 fold(s), 40mm, Elastodur. | Stock | 11.5 | 13
10.01.06.02456 | Schmalz vacuum suction cup, replacement, bellows, round, 1 fold(s), 50mm, Elastodur. | Stock | 14.5 | 16
10.01.06.02457 | Schmalz vacuum suction cup, replacement, bellows, round, 1 fold(s), 60mm, Elastodur. | Stock | 16 | 18
10.01.06.02588 | Schmalz vacuum suction cup, replacement, bellows, round, 4 fold(s), 20mm, silicone. | Stock | 12.5 | 14
10.01.06.02589 | Schmalz vacuum suction cup, replacement, bellows, round, 4 fold(s), 30mm, silicone. | Stock | 14.5 | 16.5
10.01.06.02590 | Schmalz vacuum suction cup, replacement, bellows, round, 4 fold(s), 40mm, silicone. | Stock | 19.5 | 22
10.01.06.02613 | Schmalz vacuum suction cup, replacement, bellows, round, 4 fold(s), 50mm, silicone. | Stock | 27.5 | 31
10.01.06.02782 | Schmalz vacuum suction cup, replacement, bellows, round, 1 fold(s), 10mm, Elastodur. | Stock | 6.25 | 7
10.01.06.03409 | Schmalz vacuum suction cup, replacement, bellows, round, 2 fold(s), 20mm, Elastodur. | Stock | 10.5 | 12
10.01.06.03411 | Schmalz vacuum suction cup, replacement, bellows, round, 2 fold(s), 30mm, Elastodur. | Stock | 14 | 15.5
10.01.06.03412 | Schmalz vacuum suction cup, replacement, bellows, round, 2 fold(s), 40mm, Elastodur. | Stock | 16.5 | 18.5
10.01.06.03413 | Schmalz vacuum suction cup, replacement, bellows, round, 2 fold(s), 50mm, Elastodur. | Stock | 20.5 | 23
10.01.06.03453 | Schmalz vacuum suction cup, bellows, round, 2 fold(s), 20mm, Elastodur, G1/8 male BSPP. | Stock | 14 | 16
10.01.06.03457 | Schmalz vacuum suction cup, bellows, round, 2 fold(s), 30mm, Elastodur, G1/8 male BSPP. | Stock | 17.5 | 19.5
10.01.06.03459 | Schmalz vacuum suction cup, bellows, round, 2 fold(s), 40mm, Elastodur, G1/4 male BSPP. | Stock | 22 | 25
10.01.06.03461 | Schmalz vacuum suction cup, bellows, round, 2 fold(s), 50mm, Elastodur, G1/4 male BSPP. | Stock | 26.5 | 30
10.01.06.03489 | Schmalz vacuum suction cup, bellows, round, 1 fold(s), 10mm, Elastodur, M5 male. | Stock | 10.5 | 12
10.01.06.03492 | Schmalz vacuum suction cup, bellows, round, 1 fold(s), 20mm, Elastodur, G1/8 male BSPP. | Stock | 11.5 | 13
10.01.06.03496 | Schmalz vacuum suction cup, bellows, round, 1 fold(s), 30mm, Elastodur, G1/8 male BSPP. | Stock | 14 | 15.5
10.01.06.03498 | Schmalz vacuum suction cup, bellows, round, 1 fold(s), 40mm, Elastodur, G1/4 male BSPP. | Stock | 18 | 20
10.01.06.03500 | Schmalz vacuum suction cup, bellows, round, 1 fold(s), 50mm, Elastodur, G1/4 male BSPP. | Stock | 21 | 23.5
10.01.06.03502 | Schmalz vacuum suction cup, bellows, round, 1 fold(s), 60mm, Elastodur, G1/4 male BSPP. | Stock | 22.5 | 25.5
10.01.06.03515 | Schmalz vacuum suction cup, bellows, round, 4 fold(s), 20mm, silicone, G1/4 male BSPP. | Stock | 18 | 20
10.01.06.03521 | Schmalz vacuum suction cup, bellows, round, 4 fold(s), 30mm, silicone, G1/4 male BSPP. | Stock | 20 | 22.5
10.01.06.03526 | Schmalz vacuum suction cup, bellows, round, 4 fold(s), 40mm, silicone, G1/4 male BSPP. | Stock | 26 | 29.5
10.01.06.03532 | Schmalz vacuum suction cup, bellows, round, 4 fold(s), 50mm, silicone, G1/4 male BSPP. | Stock | 34.5 | 39
10.02.01.00565 | Schmalz basic vacuum ejector, 37.7 l/min (1.3 cfm) suction rate, 6mm push-to-connect inlet(s), 8mm push-to-connect vacuum port. | Stock | 38 | 43
10.02.01.00566 | Schmalz basic vacuum ejector, 71.0 l/min (2.5 cfm) suction rate, 6mm push-to-connect inlet(s), 8mm push-to-connect vacuum port. | Stock | 41 | 46.5
10.02.01.01597 | Schmalz basic vacuum ejector, 500.0 l/min (17.7 cfm) suction rate, G3/8 female BSPP inlet(s), G3/4 female BSPP vacuum port. | Stock | 320 | 378
10.02.01.01598 | Schmalz basic vacuum ejector, 860.0 l/min (30.4 cfm) suction rate, G3/8 female BSPP inlet(s), G1 female BSPP vacuum port. | Stock | 553 | 649
10.02.01.01605 | Schmalz basic vacuum ejector, 500.0 l/min (17.7 cfm) suction rate, 3/8in female NPT inlet(s), 3/4in female NPT vacuum port. | Stock | 320 | 378
10.02.01.01606 | Schmalz basic vacuum ejector, 860.0 l/min (30.4 cfm) suction rate, 3/8in female NPT inlet(s), 1in female NPT vacuum port. | Stock | 553 | 649
10.02.02.04116 | Schmalz compact vacuum ejector, 65.5 l/min (2.3 cfm) suction rate, G1/8 female BSPP inlet(s), G1/8 female BSPP vacuum port, air saving. | Stock | 608 | 688
10.08.05.00125 | Schmalz coupling, G1/8 female BSPP to G1/8 female BSPP. | Stock | 2.75 | 3.25
10.08.05.00126 | Schmalz coupling, G1/4 female BSPP to G1/4 female BSPP. | Stock | 3.5 | 4
1001303 | Seifert condensate drain kit, for use with Seifert SoliTherm 3050303 thermoelectric coolers. | Stock | 114 | 127
1001-KEYMODULE-SET | Dold Safemaster series, actuator, key module set, 316 stainless steel. For use with trapped key interlock systems. (2) 316 stainless steel coded trap key modules, (1) coded key, (1) bayonet mounting ring and (2) end modules included. | Stock | 568 | 591
1002303 | Seifert condensate drain kit, for use with Seifert SoliTherm 3152303 and 3200303 thermoelectric coolers. | Stock | 119 | 132
10031S | Southwire General Purpose manual ranging digital multimeter, AC/DC voltage, DC current, resistance, continuity and battery tester, CAT III 600V. Test leads included. | Stock | 28.5 | 29.5
1003303 | Seifert condensate drain kit, for use with Seifert SoliTherm 3102303 thermoelectric coolers. | Stock | 132 | 147
10037K | Southwire electrical test kit, includes 10031S manual-ranging multimeter, a non-contact AC voltage detector and receptacle tester. | Stock | 35.75 | 37
10041N | Southwire General Purpose autoranging digital multimeter, AC/DC voltage, AC/DC current, resistance, continuity, capacitance, frequency, non-contact AC voltage detection and battery tester, CAT III 600V. Test leads included. | Stock | 46 | 48
1004303 | Seifert condensate drain kit, for use with Seifert SoliTherm 6105303 thermoelectric coolers. | Stock | 142 | 157
100MXL025NG | SureMotion timing belt, 0.08in MXL pitch, 1/4in wide, 100 tooth, 8in pitch length (circumference), neoprene, fiberglass reinforced. Package of 3. | Stock | 8.25 | 9
100MXL025PP | SureMotion timing belt, 0.08in MXL pitch, 1/4in wide, 100 tooth, 8in pitch length (circumference), polyurethane, polyester reinforced. Package of 3. | Stock | 11.5 | 12.5
100TDS84C | AutomationDirect EMI input filter, 230/460 VAC, 3-phase, 100A, panel mount, EMI/RFI filtering, drive rated, standard performance, studs. For use with 3-phase AC drives. | Stock | 337 | 350
100XL025NG | SureMotion timing belt, 1/5in XL pitch, 1/4in wide, 50 tooth, 10in pitch length (circumference), neoprene, fiberglass reinforced. | Stock | 2.25 | 2.5
100XL037NG | SureMotion timing belt, 1/5in XL pitch, 3/8in wide, 50 tooth, 10in pitch length (circumference), neoprene, fiberglass reinforced. | Stock | 3 | 3.25
101026USERO | RUKO step drill bit set, 3 pieces, 5% cobalt high-speed steel (HSSE-Co5), bright finish. | Stock | 106 | 105
101026USRO | RUKO step drill bit set, 3 pieces, high-speed steel (HSS), bright finish. | Stock | 69 | 73
101026USTRO | RUKO step drill bit set, 3 pieces, high-speed steel (HSS), Titanium-Nitride (TiN) coated finish. | Stock | 111 | 115
1010C | SureFrame 10 Series standard T-slotted rail, 6063-T6 anodized aluminum alloy, cut to length, 1 x 1in profile, slot size 6. | Stock | 0.23
1012305 | Seifert external mounting kit, for use with Seifert SoliTherm 3050303 thermoelectric coolers. Mounting hardware included. | Stock | 125 | 138
1013305 | Seifert external mounting kit, for use with Seifert SoliTherm 3102303 thermoelectric coolers. Mounting hardware included. | Stock | 72 | 80
1014305 | Seifert external mounting kit, for use with Seifert SoliTherm 3152303 and 3200303 thermoelectric coolers. Mounting hardware included. | Stock | 106 | 117
1015305 | Seifert external mounting kit, for use with Seifert SoliTherm 6105303 thermoelectric coolers. Mounting hardware included. | Stock | 95 | 105
101701 | RUKO step drill bit, Size 1, 6 steps (3/16, 1/4, 5/16, 3/8, 7/16, 1/2in), high-speed steel (HSS), bright finish, split point, 1/4in diameter 3-surface shank. | Stock | 19.25 | 19.75
101701E | RUKO step drill bit, Size 1, 6 steps (3/16, 1/4, 5/16, 3/8, 7/16, 1/2in), 5% cobalt high-speed steel (HSSE-Co5), bright finish, split point, 1/4in diameter 3-surface shank. | Stock | 27.5 | 28
101701T | RUKO step drill bit, Size 1, 6 steps (3/16, 1/4, 5/16, 3/8, 7/16, 1/2in), high-speed steel (HSS), Titanium-Nitride (TiN) coated finish, split point, 1/4in diameter 3-surface shank. | Stock | 32 | 33
101702 | RUKO step drill bit, Size 2, 13 steps (1/8, 5/32, 3/16, 7/32, 1/4, 9/32, 5/16, 11/32, 3/8, 13/32, 7/16, 15/32, 1/2in), high-speed steel (HSS), bright finish, split point, 1/4in diameter 3-surface shank. | Stock | 22.5 | 23
101702E | RUKO step drill bit, Size 2, 13 steps (1/8, 5/32, 3/16, 7/32, 1/4, 9/32, 5/16, 11/32, 3/8, 13/32, 7/16, 15/32, 1/2in), 5% cobalt high-speed steel (HSSE-Co5), bright finish, split point, 1/4in diameter 3-surface shank. | Stock | 31.5 | 32
101702T | RUKO step drill bit, Size 2, 13 steps (1/8, 5/32, 3/16, 7/32, 1/4, 9/32, 5/16, 11/32, 3/8, 13/32, 7/16, 15/32, 1/2in), high-speed steel (HSS), Titanium-Nitride (TiN) coated finish, split point, 1/4in diameter 3-surface shank. | Stock | 35 | 36
101703 | RUKO step drill bit, Size 3, 9 steps (1/4, 5/16, 3/8, 7/16, 1/2, 9/16, 5/8, 11/16, 3/4in), high-speed steel (HSS), bright finish, split point, 3/8in diameter 3-surface shank. | Stock | 27.5 | 28.5
101703E | RUKO step drill bit, Size 3, 9 steps (1/4, 5/16, 3/8, 7/16, 1/2, 9/16, 5/8, 11/16, 3/4in), 5% cobalt high-speed steel (HSSE-Co5), bright finish, split point, 3/8in diameter 3-surface shank. | Stock | 38 | 39.5
101703T | RUKO step drill bit, Size 3, 9 steps (1/4, 5/16, 3/8, 7/16, 1/2, 9/16, 5/8, 11/16, 3/4in), high-speed steel (HSS), Titanium-Nitride (TiN) coated finish, split point, 3/8in diameter 3-surface shank. | Stock | 43.5 | 45
101704 | RUKO step drill bit, Size 4, 12 steps (3/16, 1/4, 5/16, 3/8, 7/16, 1/2, 9/16, 5/8, 11/16, 3/4, 13/16, 7/8in), high-speed steel (HSS), bright finish, split point, 3/8in diameter 3-surface shank. | Stock | 37.5 | 38.5
101704E | RUKO step drill bit, Size 4, 12 steps (3/16, 1/4, 5/16, 3/8, 7/16, 1/2, 9/16, 5/8, 11/16, 3/4, 13/16, 7/8in), 5% cobalt high-speed steel (HSSE-Co5), bright finish, split point, 3/8in diameter 3-surface shank. | Stock | 42.5 | 44
101704T | RUKO step drill bit, Size 4, 12 steps (3/16, 1/4, 5/16, 3/8, 7/16, 1/2, 9/16, 5/8, 11/16, 3/4, 13/16, 7/8in), high-speed steel (HSS), Titanium-Nitride (TiN) coated finish, split point, 3/8in diameter 3-surface shank. | Stock | 49.5 | 51
101705 | RUKO step drill bit, Size 5, 9 steps (13/32, 9/16, 5/8, 11/16, 3/4, 13/16, 7/8, 15/16, 1in), high-speed steel (HSS), bright finish, split point, 3/8in diameter 3-surface shank. | Stock | 38 | 39
101705E | RUKO step drill bit, Size 5, 9 steps (13/32, 9/16, 5/8, 11/16, 3/4, 13/16, 7/8, 15/16, 1in), 5% cobalt high-speed steel (HSSE-Co5), bright finish, split point, 3/8in diameter 3-surface shank. | Stock | 45 | 46.5
101705T | RUKO step drill bit, Size 5, 9 steps (13/32, 9/16, 5/8, 11/16, 3/4, 13/16, 7/8, 15/16, 1in), high-speed steel (HSS), Titanium-Nitride (TiN) coated finish, split point, 3/8in diameter 3-surface shank. | Stock | 53 | 54
101706 | RUKO step drill bit, Size 6, 5 steps (7/8, 1-1/8, 1-7/32, 1-1/4, 1-3/8in), high-speed steel (HSS), bright finish, split point, 3/8in diameter 3-surface shank. | Stock | 53 | 55
101706E | RUKO step drill bit, Size 6, 5 steps (7/8, 1-1/8, 1-7/32, 1-1/4, 1-3/8in), 5% cobalt high-speed steel (HSSE-Co5), bright finish, split point, 3/8in diameter 3-surface shank. | Stock | 72 | 75
101706T | RUKO step drill bit, Size 6, 5 steps (7/8, 1-1/8, 1-7/32, 1-1/4, 1-3/8in), high-speed steel (HSS), Titanium-Nitride (TiN) coated finish, split point, 3/8in diameter 3-surface shank. | Stock | 83 | 85
101707 | RUKO step drill bit, Size 7, 2 steps (3/8, 1/2in), high-speed steel (HSS), bright finish, split point, 1/4in diameter 3-surface shank. | Stock | 21.5 | 22.5
101707E | RUKO step drill bit, Size 7, 2 steps (3/8, 1/2in), 5% cobalt high-speed steel (HSSE-Co5), bright finish, split point, 1/4in diameter 3-surface shank. | Stock | 27.5 | 28
101707T | RUKO step drill bit, Size 7, 2 steps (3/8, 1/2in), high-speed steel (HSS), Titanium-Nitride (TiN) coated finish, split point, 1/4in diameter 3-surface shank. | Stock | 34.5 | 35.5
101708 | RUKO step drill bit, Size 8, 1 step (7/8in), high-speed steel (HSS), bright finish, split point, 3/8in diameter 3-surface shank. | Stock | 33 | 34
101708T | RUKO step drill bit, Size 8, 1 step (7/8in), high-speed steel (HSS), Titanium-Nitride (TiN) coated finish, split point, 3/8in diameter 3-surface shank. | Stock | 46 | 47.5
101709 | RUKO step drill bit, Size 9, 2 steps (7/8, 1-1/8in), high-speed steel (HSS), bright finish, split point, 3/8in diameter 3-surface shank. | Stock | 42.5 | 44
101709E | RUKO step drill bit, Size 9, 2 steps (7/8, 1-1/8in), 5% cobalt high-speed steel (HSSE-Co5), bright finish, split point, 3/8in diameter 3-surface shank. | Stock | 60 | 61
101709T | RUKO step drill bit, Size 9, 2 steps (7/8, 1-1/8in), high-speed steel (HSS), Titanium-Nitride (TiN) coated finish, split point, 3/8in diameter 3-surface shank. | Stock | 68 | 70
101MXL025NG | SureMotion timing belt, 0.08in MXL pitch, 1/4in wide, 101 tooth, 8.1in pitch length (circumference), neoprene, fiberglass reinforced. Package of 3. | Stock | 8.25 | 9
1020C | SureFrame 10 Series standard T-slotted rail, 6063-T6 anodized aluminum alloy, cut to length, 1 x 2in profile, slot size 6. | Stock | 0.4
102153 | RUKO countersink bit set, 5 pieces, metric, 90-degree cut angle, high-speed steel (HSS), bright finish, includes 10.4, 12.4, 16.5, 20.5 and 25mm countersink bits. | Stock | 115 | 118
102182 | RUKO countersink bit, imperial, 1/4in diameter, 82-degree cut angle, high-speed steel (HSS), bright finish, round shank. | Stock | 19.25 | 19.75
102183 | RUKO countersink bit, imperial, 5/16in diameter, 82-degree cut angle, high-speed steel (HSS), bright finish, round shank. | Stock | 25.5 | 26
102184 | RUKO countersink bit, imperial, 3/8in diameter, 82-degree cut angle, high-speed steel (HSS), bright finish, round shank. | Stock | 14.75 | 15.25
102186 | RUKO countersink bit, imperial, 1/2in diameter, 82-degree cut angle, high-speed steel (HSS), bright finish, round shank. | Stock | 22 | 22.5
102188 | RUKO countersink bit, imperial, 5/8in diameter, 82-degree cut angle, high-speed steel (HSS), bright finish, round shank. | Stock | 32.5 | 33.5
102189 | RUKO countersink bit, imperial, 3/4in diameter, 82-degree cut angle, high-speed steel (HSS), bright finish, round shank. | Stock | 25.5 | 26.5
102190 | RUKO countersink bit, imperial, 7/8in diameter, 82-degree cut angle, high-speed steel (HSS), bright finish, round shank. | Stock | 42 | 43
102191 | RUKO countersink bit, imperial, 1in diameter, 82-degree cut angle, high-speed steel (HSS), bright finish, round shank. | Stock | 30.5 | 31.5
102193RO | RUKO countersink bit set, 5 pieces, imperial, 82-degree cut angle, high-speed steel (HSS), bright finish, includes 1/4, 3/8, 1/2, 3/4 and 1in countersink bits and plastic case. | Stock | 128 | 131
102714 | RUKO countersink bit, metric, 10.4mm diameter, 90-degree cut angle, high-speed steel (HSS), bright finish, 3-flat shank. | Stock | 13.25 | 13.75
102721 | RUKO countersink bit, metric, 20.5mm diameter, 90-degree cut angle, high-speed steel (HSS), bright finish, 3-flat shank. | Stock | 25.5 | 26
102723 | RUKO countersink bit, metric, 25mm diameter, 90-degree cut angle, high-speed steel (HSS), bright finish, 3-flat shank. | Stock | 35 | 36
103110K | RUKO draw bolt, replacement, ball bearing, MF 10 x 1.0 x 50. For use with punches having MF 10 x 1.0 threads. | Stock | 20 | 22
103112K | RUKO draw bolt, replacement, ball bearing, MF 12 x 1.5 x 60. For use with punches having MF 12 x 1.5 threads. | Stock | 22 | 24
103116K | RUKO draw bolt, replacement, ball bearing, MF 16 x 1.5 x 70. For use with punches having MF 16 x 1.5 threads. | Stock | 25.5 | 27.5
1040-8M-20-NG | SureMotion timing belt, 8mm pitch, 20mm wide, 130 tooth, 1040mm pitch length (circumference), neoprene, fiberglass reinforced. | Stock | 32 | 35.5
1040-8M-30-NG | SureMotion timing belt, 8mm pitch, 30mm wide, 130 tooth, 1040mm pitch length (circumference), neoprene, fiberglass reinforced. | Stock | 47 | 52
104MXL025NG | SureMotion timing belt, 0.08in MXL pitch, 1/4in wide, 104 tooth, 8.3in pitch length (circumference), neoprene, fiberglass reinforced. Package of 3. | Stock | 8.25 | 9
106014 | RUKO bi-metal hole saw, 9/16in (14mm), high-speed steel (HSS) cutting edge, hardened steel backer, varied tooth, 1.5in (38mm) maximum cutting depth. | Stock | 5.5
106016 | RUKO bi-metal hole saw, 5/8in (16mm), high-speed steel (HSS) cutting edge, hardened steel backer, varied tooth, 1.5in (38mm) maximum cutting depth. | Stock | 5.5
106017 | RUKO bi-metal hole saw, 11/16in (17mm), high-speed steel (HSS) cutting edge, hardened steel backer, varied tooth, 1.5in (38mm) maximum cutting depth. | Stock | 5.75 | 5.5
106019 | RUKO bi-metal hole saw, 3/4in (19mm), high-speed steel (HSS) cutting edge, hardened steel backer, varied tooth, 1.5in (38mm) maximum cutting depth. | Stock | 5.75 | 5.5
106020 | RUKO bi-metal hole saw, 25/32in (20mm), high-speed steel (HSS) cutting edge, hardened steel backer, varied tooth, 1.5in (38mm) maximum cutting depth. | Stock | 5.75 | 5.5
106021 | RUKO bi-metal hole saw, 13/16in (21mm), high-speed steel (HSS) cutting edge, hardened steel backer, varied tooth, 1.5in (38mm) maximum cutting depth. | Stock | 5.75 | 5.5
106022 | RUKO bi-metal hole saw, 7/8in (22mm), high-speed steel (HSS) cutting edge, hardened steel backer, varied tooth, 1.5in (38mm) maximum cutting depth. | Stock | 5.75
106024 | RUKO bi-metal hole saw, 15/16in (24mm), high-speed steel (HSS) cutting edge, hardened steel backer, varied tooth, 1.5in (38mm) maximum cutting depth. | Stock | 6
106025 | RUKO bi-metal hole saw, 1in (25mm), high-speed steel (HSS) cutting edge, hardened steel backer, varied tooth, 1.5in (38mm) maximum cutting depth. | Stock | 6.25 | 6
106027 | RUKO bi-metal hole saw, 1-1/16in (27mm), high-speed steel (HSS) cutting edge, hardened steel backer, varied tooth, 1.5in (38mm) maximum cutting depth. | Stock | 6.25 | 6
106029 | RUKO bi-metal hole saw, 1-1/8in (29mm), high-speed steel (HSS) cutting edge, hardened steel backer, varied tooth, 1.5in (38mm) maximum cutting depth. | Stock | 6.75 | 6.5
106030 | RUKO bi-metal hole saw, 1-3/16in (30mm), high-speed steel (HSS) cutting edge, hardened steel backer, varied tooth, 1.5in (38mm) maximum cutting depth. | Stock | 6.75 | 6.5
106032 | RUKO bi-metal hole saw, 1-1/4in (32mm), high-speed steel (HSS) cutting edge, hardened steel backer, varied tooth, 1.5in (38mm) maximum cutting depth. | Stock | 7 | 6.75
106033 | RUKO bi-metal hole saw, 1-5/16in (33mm), high-speed steel (HSS) cutting edge, hardened steel backer, varied tooth, 1.5in (38mm) maximum cutting depth. | Stock | 7 | 6.75
106035 | RUKO bi-metal hole saw, 1-3/8in (35mm), high-speed steel (HSS) cutting edge, hardened steel backer, varied tooth, 1.5in (38mm) maximum cutting depth. | Stock | 7.75 | 7.5
106036 | RUKO bi-metal hole saw, 1-27/64in (36mm), high-speed steel (HSS) cutting edge, hardened steel backer, varied tooth, 1.5in (38mm) maximum cutting depth. | Stock | 7.75 | 7.5
106037 | RUKO bi-metal hole saw, 1-7/16in (37mm), high-speed steel (HSS) cutting edge, hardened steel backer, varied tooth, 1.5in (38mm) maximum cutting depth. | Stock | 7.75 | 7.5
106038 | RUKO bi-metal hole saw, 1-1/2in (38mm), high-speed steel (HSS) cutting edge, hardened steel backer, varied tooth, 1.5in (38mm) maximum cutting depth. | Stock | 7.75 | 7.5
106040 | RUKO bi-metal hole saw, 1-9/16in (40mm), high-speed steel (HSS) cutting edge, hardened steel backer, varied tooth, 1.5in (38mm) maximum cutting depth. | Stock | 8 | 7.75
106041 | RUKO bi-metal hole saw, 1-5/8in (41mm), high-speed steel (HSS) cutting edge, hardened steel backer, varied tooth, 1.5in (38mm) maximum cutting depth. | Stock | 8.25 | 8
106043 | RUKO bi-metal hole saw, 1-11/16in (43mm), high-speed steel (HSS) cutting edge, hardened steel backer, varied tooth, 1.5in (38mm) maximum cutting depth. | Stock | 8.5 | 8
106044 | RUKO bi-metal hole saw, 1-3/4in (44mm), high-speed steel (HSS) cutting edge, hardened steel backer, varied tooth, 1.5in (38mm) maximum cutting depth. | Stock | 8.5 | 8.25
106046 | RUKO bi-metal hole saw, 1-13/16in (46mm), high-speed steel (HSS) cutting edge, hardened steel backer, varied tooth, 1.5in (38mm) maximum cutting depth. | Stock | 8.75 | 8.5
106048 | RUKO bi-metal hole saw, 1-7/8in (48mm), high-speed steel (HSS) cutting edge, hardened steel backer, varied tooth, 1.5in (38mm) maximum cutting depth. | Stock | 9 | 8.75
106051 | RUKO bi-metal hole saw, 2in (51mm), high-speed steel (HSS) cutting edge, hardened steel backer, varied tooth, 1.5in (38mm) maximum cutting depth. | Stock | 9.25 | 8.75
106052 | RUKO bi-metal hole saw, 2-1/16in (52mm), high-speed steel (HSS) cutting edge, hardened steel backer, varied tooth, 1.5in (38mm) maximum cutting depth. | Stock | 9.5 | 9
106054 | RUKO bi-metal hole saw, 2-1/8in (54mm), high-speed steel (HSS) cutting edge, hardened steel backer, varied tooth, 1.5in (38mm) maximum cutting depth. | Stock | 9.75 | 9.5
106055 | RUKO bi-metal hole saw, 2-11/64in (55mm), high-speed steel (HSS) cutting edge, hardened steel backer, varied tooth, 1.5in (38mm) maximum cutting depth. | Stock | 10 | 9.75
106057 | RUKO bi-metal hole saw, 2-1/4in (57mm), high-speed steel (HSS) cutting edge, hardened steel backer, varied tooth, 1.5in (38mm) maximum cutting depth. | Stock | 10 | 9.75
106059 | RUKO bi-metal hole saw, 2-5/16in (59mm), high-speed steel (HSS) cutting edge, hardened steel backer, varied tooth, 1.5in (38mm) maximum cutting depth. | Stock | 10.25 | 10
106060 | RUKO bi-metal hole saw, 2-3/8in (60mm), high-speed steel (HSS) cutting edge, hardened steel backer, varied tooth, 1.5in (38mm) maximum cutting depth. | Stock | 10.75 | 10.25
106063 | RUKO bi-metal hole saw, 2-15/32in (63mm), high-speed steel (HSS) cutting edge, hardened steel backer, varied tooth, 1.5in (38mm) maximum cutting depth. | Stock | 11 | 10.75
106064 | RUKO bi-metal hole saw, 2-1/2in (64mm), high-speed steel (HSS) cutting edge, hardened steel backer, varied tooth, 1.5in (38mm) maximum cutting depth. | Stock | 11.25 | 10.75
106065 | RUKO bi-metal hole saw, 2-9/16in (65mm), high-speed steel (HSS) cutting edge, hardened steel backer, varied tooth, 1.5in (38mm) maximum cutting depth. | Stock | 11.25 | 11
106067 | RUKO bi-metal hole saw, 2-5/8in (67mm), high-speed steel (HSS) cutting edge, hardened steel backer, varied tooth, 1.5in (38mm) maximum cutting depth. | Stock | 11.25 | 11
106068 | RUKO bi-metal hole saw, 2-11/16in (68mm), high-speed steel (HSS) cutting edge, hardened steel backer, varied tooth, 1.5in (38mm) maximum cutting depth. | Stock | 11.5 | 11.25
106070 | RUKO bi-metal hole saw, 2-3/4in (70mm), high-speed steel (HSS) cutting edge, hardened steel backer, varied tooth, 1.5in (38mm) maximum cutting depth. | Stock | 11.75 | 11.25
106073 | RUKO bi-metal hole saw, 2-7/8in (73mm), high-speed steel (HSS) cutting edge, hardened steel backer, varied tooth, 1.5in (38mm) maximum cutting depth. | Stock | 12 | 11.75
106076 | RUKO bi-metal hole saw, 3in (76mm), high-speed steel (HSS) cutting edge, hardened steel backer, varied tooth, 1.5in (38mm) maximum cutting depth. | Stock | 12.75 | 12.25
106079 | RUKO bi-metal hole saw, 3-1/8in (79mm), high-speed steel (HSS) cutting edge, hardened steel backer, varied tooth, 1.5in (38mm) maximum cutting depth. | Stock | 13.75 | 13.5
106083 | RUKO bi-metal hole saw, 3-1/4in (83mm), high-speed steel (HSS) cutting edge, hardened steel backer, varied tooth, 1.5in (38mm) maximum cutting depth. | Stock | 14.75 | 14.25
106086 | RUKO bi-metal hole saw, 3-3/8in (86mm), high-speed steel (HSS) cutting edge, hardened steel backer, varied tooth, 1.5in (38mm) maximum cutting depth. | Stock | 15.25 | 14.75
106089 | RUKO bi-metal hole saw, 3-1/2in (89mm), high-speed steel (HSS) cutting edge, hardened steel backer, varied tooth, 1.5in (38mm) maximum cutting depth. | Stock | 15.5 | 15
106092 | RUKO bi-metal hole saw, 3-5/8in (92mm), high-speed steel (HSS) cutting edge, hardened steel backer, varied tooth, 1.5in (38mm) maximum cutting depth. | Stock | 16.5 | 16
106095 | RUKO bi-metal hole saw, 3-3/4in (95mm), high-speed steel (HSS) cutting edge, hardened steel backer, varied tooth, 1.5in (38mm) maximum cutting depth. | Stock | 17.5 | 17
106098 | RUKO bi-metal hole saw, 3-7/8in (98mm), high-speed steel (HSS) cutting edge, hardened steel backer, varied tooth, 1.5in (38mm) maximum cutting depth. | Stock | 18.5 | 18
106102 | RUKO bi-metal hole saw, 4in (102mm), high-speed steel (HSS) cutting edge, hardened steel backer, varied tooth, 1.5in (38mm) maximum cutting depth. | Stock | 19.75 | 19
106105 | RUKO bi-metal hole saw, 4-1/8in (105mm), high-speed steel (HSS) cutting edge, hardened steel backer, varied tooth, 1.5in (38mm) maximum cutting depth. | Stock | 21 | 20
106108 | RUKO bi-metal hole saw, 4-1/4in (108mm), high-speed steel (HSS) cutting edge, hardened steel backer, varied tooth, 1.5in (38mm) maximum cutting depth. | Stock | 22 | 21
106111 | RUKO bi-metal hole saw, 4-3/8in (111mm), high-speed steel (HSS) cutting edge, hardened steel backer, varied tooth, 1.5in (38mm) maximum cutting depth. | Stock | 23 | 22.5
106114 | RUKO bi-metal hole saw, 4-1/2in (114mm), high-speed steel (HSS) cutting edge, hardened steel backer, varied tooth, 1.5in (38mm) maximum cutting depth. | Stock | 24 | 23
106121 | RUKO bi-metal hole saw, 4-3/4in (121mm), high-speed steel (HSS) cutting edge, hardened steel backer, varied tooth, 1.5in (38mm) maximum cutting depth. | Stock | 24.5 | 23.5
106127 | RUKO bi-metal hole saw, 5in (127mm), high-speed steel (HSS) cutting edge, hardened steel backer, varied tooth, 1.5in (38mm) maximum cutting depth. | Stock | 26.5 | 25.5
106133 | RUKO bi-metal hole saw, 5-1/4in (133mm), high-speed steel (HSS) cutting edge, hardened steel backer, varied tooth, 1.5in (38mm) maximum cutting depth. | Stock | 30.5 | 29.5
106140 | RUKO bi-metal hole saw, 5-1/2in (140mm), high-speed steel (HSS) cutting edge, hardened steel backer, varied tooth, 1.5in (38mm) maximum cutting depth. | Stock | 31 | 29.5
106152 | RUKO bi-metal hole saw, 6in (152mm), high-speed steel (HSS) cutting edge, hardened steel backer, varied tooth, 1.5in (38mm) maximum cutting depth. | Stock | 34.5 | 33.5
106160 | RUKO bi-metal hole saw, 6-19/64in (160mm), high-speed steel (HSS) cutting edge, hardened steel backer, varied tooth, 1.5in (38mm) maximum cutting depth. | Stock | 38.5 | 37.5
106168 | RUKO bi-metal hole saw, 6-5/8in (168mm), high-speed steel (HSS) cutting edge, hardened steel backer, varied tooth, 1.5in (38mm) maximum cutting depth. | Stock | 43.5 | 42
106177 | RUKO bi-metal hole saw, 6-31/32in (177mm), high-speed steel (HSS) cutting edge, hardened steel backer, varied tooth, 1.5in (38mm) maximum cutting depth. | Stock | 47.5 | 46
106200 | RUKO bi-metal hole saw, 8-1/4in (210mm), high-speed steel (HSS) cutting edge, hardened steel backer, varied tooth, 1.5in (38mm) maximum cutting depth. | Stock | 52 | 51
106201 | RUKO arbor assembly, type A1, 7/16in hex shank, 1/2in x 20 thread, 1/4in pilot drill. For use with 9/16 to 1-3/16in diameter bi-metal hole saws. Arbor, HSS pilot bit, hex key and ejector spring included. | Stock | 7.5 | 7.25
106202 | RUKO arbor assembly, type A2, 7/16in hex shank, 5/8in x 18 thread, 1/4in pilot drill. For use with 1-1/4 to 8-1/4in diameter bi-metal hole saws. Arbor, HSS pilot bit, hex key and ejector spring included. | Stock | 14 | 13.5
106206 | RUKO pilot drill bit, replacement, 1/4in, split point, high-speed steel (HSS), bright finish. | Stock | 4.25
106209 | RUKO arbor assembly, type A6, 3/8in hex shank, 5/8in x 18 thread, 1/4in pilot drill. For use with 1-1/4 to 8-1/4in diameter bi-metal hole saws. Arbor, HSS pilot bit, hex key and ejector spring included. | Stock | 14 | 13.5
106210 | RUKO arbor assembly, type A5, 3/8in hex shank, 1/2in x 20 thread, 1/4in pilot drill. For use with 9/16 to 1-3/16in diameter bi-metal hole saws. Arbor, HSS pilot bit, hex key and ejector spring included. | Stock | 10.25 | 9.75
106302 | RUKO bi-metal hole saw set, 9 pieces, high-speed steel (HSS) cutting edge, hardened steel backer, varied tooth. | Stock | 90 | 87
106304 | RUKO bi-metal hole saw set, 13 pieces, high-speed steel (HSS) cutting edge, hardened steel backer, varied tooth. | Stock | 123 | 119
106318 | RUKO bi-metal hole saw set, 20 pieces, high-speed steel (HSS) cutting edge, hardened steel backer, varied tooth. | Stock | 236 | 228
1064-8M-20-NG | SureMotion timing belt, 8mm pitch, 20mm wide, 133 tooth, 1064mm pitch length (circumference), neoprene, fiberglass reinforced. | Stock | 32 | 35.5
1064-8M-30-NG | SureMotion timing belt, 8mm pitch, 30mm wide, 133 tooth, 1064mm pitch length (circumference), neoprene, fiberglass reinforced. | Stock | 47 | 52
106MXL025NG | SureMotion timing belt, 0.08in MXL pitch, 1/4in wide, 106 tooth, 8.5in pitch length (circumference), neoprene, fiberglass reinforced. Package of 3. | Stock | 8.25 | 9
106MXL025PP | SureMotion timing belt, 0.08in MXL pitch, 1/4in wide, 106 tooth, 8.5in pitch length (circumference), polyurethane, polyester reinforced. Package of 3. | Stock | 14 | 15.5
10700075 | WERMA audible alarm buzzer, piezoelectric, 80 dB at 10cm, 2.4 kHz tone frequency, continuous tone(s), 24 VAC/VDC, 22mm, panel mount, glass fiber reinforced polyamide housing, black, IP65. | Stock | 31 | 32
10700077 | WERMA audible alarm buzzer, piezoelectric, 80 dB at 10cm, 2.4 kHz tone frequency, continuous tone(s), 115 VAC/VDC, 22mm, panel mount, glass fiber reinforced polyamide housing, black, IP65. | Stock | 35 | 36.5
107003 | RUKO deburring tool set, 4 pieces, for basic inner and outer edge deburring. | Stock | 12.25
107004 | RUKO deburring tool set, 3 pieces, for precision work on surfaces up to 5/16in wide. | Stock | 25
107006 | RUKO long-shank deburring tool set, 5 pieces, for basic inner and outer edge deburring. | Stock | 13.75
107007 | RUKO deburring tool set, 3 pieces, for deburring holes up to 3/4in diameter. | Stock | 28
107010 | RUKO universal deburring tool handle, ergonomic handle with spare blade storage. | Stock | 6.25 | 6
10701075 | WERMA audible alarm buzzer, piezoelectric, 80 dB at 10cm, 2.4 kHz tone frequency, pulse tone(s), 24 VAC/VDC, 22mm, panel mount, glass fiber reinforced polyamide housing, black, IP65. | Stock | 31 | 32
10701077 | WERMA audible alarm buzzer, piezoelectric, 80 dB at 10cm, 2.4 kHz tone frequency, pulse tone(s), 115 VAC/VDC, 22mm, panel mount, glass fiber reinforced polyamide housing, black, IP65. | Stock | 35 | 36.5
107011 | RUKO extendable deburring blade holder, for use with universal handle for deburring tools, for all Type B deburring blades. | Stock | 3.75
107012 | RUKO deburring blade B10, for internal and external deburring work on long-chipping materials such as steel, aluminum or plastic. Requires extendable blade holder for B blades and universal deburring tool handle. Package of 10. | Stock | 11
107014 | RUKO deburring blade B20, for internal and external deburring work on short-chipping materials such as brass or cast iron. Requires extendable blade holder for B blades and universal deburring tool handle. Package of 10. | Stock | 11
107015 | RUKO deburring blade B30, for simultaneous deburring of inner and outer bores on material up to 5/32in thick. Requires extendable blade holder for B blades and universal deburring tool handle. Package of 10. | Stock | 12.5
107016 | RUKO scriber B50, carbide-tipped point, regrindable. Requires extendable blade holder for B blades and universal deburring tool handle. | Stock | 9.25
107019 | RUKO extendable deburring blade holder, for use with universal handle for deburring tools, for all Type C deburring blades. | Stock | 3.75
107020 | RUKO small triangular scraper blade C40, for precision work on surfaces up to 5/32in wide. Requires extendable blade holder for C blades and universal deburring tool handle. | Stock | 10.25
107021 | RUKO large triangular scraper blade C42, for precision work on surfaces up to 5/16in wide. Requires extendable blade holder for C blades and universal deburring tool handle. | Stock | 13
107025 | RUKO extendable deburring blade holder, for use with universal handle for deburring tools, for all Type E deburring blades. | Stock | 3.75
107026 | RUKO deburring blade E100, long shank, for internal and external deburring work on long-chipping materials such as steel, aluminum or plastic. Requires extendable blade holder for E blades and universal deburring tool handle. Package of 10. | Stock | 12.5
107027 | RUKO deburring blade E200, long shank, for internal and external deburring work on short-chipping materials such as brass or cast iron. Requires extendable blade holder for E blades and universal deburring tool handle. Package of 10. | Stock | 12.5
107028 | RUKO deburring blade E300, long shank, for simultaneous deburring of inner and outer bores on material up to 5/32in thick. Requires extendable blade holder for E blades and universal deburring tool handle. Package of 10. | Stock | 12.5
107029 | RUKO deburring blade E350, long shank, for straight edges and keyways. Requires extendable blade holder for E blades and universal deburring tool handle. Package of 10. | Stock | 12.5
107031 | RUKO extendable deburring blade holder, for use with universal handle for deburring tools, for all Type F deburring countersinks. | Stock | 3.75
107032 | RUKO deburring countersinker F12, for deburring holes up to 1/2in diameter. Requires extendable blade holder for F deburring countersinks and universal deburring tool handle. | Stock | 9.5
107033 | RUKO deburring countersinker F20, for deburring holes up to 3/4in diameter. Requires extendable blade holder for F deburring countersinks and universal deburring tool handle. | Stock | 16.25
107034 | RUKO deburring countersinker F30, for deburring holes up to 1-3/16in diameter. Requires extendable blade holder for F deburring countersinks and universal deburring tool handle. | Stock | 32
107054 | RUKO pocket deburring tool, for internal and external deburring work on long-chipping materials such as steel, aluminum or plastic. Replaceable E100 deburring blade included. | Stock | 9.5
109000 | RUKO distance sleeve, replacement. For use with 109101 compact hydraulic punch. | Stock | 59 | 60
10900075 | WERMA audible alarm buzzer, piezoelectric, 80 dB at 1m, 2.1 kHz tone frequency, continuous tone(s), 24 VAC/VDC, 22mm, panel mount, ABS/PC plastic housing, black, IP65. | Stock | 63 | 66
10900077 | WERMA audible alarm buzzer, piezoelectric, 80 dB at 1m, 2.1 kHz tone frequency, continuous tone(s), 115 VAC/VDC, 22mm, panel mount, ABS/PC plastic housing, black, IP65. | Stock | 71 | 74
10901075 | WERMA audible alarm buzzer, piezoelectric, 80 dB at 1m, 2.1 kHz tone frequency, pulse tone(s), 24 VAC/VDC, 22mm, panel mount, ABS/PC plastic housing, black, IP65. | Stock | 63 | 66
10901077 | WERMA audible alarm buzzer, piezoelectric, 80 dB at 1m, 2.1 kHz tone frequency, pulse tone(s), 115 VAC/VDC, 22mm, panel mount, ABS/PC plastic housing, black, IP65. | Stock | 71 | 74
109101 | RUKO compact hydraulic punch, manual pistol-grip, 50 kN (11,000 lbf). Distance sleeve and adapter bolts included. | Stock | 942 | 988
109110 | RUKO adapter bolt, replacement, MF 10 x 1.0 x 52, 3/4 UNF. For use with 109101 compact hydraulic punch. | Stock | 45 | 47.5
109112 | RUKO adapter bolt, replacement, MF 12 x 1.5 x 60, 3/4 UNF. For use with 109101 compact hydraulic punch. | Stock | 47 | 49.5
109116 | RUKO adapter bolt, replacement, MF 16 x 1.5 x 70, 3/4 UNF. For use with 109101 compact hydraulic punch. | Stock | 48 | 50
109220 | RUKO knockout punch, 22mm. Punch, die and draw bolt included. | Stock | 26 | 27.5
109225 | RUKO knockout punch, 22.5mm. Punch, die and draw bolt included. | Stock | 24.5 | 26
109300 | RUKO knockout punch, 30mm. Punch, die and draw bolt included. | Stock | 33.5 | 35.5
109305 | RUKO knockout punch, 30.5mm. Punch, die and draw bolt included. | Stock | 31.5 | 33
1097010 | RUKO knockout punch, 1in conduit, 1.362in hole diameter. Punch, die and draw bolt included. | Stock | 35.5 | 37.5
1097012 | RUKO knockout punch, 1/2in conduit, 7/8in hole diameter. Punch, die and draw bolt included. | Stock | 26.5 | 27.5
1097020 | RUKO knockout punch, 2in conduit, 2-3/8in hole diameter. Punch, die and draw bolt included. | Stock | 54 | 57
1097034 | RUKO knockout punch, 3/4in conduit, 1.115in hole diameter. Punch, die and draw bolt included. | Stock | 29 | 30.5
1097112 | RUKO knockout punch, 1-1/2in conduit, 1-15/16in hole diameter. Punch, die and draw bolt included. | Stock | 51 | 54
1097114 | RUKO knockout punch, 1-1/4in conduit, 1-11/16in hole diameter. Punch, die and draw bolt included. | Stock | 42 | 44
10TDT1W4C | AutomationDirect EMI input filter, 230 VAC, 3-phase, 10A, panel mount, EMI/RFI filtering, drive rated, standard performance, screw terminals and ring terminals. For use with 3-phase AC drives. | Stock | 78.5 | 82
11000067 | WERMA audible alarm buzzer, piezoelectric, 100 dB at 1m, 1.6 kHz to 3.4 kHz tone frequency, (8) selectable tone(s), 115 VAC, 22mm, panel mount, ABS/PC plastic housing, black, IP65. | Stock | 106 | 110
11000075 | WERMA audible alarm buzzer, piezoelectric, 100 dB at 1m, 1.6 kHz to 3.4 kHz tone frequency, (8) selectable tone(s), 24 VAC/VDC, 22mm, panel mount, ABS/PC plastic housing, black, IP65. | Stock | 96 | 100
110300-100 | IDEM mounting spacer, polyester. Package of 100. For use with IDEM L-series non-contact switches. | Stock | 0
110300-2 | IDEM mounting spacer, polyester. Package of 2. For use with IDEM L-series non-contact switches. | Stock | 11 | 12
110XL025NG | SureMotion timing belt, 1/5in XL pitch, 1/4in wide, 55 tooth, 11in pitch length (circumference), neoprene, fiberglass reinforced. | Stock | 2.25 | 2.5
110XL037NG | SureMotion timing belt, 1/5in XL pitch, 3/8in wide, 55 tooth, 11in pitch length (circumference), neoprene, fiberglass reinforced. | Stock | 3 | 3.25
111300-100 | IDEM mounting spacer, polyester. Package of 100. For use with IDEM S-series non-contact switches. | Stock | 0
111300-2 | IDEM mounting spacer, polyester. Package of 2. For use with IDEM S-series non-contact switches. | Stock | 9 | 9.5
1114-0210 | ASO Safety Solutions safety relay, safety mat/edges, 1-channel, 24 VAC/VDC or 120 VAC, (2) N.O. safety output(s), (1) N.O. monitoring output(s), fixed screw terminals. | Stock | 183 | 190
1120-8M-20-NG | SureMotion timing belt, 8mm pitch, 20mm wide, 140 tooth, 1120mm pitch length (circumference), neoprene, fiberglass reinforced. | Stock | 34.5 | 38
1120-8M-30-NG | SureMotion timing belt, 8mm pitch, 30mm wide, 140 tooth, 1120mm pitch length (circumference), neoprene, fiberglass reinforced. | Stock | 49 | 54
112300-100 | IDEM mounting spacer, polyester. Package of 100. For use with IDEM W-series non-contact switches. | Stock | 0
112300-2 | IDEM mounting spacer, polyester. Package of 2. For use with IDEM W-series non-contact switches. | Stock | 11 | 12
112427 | Leeson Washguard White Duck series standard efficiency AC induction motor, washdown and inverter rated, 1/2hp, 3-phase, 208-230/460 VAC, 1800rpm, TEFC, 56 frame, rolled steel, rigid base only mount. | Stock | 471
112428 | Leeson Washguard White Duck series standard efficiency AC induction motor, washdown and inverter rated, 3/4hp, 3-phase, 208-230/460 VAC, 1800rpm, TEFC, 56 frame, rolled steel, rigid base only mount. | Stock | 494
112429 | Leeson Washguard White Duck series standard efficiency AC induction motor, washdown and inverter rated, 1/2hp, 3-phase, 208-230/460 VAC, 1800rpm, TEFC, 56C frame, rolled steel, rigid base/C-face mount. | Stock | 494
112430 | Leeson Washguard White Duck series standard efficiency AC induction motor, washdown and inverter rated, 3/4hp, 3-phase, 208-230/460 VAC, 1800rpm, TEFC, 56C frame, rolled steel, rigid base/C-face mount. | Stock | 571
112431 | Leeson Washguard White Duck series standard efficiency AC induction motor, washdown, 1/2hp, 1-phase, 115/208-230 VAC, 1800rpm, TEFC, 56 frame, rolled steel, rigid base only mount. | Stock | 461
112527 | Leeson Washguard White Duck series standard efficiency AC induction motor, washdown, 1/2hp, 1-phase, 115/208-230 VAC, 1800rpm, TEFC, 56C frame, rolled steel, rigid base/C-face mount. | Stock | 483
112528 | Leeson Washguard White Duck series standard efficiency AC induction motor, washdown, 3/4hp, 1-phase, 115/208-230 VAC, 1800rpm, TEFC, 56C frame, rolled steel, rigid base/C-face mount. | Stock | 538
112529 | Leeson Washguard White Duck series premium efficiency AC induction motor, washdown, 1hp, 1-phase, 115/208-230 VAC, 1800rpm, TEFC, 56C frame, rolled steel, rigid base/C-face mount. | Stock | 620
112MXL025NG | SureMotion timing belt, 0.08in MXL pitch, 1/4in wide, 112 tooth, 9in pitch length (circumference), neoprene, fiberglass reinforced. Package of 3. | Stock | 8.25 | 9
112MXL025PP | SureMotion timing belt, 0.08in MXL pitch, 1/4in wide, 112 tooth, 9in pitch length (circumference), polyurethane, polyester reinforced. Package of 3. | Stock | 14.5 | 16
113019 | Leeson Washguard White Duck series standard efficiency AC induction motor, washdown and high-performance inverter duty, 3/4hp, 3-phase, 208-230/460 VAC, 1800rpm, TENV, 56C frame, rolled steel, C-face only mount. | Stock | 556
113023 | Leeson Washguard White Duck series premium efficiency AC induction motor, washdown and high-performance inverter duty, 1hp, 3-phase, 230/460 VAC, 3600rpm, TENV, 56C frame, rolled steel, C-face only mount. | Stock | 566
113300-100 | IDEM mounting spacer, polyester. Package of 100. For use with IDEM C-series non-contact switches. | Stock | 0
113300-2 | IDEM mounting spacer, polyester. Package of 2. For use with IDEM C-series non-contact switches. | Stock | 11 | 12
113473 | Leeson Washguard White Duck series premium efficiency AC induction motor, washdown and high-performance inverter duty, 1/2hp, 3-phase, 208-230/460 VAC, 1800rpm, TENV, 56C frame, rolled steel, C-face only mount. | Stock | 480
113583 | Leeson Washguard White Duck series standard efficiency AC induction motor, washdown, 1hp, 1-phase, 115/208-230 VAC, 3600rpm, TEFC, 56C frame, rolled steel, rigid base/C-face mount. | Stock | 510
113586 | Leeson Washguard White Duck series premium efficiency AC induction motor, washdown and high-performance inverter duty, 1/2hp, 3-phase, 230/460 VAC, 1800rpm, TENV, 56C frame, rolled steel, rigid base/C-face mount. | Stock | 494
113590 | Leeson Washguard White Duck series premium efficiency AC induction motor, washdown and high-performance inverter duty, 1hp, 3-phase, 230/460 VAC, 3600rpm, TENV, 56C frame, rolled steel, rigid base/C-face mount. | Stock | 565
113591 | Leeson Washguard White Duck series premium efficiency AC induction motor, washdown and high-performance inverter duty, 1-1/2hp, 3-phase, 230/460 VAC, 3600rpm, TENV, 56HC frame, rolled steel, rigid base/C-face mount. | Stock | 626
113649 | Leeson Washguard White Duck series standard efficiency AC induction motor, washdown and high-performance inverter duty, 1/4hp, 3-phase, 208-230/460 VAC, 1800rpm, TENV, 56C frame, rolled steel, C-face only mount. | Stock | 438
114300-100 | IDEM mounting spacer, polyester. Package of 100. For use with IDEM M-series non-contact switches. | Stock | 0
114300-2 | IDEM mounting spacer, polyester. Package of 2. For use with IDEM M-series non-contact switches. | Stock | 9 | 9.5
114311 | Leeson Washguard White Duck series standard efficiency AC induction motor, washdown, 1/3hp, 1-phase, 115/208-230 VAC, 1800rpm, TEFC, 56C frame, rolled steel, C-face only mount. | Stock | 457
114313 | Leeson Washguard White Duck series standard efficiency AC induction motor, washdown, 1/2hp, 1-phase, 115/208-230 VAC, 1800rpm, TEFC, 56C frame, rolled steel, C-face only mount. | Stock | 468
114317 | Leeson Washguard White Duck series premium efficiency AC induction motor, washdown, 1hp, 1-phase, 115/208-230 VAC, 1800rpm, TEFC, 56C frame, rolled steel, C-face only mount. | Stock | 614
1151E-6504 | Eaton photoelectric sensor, rectangular, plastic housing, through-beam emitter, infrared light emission, 500ft sensing distance, 12-240 VDC/24-240 VAC operating voltage, 4-wire, 4-pin mini connector and 7/8in - 16UNF thread. | Stock | 92 | 96
1151E-6513 | Eaton photoelectric sensor, rectangular, plastic housing, through-beam emitter, infrared light emission, 500ft sensing distance, 12-240 VDC/24-240 VAC operating voltage, 4-wire, pigtail. | Stock | 92 | 96
1151E-6517 | Eaton photoelectric sensor, rectangular, plastic housing, through-beam emitter, infrared light emission, 500ft sensing distance, 10-40 VDC operating voltage, 4-wire, pigtail. | Stock | 92 | 96
1151E-6543 | Eaton photoelectric sensor, rectangular, plastic housing, through-beam emitter, infrared light emission, 500ft sensing distance, 12-240 VDC/24-240 VAC operating voltage, 4-wire, 4-pin AC micro connector and 1/2in - 20UNF thread. | Stock | 92 | 96
1151E-6547 | Eaton photoelectric sensor, rectangular, plastic housing, through-beam emitter, infrared light emission, 500ft sensing distance, 10-40 VDC operating voltage, 4-wire, 4-pin M12 quick-disconnect. | Stock | 92 | 96
11527459 | WEG Electric CFW500 series conduit box, NEMA 1. For use with WEG CFW500 series B frame AC drives. Mounting hardware included. | Stock | 15 | 16
11527460 | WEG Electric CFW500 series conduit box, NEMA 1. For use with WEG CFW500 series A frame AC drives. Mounting hardware included. | Stock | 12.5 | 13.5
115MXL025NG | SureMotion timing belt, 0.08in MXL pitch, 1/4in wide, 115 tooth, 9.2in pitch length (circumference), neoprene, fiberglass reinforced. Package of 3. | Stock | 8.5 | 9.5
115MXL025PP | SureMotion timing belt, 0.08in MXL pitch, 1/4in wide, 115 tooth, 9.2in pitch length (circumference), polyurethane, polyester reinforced. Package of 3. | Stock | 12.5 | 14
116001US | RUKO rotary burr set, 3 pieces, tungsten carbide, includes (3) 3/8in burrs (cylinder with end cut, ball and pointed tree). | Stock | 54 | 56
116002US | RUKO rotary burr set, 10 pieces, tungsten carbide, includes (5) 1/4in and (5) 1/2in burrs (cylinder with end cut, radius, ball, tree and pointed tree, each in both sizes). | Stock | 191 | 202
116003US | RUKO rotary burr set, 10 pieces, tungsten carbide, includes (4) 3/8in burrs (cylinder without end cut, radius, tree, pointed tree) and (6) 1/2in burrs (cylinder without end cut, radius, ball, tree, pointed tree, pointed cone). | Stock | 229 | 241
1160-8M-20-NG | SureMotion timing belt, 8mm pitch, 20mm wide, 145 tooth, 1160mm pitch length (circumference), neoprene, fiberglass reinforced. | Stock | 34.5 | 38
1160-8M-30-NG | SureMotion timing belt, 8mm pitch, 30mm wide, 145 tooth, 1160mm pitch length (circumference), neoprene, fiberglass reinforced. | Stock | 50 | 55
116100US | RUKO compact pneumatic grinder, 25000rpm, adjustable governor, rear exhaust, rubberized non-slip handle. Compact pneumatic grinder, replacement collet, coupling plug and (2) collet wrenches included. | Stock | 78 | 82
116101L | RUKO pneumatic quick disconnect fitting, coupling plug, steel body, 1/4in European Interchange plug to G1/4 male thread. | Stock | 3.75 | 4
116112US | RUKO compact pneumatic grinder set, 14 pieces, 25000rpm, adjustable governor, rear exhaust, rubberized non-slip handle. Plastic case included. | Stock | 268 | 282
116113US | RUKO compact pneumatic grinder set, 7 pieces, 25000rpm, adjustable governor, rear exhaust, rubberized non-slip handle. Plastic case included. | Stock | 138 | 146
116119 | RUKO collet, replacement, 1/4in. For use with 116100US compact pneumatic grinder. | Stock | 4.25 | 4.5
11636485 | WEG Electric CFW500 series flash memory module, for use with WEG CFW500 series AC drives. | Stock | 85 | 93
116403 | RUKO rotary burr, cylinder without end cut, 3/8in burr diameter, 3/4in burr length, 1/4in shank diameter, tungsten carbide, double cut. | Stock | 19.25 | 20
116404 | RUKO rotary burr, cylinder without end cut, 1/2in burr diameter, 1in burr length, 1/4in shank diameter, tungsten carbide, double cut. | Stock | 30 | 31.5
116407 | RUKO rotary burr, cylinder with end cut, 1/4in burr diameter, 3/4in burr length, 1/4in shank diameter, tungsten carbide, double cut. | Stock | 15 | 15.75
116409 | RUKO rotary burr, cylinder with end cut, 3/8in burr diameter, 3/4in burr length, 1/4in shank diameter, tungsten carbide, double cut. | Stock | 21 | 22
116410 | RUKO rotary burr, cylinder with end cut, 1/2in burr diameter, 1in burr length, 1/4in shank diameter, tungsten carbide, double cut. | Stock | 33 | 34.5
116413 | RUKO rotary burr, radius, 1/4in burr diameter, 3/4in burr length, 1/4in shank diameter, tungsten carbide, double cut. | Stock | 15.75 | 16.75
116415 | RUKO rotary burr, radius, 3/8in burr diameter, 3/4in burr length, 1/4in shank diameter, tungsten carbide, double cut. | Stock | 20.5 | 21.5
116416 | RUKO rotary burr, radius, 1/2in burr diameter, 1in burr length, 1/4in shank diameter, tungsten carbide, double cut. | Stock | 32 | 34
116419 | RUKO rotary burr, ball, 1/4in burr diameter, 7/32in burr length, 1/4in shank diameter, tungsten carbide, double cut. | Stock | 14.25 | 15
116421 | RUKO rotary burr, ball, 3/8in burr diameter, 3/8in burr length, 1/4in shank diameter, tungsten carbide, double cut. | Stock | 17.5 | 18.5
116422 | RUKO rotary burr, ball, 1/2in burr diameter, 1/2in burr length, 1/4in shank diameter, tungsten carbide, double cut. | Stock | 24 | 25
116431 | RUKO rotary burr, tree, 1/4in burr diameter, 3/4in burr length, 1/4in shank diameter, tungsten carbide, double cut. | Stock | 16.75 | 17.5
116433 | RUKO rotary burr, tree, 3/8in burr diameter, 3/4in burr length, 1/4in shank diameter, tungsten carbide, double cut. | Stock | 20 | 21
116434 | RUKO rotary burr, tree, 1/2in burr diameter, 1in burr length, 1/4in shank diameter, tungsten carbide, double cut. | Stock | 30 | 31.5
116437 | RUKO rotary burr, pointed tree, 1/4in burr diameter, 5/8in burr length, 1/4in shank diameter, tungsten carbide, double cut. | Stock | 16.75 | 17.5
116439 | RUKO rotary burr, pointed tree, 3/8in burr diameter, 3/4in burr length, 1/4in shank diameter, tungsten carbide, double cut. | Stock | 23 | 24
116440 | RUKO rotary burr, pointed tree, 1/2in burr diameter, 1in burr length, 1/4in shank diameter, tungsten carbide, double cut. | Stock | 30.5 | 32.5
116468 | RUKO rotary burr, pointed cone, 1/2in burr diameter, 7/8in burr length, 1/4in shank diameter, tungsten carbide, double cut. | Stock | 32 | 34
116644 | Leeson Washguard White Duck series standard efficiency AC induction motor, washdown and inverter rated, 1/2hp, 3-phase, 208-230/460 VAC, 1800rpm, TEFC, 56C frame, rolled steel, C-face only mount. | Stock | 480
116645 | Leeson Washguard White Duck series standard efficiency AC induction motor, washdown and inverter rated, 3/4hp, 3-phase, 208-230/460 VAC, 1800rpm, TEFC, 56C frame, rolled steel, C-face only mount. | Stock | 556
118000-00 | Stego Filter Fan grille, side mount, G3 (coarse) filter mat, NEMA 12, 3.82 x 3.82in enclosure cutout, RAL 7035 light gray. | Stock | 18.5 | 19.25
118010-00 | Stego Filter Fan grille, side mount, G3 (coarse) filter mat, NEMA 12, 4.92 x 4.92in enclosure cutout, RAL 7035 light gray. | Stock | 23 | 24
118020-00 | Stego Filter Fan grille, side mount, G3 (coarse) filter mat, NEMA 12, 6.93 x 6.93in enclosure cutout, RAL 7035 light gray. | Stock | 27.5 | 28.5
118030-00 | Stego Filter Fan grille, side mount, G3 (coarse) filter mat, NEMA 12, 9.84 x 9.84in enclosure cutout, RAL 7035 light gray. | Stock | 67 | 70
118210-00 | Stego Filter Fan grille, side mount, M5 (medium) filter mat, NEMA 12, 4.92 x 4.92in enclosure cutout, RAL 7035 light gray. | Stock | 106 | 111
118284 | FATH hammer head screw, 5/16-18 UNC x 1in, zinc plated steel, slot size 8. For use with all 1.5in and 3in profile T-slotted aluminum rails. Flange nut included. Manufacturer part number: 096HK0830U5/16S01. | Stock | 2.5
118287 | FATH hammer head screw, M8 x 25mm, zinc plated steel, slot size 8. For use with all 40mm and 80mm profile T-slotted aluminum rails. Flange nut included. Manufacturer part number: 096HK0830M0825S01. | Stock | 2.5
11833992 | WEG Electric CFW500 series remote serial HMI keypad, for use with WEG CFW500 series AC drives. Mounting hardware included. | Stock | 76 | 83
118356 | FATH transport/base plate, 1 x 2in, 1/4-20 UNC, die-cast zinc. For use with all 1in profile T-slotted aluminum rails. Mounting hardware included. Manufacturer part number: 093T25501/406S. | Stock | 15.5
118357 | FATH transport/base plate, 1.5 x 3in, 3/8-16 UNC, die-cast zinc. For use with all 1.5in profile T-slotted aluminum rails. Mounting hardware included. Manufacturer part number: 093T38763/808S. | Stock | 16.5
118590 | FATH hammer head screw, M8 x 25mm, zinc plated steel, slot size 10. For use with all 45mm and 90mm profile T-slotted aluminum rails. Flange nut included. Manufacturer part number: 096HK1030M0825S11. | Stock | 2.25
118700-00 | Stego Filter Fan Plus FPI exhaust grille, side mount, with air flaps, NEMA 12, 3.62 x 3.62in enclosure cutout, RAL 7035 light gray. | Stock | 24 | 25
118710-00 | Stego Filter Fan Plus FPI exhaust grille, side mount, with air flaps, NEMA 12, 4.88 x 4.88in enclosure cutout, RAL 7035 light gray. | Stock | 27.5 | 28.5
118720-00 | Stego Filter Fan Plus FPI exhaust grille, side mount, with air flaps, NEMA 12, 6.93 x 6.93in enclosure cutout, RAL 7035 light gray. | Stock | 37.5 | 39.5
118730-00 | Stego Filter Fan Plus FPI exhaust grille, side mount, with air flaps, NEMA 12, 8.78 x 8.78in enclosure cutout, RAL 7035 light gray. | Stock | 49.5 | 52
118740-00 | Stego Filter Fan Plus FPI exhaust grille, side mount, with air flaps, NEMA 12, 11.46 x 11.46in enclosure cutout, RAL 7035 light gray. | Stock | 75 | 79
118800-30 | Stego Filter Fan Plus FPO grille, side mount, G3 (coarse) filter mat, NEMA 12, 3.62 x 3.62in enclosure cutout, RAL 7035 light gray. | Stock | 21.5 | 22.5
118810-30 | Stego Filter Fan Plus FPO grille, side mount, G3 (coarse) filter mat, NEMA 12, 4.88 x 4.88in enclosure cutout, RAL 7035 light gray. | Stock | 25 | 26
118820-30 | Stego Filter Fan Plus FPO grille, side mount, G3 (coarse) filter mat, NEMA 12, 6.93 x 6.93in enclosure cutout, RAL 7035 light gray. | Stock | 29 | 30
118830-30 | Stego Filter Fan Plus FPO grille, side mount, G3 (coarse) filter mat, NEMA 12, 8.78 x 8.78in enclosure cutout, RAL 7035 light gray. | Stock | 35.5 | 37
118840-30 | Stego Filter Fan Plus FPO grille, side mount, G3 (coarse) filter mat, NEMA 12, 11.46 x 11.46in enclosure cutout, RAL 7035 light gray. | Stock | 58 | 61
119468 | Leeson Washguard White Duck series premium efficiency AC induction motor, washdown and inverter rated, 1hp, 3-phase, 208-230/460 VAC, 1800rpm, TEFC, 56C frame, rolled steel, C-face only mount. | Stock | 680
119469 | Leeson Washguard White Duck series premium efficiency AC induction motor, washdown and inverter rated, 1-1/2hp, 3-phase, 208-230/460 VAC, 1800rpm, TEFC, 56C frame, rolled steel, C-face only mount. | Stock | 700
119471 | Leeson Washguard White Duck series premium efficiency AC induction motor, washdown and inverter rated, 2hp, 3-phase, 208-230/460 VAC, 1800rpm, TEFC, 56C frame, rolled steel, C-face only mount. | Stock | 841
119475 | Leeson Washguard White Duck series premium efficiency AC induction motor, washdown and inverter rated, 1hp, 3-phase, 208-230/460 VAC, 1800rpm, TEFC, 56 frame, rolled steel, rigid base only mount. | Stock | 683
119476 | Leeson Washguard White Duck series premium efficiency AC induction motor, washdown and inverter rated, 1hp, 3-phase, 208-230/460 VAC, 1800rpm, TEFC, 56HC frame, rolled steel, rigid base/C-face mount. | Stock | 722
119478 | Leeson Washguard White Duck series high efficiency AC induction motor, washdown and inverter rated, 1hp, 3-phase, 208-230/460 VAC, 1800rpm, TEFC, 56HC frame, rolled steel, rigid base/C-face mount. | Stock | 902
119480 | Leeson Washguard White Duck series premium efficiency AC induction motor, washdown and inverter rated, 1-1/2hp, 3-phase, 208-230/460 VAC, 1800rpm, TEFC, 56C frame, rolled steel, rigid base/C-face mount. | Stock | 830
119482 | Leeson Washguard White Duck series premium efficiency AC induction motor, washdown and inverter rated, 2hp, 3-phase, 208-230/460 VAC, 3600rpm, TEFC, 56HC frame, rolled steel, rigid base/C-face mount. | Stock | 894
119483 | Leeson Washguard White Duck series premium efficiency AC induction motor, washdown and inverter rated, 2hp, 3-phase, 208-230/460 VAC, 1800rpm, TEFC, 56C frame, rolled steel, rigid base/C-face mount. | Stock | 907
11951056 | WEG Electric CFW500 series cable clamp, for use with WEG CFW500 series A frame AC drives. Mounting hardware included. Allows for strain relief clamping of power and motor leads at the drive. | Stock | 18.5 | 20
11951108 | WEG Electric CFW500 series cable clamp, for use with WEG CFW500 series B frame AC drives. Mounting hardware included. Allows for strain relief clamping of power and motor leads at the drive. | Stock | 20 | 21.5
1200-8M-20-NG | SureMotion timing belt, 8mm pitch, 20mm wide, 150 tooth, 1200mm pitch length (circumference), neoprene, fiberglass reinforced. | Stock | 35.5 | 39
1200-8M-30-NG | SureMotion timing belt, 8mm pitch, 30mm wide, 150 tooth, 1200mm pitch length (circumference), neoprene, fiberglass reinforced. | Stock | 52 | 57
120MXL025NG | SureMotion timing belt, 0.08in MXL pitch, 1/4in wide, 120 tooth, 9.6in pitch length (circumference), neoprene, fiberglass reinforced. Package of 3. | Stock | 8.5 | 9.5
120MXL025PP | SureMotion timing belt, 0.08in MXL pitch, 1/4in wide, 120 tooth, 9.6in pitch length (circumference), polyurethane, polyester reinforced. Package of 3. | Stock | 12.5 | 14
120XL037NG | SureMotion timing belt, 1/5in XL pitch, 3/8in wide, 60 tooth, 12in pitch length (circumference), neoprene, fiberglass reinforced. | Stock | 4 | 4.5
121040-00 | Stego Varioline LED enclosure light, 120 VAC operating voltage, on/off switch, 19.5in length, 1080 Lm, integral receptacle, screw mount, 3-pole plug with snap lock, 11W, IP20. | Stock | 147 | 154
121040-30 | Stego Varioline LED enclosure light, 120 VAC operating voltage, on/off switch, 19.5in length, 1080 Lm, integral receptacle, magnet mount, 3-pole plug with snap lock, 11W, IP20. | Stock | 157 | 164
121140-00 | Stego Varioline LED enclosure light, 120 VAC operating voltage, motion sensor switch, 19.5in length, 1080 Lm, integral receptacle, screw mount, 3-pole plug with snap lock, 11W, IP20. | Stock | 190 | 199
121140-30 | Stego Varioline LED enclosure light, 120 VAC operating voltage, motion sensor switch, 19.5in length, 1080 Lm, integral receptacle, magnet mount, 3-pole plug with snap lock, 11W, IP20. | Stock | 200 | 209
121240-00 | Stego Varioline LED enclosure light, 120 VAC operating voltage, connection for external switch, 19.5in length, 1080 Lm, integral receptacle, screw mount, 3-pole plug with snap lock, 11W, IP20. | Stock | 151 | 158
121240-30 | Stego Varioline LED enclosure light, 120 VAC operating voltage, connection for external switch, 19.5in length, 1080 Lm, integral receptacle, magnet mount, 3-pole plug with snap lock, 11W, IP20. | Stock | 161 | 169
12133824 | WEG Electric CFW500 series conduit box, NEMA 1. For use with WEG CFW500 series C frame AC drives. Mounting hardware included. | Stock | 20 | 21.5
12133826 | WEG Electric CFW500 series cable clamp, for use with WEG CFW500 series C frame AC drives. Mounting hardware included. Allows for strain relief clamping of power and motor leads at the drive. | Stock | 20.5 | 22.5
121340-00 | Stego Varioline LED enclosure light, 120 VAC operating voltage, no switch, 19.5in length, 1080 Lm, integral receptacle, screw mount, 3-pole plug with snap lock, 11W, IP20. | Stock | 143 | 150
121340-30 | Stego Varioline LED enclosure light, 120 VAC operating voltage, no switch, 19.5in length, 1080 Lm, integral receptacle, magnet mount, 3-pole plug with snap lock, 11W, IP20. | Stock | 154 | 160
121866 | Leeson Washguard White Duck series premium efficiency AC induction motor, washdown and inverter rated, 2hp, 3-phase, 208-230/460 VAC, 1800rpm, TEFC, 145T frame, rolled steel, rigid base only mount. | Stock | 810
121868 | Leeson Washguard White Duck series premium efficiency AC induction motor, washdown and inverter rated, 2hp, 3-phase, 230/460 VAC, 1800rpm, TEFC, 145TC frame, rolled steel, rigid base/C-face mount. | Stock | 883
121870 | Leeson Washguard White Duck series premium efficiency AC induction motor, washdown and inverter rated, 3hp, 3-phase, 230/460 VAC, 3600rpm, TEFC, 145C frame, rolled steel, rigid base/C-face mount. | Stock | 1043
122040-00 | Stego Varioline LED enclosure light, 120 VAC operating voltage, on/off switch, 27.3in length, 1730 Lm, integral receptacle, screw mount, 3-pole plug with snap lock, 16W, IP20. | Stock | 161 | 168
122040-30 | Stego Varioline LED enclosure light, 120 VAC operating voltage, on/off switch, 27.3in length, 1730 Lm, integral receptacle, magnet mount, 3-pole plug with snap lock, 16W, IP20. | Stock | 171 | 179
122140-00 | Stego Varioline LED enclosure light, 120 VAC operating voltage, motion sensor switch, 27.3in length, 1730 Lm, integral receptacle, screw mount, 3-pole plug with snap lock, 16W, IP20. | Stock | 204 | 213
122140-30 | Stego Varioline LED enclosure light, 120 VAC operating voltage, motion sensor switch, 27.3in length, 1730 Lm, integral receptacle, magnet mount, 3-pole plug with snap lock, 16W, IP20. | Stock | 214 | 224
122182 | Leeson Washguard White Duck series premium efficiency AC induction motor, washdown and inverter rated, 2hp, 3-phase, 208-230/460 VAC, 1800rpm, TEFC, 145TC frame, rolled steel, C-face only mount. | Stock | 875
122184 | Leeson Washguard White Duck series standard efficiency AC induction motor, washdown and inverter rated, 3hp, 3-phase, 208-230/460 VAC, 1800rpm, TEFC, 145TC frame, rolled steel, C-face only mount. | Stock | 1055
122185 | Leeson Washguard White Duck series premium efficiency AC induction motor, washdown and inverter rated, 2hp, 3-phase, 208-230/460 VAC, 3600rpm, TEFC, 145TC frame, rolled steel, rigid base/C-face mount. | Stock | 901
122240-00 | Stego Varioline LED enclosure light, 120 VAC operating voltage, connection for external switch, 27.3in length, 1730 Lm, integral receptacle, screw mount, 3-pole plug with snap lock, 16W, IP20. | Stock | 166 | 173
122240-30 | Stego Varioline LED enclosure light, 120 VAC operating voltage, connection for external switch, 27.3in length, 1730 Lm, integral receptacle, magnet mount, 3-pole plug with snap lock, 16W, IP20. | Stock | 176 | 184
122340-00 | Stego Varioline LED enclosure light, 120 VAC operating voltage, no switch, 27.3in length, 1730 Lm, integral receptacle, screw mount, 3-pole plug with snap lock, 16W, IP20. | Stock | 158 | 165
122340-30 | Stego Varioline LED enclosure light, 120 VAC operating voltage, no switch, 27.3in length, 1730 Lm, integral receptacle, magnet mount, 3-pole plug with snap lock, 16W, IP20. | Stock | 168 | 175
1224-8M-20-NG | SureMotion timing belt, 8mm pitch, 20mm wide, 153 tooth, 1224mm pitch length (circumference), neoprene, fiberglass reinforced. | Stock | 36.5 | 40.5
1224-8M-30-NG | SureMotion timing belt, 8mm pitch, 30mm wide, 153 tooth, 1224mm pitch length (circumference), neoprene, fiberglass reinforced. | Stock | 52 | 57
122MXL025NG | SureMotion timing belt, 0.08in MXL pitch, 1/4in wide, 122 tooth, 9.8in pitch length (circumference), neoprene, fiberglass reinforced. Package of 3. | Stock | 8.5 | 9.5
122MXL025PP | SureMotion timing belt, 0.08in MXL pitch, 1/4in wide, 122 tooth, 9.8in pitch length (circumference), polyurethane, polyester reinforced. Package of 3. | Stock | 12.5 | 14
12330016 | WEG Electric keypad mounting cable, 3.2ft/1m cable length. For use with WEG CFW500 series drive keypads. | Stock | 10.5 | 11.5
12330460 | WEG Electric keypad mounting cable, 9.8ft/3m cable length. For use with WEG CFW500 series drive keypads. | Stock | 18.5 | 20
12330461 | WEG Electric keypad mounting cable, 16.4ft/5m cable length. For use with WEG CFW500 series drive keypads. | Stock | 23 | 25
12330463 | WEG Electric keypad mounting cable, 32.8ft/10m cable length. For use with WEG CFW500 series drive keypads. | Stock | 32.5 | 35.5
12350492 | WEG Electric CFW500 series main cooling fan, replacement, 70 x 70 x 15mm, 12 VDC. For use with WEG CFW500 series B and C frame AC drives. | Stock | 55 | 59
124L050NG | SureMotion timing belt, 3/8in L pitch, 1/2in wide, 33 tooth, 12.4in pitch length (circumference), neoprene, fiberglass reinforced. | Stock | 5 | 5.5
124L100NG | SureMotion timing belt, 3/8in L pitch, 1in wide, 33 tooth, 12.4in pitch length (circumference), neoprene, fiberglass reinforced. | Stock | 10 | 11
124MXL025NG | SureMotion timing belt, 0.08in MXL pitch, 1/4in wide, 124 tooth, 9.9in pitch length (circumference), neoprene, fiberglass reinforced. Package of 3. | Stock | 8.5 | 9.5
1251E-6503 | Eaton photoelectric sensor, rectangular, plastic housing, through-beam receiver, 500ft sensing distance, 12-240 VDC/24-240 VAC operating voltage, selectable light-on/dark-on, solid state relay, 4-wire, 4-pin mini connector and 7/8in - 16UNF thread. | Stock | 92 | 96
1251E-6504 | Eaton photoelectric sensor, rectangular, plastic housing, through-beam receiver, 500ft sensing distance, 12-240 VDC/24-240 VAC operating voltage, selectable light-on/dark-on, SPDT EM relay, 5-wire, 5-pin mini connector and 7/8in - 16UNF thread. | Stock | 89 | 93
1251E-6513 | Eaton photoelectric sensor, rectangular, plastic housing, through-beam receiver, 500ft sensing distance, 12-240 VDC/24-240 VAC operating voltage, selectable light-on/dark-on, solid state relay, 4-wire, pigtail. | Stock | 91 | 95
1251E-6517 | Eaton photoelectric sensor, rectangular, plastic housing, through-beam receiver, 500ft sensing distance, 10-40 VDC operating voltage, selectable light-on/dark-on, NPN/PNP, 4-wire, pigtail. | Stock | 83 | 86
1251E-6543 | Eaton photoelectric sensor, rectangular, plastic housing, through-beam receiver, 500ft sensing distance, 12-240 VDC/24-240 VAC operating voltage, selectable light-on/dark-on, solid state relay, 4-wire, 4-pin AC micro connector and 1/2in - 20UNF thread. | Stock | 91 | 95
1251E-6547 | Eaton photoelectric sensor, rectangular, plastic housing, through-beam receiver, infrared light emission, 500ft sensing distance, 10-40 VDC operating voltage, selectable light-on/dark-on, NPN/PNP, 4-wire, 4-pin M12 quick-disconnect. | Stock | 83 | 86
126014 | RUKO bi-metal hole saw, 9/16in (14mm), 8% cobalt high-speed steel (HSSE-Co8) cutting edge, hardened steel backer, fine tooth, 1.5in (38mm) maximum cutting depth. | Stock | 7 | 6.75
126016 | RUKO bi-metal hole saw, 5/8in (16mm), 8% cobalt high-speed steel (HSSE-Co8) cutting edge, hardened steel backer, fine tooth, 1.5in (38mm) maximum cutting depth. | Stock | 7 | 6.75
126019 | RUKO bi-metal hole saw, 3/4in (19mm), 8% cobalt high-speed steel (HSSE-Co8) cutting edge, hardened steel backer, fine tooth, 1.5in (38mm) maximum cutting depth. | Stock | 7.25 | 7
126022 | RUKO bi-metal hole saw, 7/8in (22mm), 8% cobalt high-speed steel (HSSE-Co8) cutting edge, hardened steel backer, fine tooth, 1.5in (38mm) maximum cutting depth. | Stock | 7.5 | 7.25
126024 | RUKO bi-metal hole saw, 15/16in (24mm), 8% cobalt high-speed steel (HSSE-Co8) cutting edge, hardened steel backer, fine tooth, 1.5in (38mm) maximum cutting depth. | Stock | 8 | 7.5
126025 | RUKO bi-metal hole saw, 1in (25mm), 8% cobalt high-speed steel (HSSE-Co8) cutting edge, hardened steel backer, fine tooth, 1.5in (38mm) maximum cutting depth. | Stock | 8 | 7.75
126027 | RUKO bi-metal hole saw, 1-1/16in (27mm), 8% cobalt high-speed steel (HSSE-Co8) cutting edge, hardened steel backer, fine tooth, 1.5in (38mm) maximum cutting depth. | Stock | 8 | 7.75
126029 | RUKO bi-metal hole saw, 1-1/8in (29mm), 8% cobalt high-speed steel (HSSE-Co8) cutting edge, hardened steel backer, fine tooth, 1.5in (38mm) maximum cutting depth. | Stock | 8.75 | 8.25
126030 | RUKO bi-metal hole saw, 1-3/16in (30mm), 8% cobalt high-speed steel (HSSE-Co8) cutting edge, hardened steel backer, fine tooth, 1.5in (38mm) maximum cutting depth. | Stock | 8.75 | 8.25
126032 | RUKO bi-metal hole saw, 1-1/4in (32mm), 8% cobalt high-speed steel (HSSE-Co8) cutting edge, hardened steel backer, fine tooth, 1.5in (38mm) maximum cutting depth. | Stock | 9 | 8.5
126035 | RUKO bi-metal hole saw, 1-3/8in (35mm), 8% cobalt high-speed steel (HSSE-Co8) cutting edge, hardened steel backer, fine tooth, 1.5in (38mm) maximum cutting depth. | Stock | 9.75 | 9.25
126038 | RUKO bi-metal hole saw, 1-1/2in (38mm), 8% cobalt high-speed steel (HSSE-Co8) cutting edge, hardened steel backer, fine tooth, 1.5in (38mm) maximum cutting depth. | Stock | 10.25 | 9.75
126041 | RUKO bi-metal hole saw, 1-5/8in (41mm), 8% cobalt high-speed steel (HSSE-Co8) cutting edge, hardened steel backer, fine tooth, 1.5in (38mm) maximum cutting depth. | Stock | 10.75 | 10.25
126043 | RUKO bi-metal hole saw, 1-11/16in (43mm), 8% cobalt high-speed steel (HSSE-Co8) cutting edge, hardened steel backer, fine tooth, 1.5in (38mm) maximum cutting depth. | Stock | 10.75 | 10.25
126044 | RUKO bi-metal hole saw, 1-3/4in (44mm), 8% cobalt high-speed steel (HSSE-Co8) cutting edge, hardened steel backer, fine tooth, 1.5in (38mm) maximum cutting depth. | Stock | 11 | 10.5
126046 | RUKO bi-metal hole saw, 1-13/16in (46mm), 8% cobalt high-speed steel (HSSE-Co8) cutting edge, hardened steel backer, fine tooth, 1.5in (38mm) maximum cutting depth. | Stock | 11.25 | 10.75
126048 | RUKO bi-metal hole saw, 1-7/8in (48mm), 8% cobalt high-speed steel (HSSE-Co8) cutting edge, hardened steel backer, fine tooth, 1.5in (38mm) maximum cutting depth. | Stock | 11.5 | 11
126051 | RUKO bi-metal hole saw, 2in (51mm), 8% cobalt high-speed steel (HSSE-Co8) cutting edge, hardened steel backer, fine tooth, 1.5in (38mm) maximum cutting depth. | Stock | 11.75 | 11.25
126054 | RUKO bi-metal hole saw, 2-1/8in (54mm), 8% cobalt high-speed steel (HSSE-Co8) cutting edge, hardened steel backer, fine tooth, 1.5in (38mm) maximum cutting depth. | Stock | 12.75 | 12.25
126057 | RUKO bi-metal hole saw, 2-1/4in (57mm), 8% cobalt high-speed steel (HSSE-Co8) cutting edge, hardened steel backer, fine tooth, 1.5in (38mm) maximum cutting depth. | Stock | 13.25 | 12.75
126060 | RUKO bi-metal hole saw, 2-3/8in (60mm), 8% cobalt high-speed steel (HSSE-Co8) cutting edge, hardened steel backer, fine tooth, 1.5in (38mm) maximum cutting depth. | Stock | 14 | 13.5
126064 | RUKO bi-metal hole saw, 2-1/2in (64mm), 8% cobalt high-speed steel (HSSE-Co8) cutting edge, hardened steel backer, fine tooth, 1.5in (38mm) maximum cutting depth. | Stock | 14.75 | 14
126067 | RUKO bi-metal hole saw, 2-5/8in (67mm), 8% cobalt high-speed steel (HSSE-Co8) cutting edge, hardened steel backer, fine tooth, 1.5in (38mm) maximum cutting depth. | Stock | 15 | 14.25
126070 | RUKO bi-metal hole saw, 2-3/4in (70mm), 8% cobalt high-speed steel (HSSE-Co8) cutting edge, hardened steel backer, fine tooth, 1.5in (38mm) maximum cutting depth. | Stock | 15.5 | 14.75
126073 | RUKO bi-metal hole saw, 2-7/8in (73mm), 8% cobalt high-speed steel (HSSE-Co8) cutting edge, hardened steel backer, fine tooth, 1.5in (38mm) maximum cutting depth. | Stock | 16 | 15.25
126076 | RUKO bi-metal hole saw, 3in (76mm), 8% cobalt high-speed steel (HSSE-Co8) cutting edge, hardened steel backer, fine tooth, 1.5in (38mm) maximum cutting depth. | Stock | 16.5 | 15.75
126079 | RUKO bi-metal hole saw, 3-1/8in (79mm), 8% cobalt high-speed steel (HSSE-Co8) cutting edge, hardened steel backer, fine tooth, 1.5in (38mm) maximum cutting depth. | Stock | 18.25 | 17.5
126083 | RUKO bi-metal hole saw, 3-1/4in (83mm), 8% cobalt high-speed steel (HSSE-Co8) cutting edge, hardened steel backer, fine tooth, 1.5in (38mm) maximum cutting depth. | Stock | 19.5 | 18.75
126086 | RUKO bi-metal hole saw, 3-3/8in (86mm), 8% cobalt high-speed steel (HSSE-Co8) cutting edge, hardened steel backer, fine tooth, 1.5in (38mm) maximum cutting depth. | Stock | 20 | 19
126089 | RUKO bi-metal hole saw, 3-1/2in (89mm), 8% cobalt high-speed steel (HSSE-Co8) cutting edge, hardened steel backer, fine tooth, 1.5in (38mm) maximum cutting depth. | Stock | 20.5 | 19.5
126092 | RUKO bi-metal hole saw, 3-5/8in (92mm), 8% cobalt high-speed steel (HSSE-Co8) cutting edge, hardened steel backer, fine tooth, 1.5in (38mm) maximum cutting depth. | Stock | 21.5 | 20.5
126095 | RUKO bi-metal hole saw, 3-3/4in (95mm), 8% cobalt high-speed steel (HSSE-Co8) cutting edge, hardened steel backer, fine tooth, 1.5in (38mm) maximum cutting depth. | Stock | 23 | 22
126098 | RUKO bi-metal hole saw, 3-7/8in (98mm), 8% cobalt high-speed steel (HSSE-Co8) cutting edge, hardened steel backer, fine tooth, 1.5in (38mm) maximum cutting depth. | Stock | 24.5 | 23.5
126102 | RUKO bi-metal hole saw, 4in (102mm), 8% cobalt high-speed steel (HSSE-Co8) cutting edge, hardened steel backer, fine tooth, 1.5in (38mm) maximum cutting depth. | Stock | 26 | 25
126108 | RUKO bi-metal hole saw, 4-1/4in (108mm), 8% cobalt high-speed steel (HSSE-Co8) cutting edge, hardened steel backer, fine tooth, 1.5in (38mm) maximum cutting depth. | Stock | 29 | 27.5
126111 | RUKO bi-metal hole saw, 4-3/8in (111mm), 8% cobalt high-speed steel (HSSE-Co8) cutting edge, hardened steel backer, fine tooth, 1.5in (38mm) maximum cutting depth. | Stock | 30.5 | 29
126114 | RUKO bi-metal hole saw, 4-1/2in (114mm), 8% cobalt high-speed steel (HSSE-Co8) cutting edge, hardened steel backer, fine tooth, 1.5in (38mm) maximum cutting depth. | Stock | 31.5 | 30
126121 | RUKO bi-metal hole saw, 4-3/4in (121mm), 8% cobalt high-speed steel (HSSE-Co8) cutting edge, hardened steel backer, fine tooth, 1.5in (38mm) maximum cutting depth. | Stock | 32.5 | 31
126127 | RUKO bi-metal hole saw, 5in (127mm), 8% cobalt high-speed steel (HSSE-Co8) cutting edge, hardened steel backer, fine tooth, 1.5in (38mm) maximum cutting depth. | Stock | 35 | 33.5
126140 | RUKO bi-metal hole saw, 5-1/2in (140mm), 8% cobalt high-speed steel (HSSE-Co8) cutting edge, hardened steel backer, fine tooth, 1.5in (38mm) maximum cutting depth. | Stock | 40 | 38.5
126152 | RUKO bi-metal hole saw, 6in (152mm), 8% cobalt high-speed steel (HSSE-Co8) cutting edge, hardened steel backer, fine tooth, 1.5in (38mm) maximum cutting depth. | Stock | 45.5 | 43.5
126160 | RUKO bi-metal hole saw, 6-5/16in (160mm), 8% cobalt high-speed steel (HSSE-Co8) cutting edge, hardened steel backer, fine tooth, 1.5in (38mm) maximum cutting depth. | Stock | 51 | 48.5
126168 | RUKO bi-metal hole saw, 6-5/8in (168mm), 8% cobalt high-speed steel (HSSE-Co8) cutting edge, hardened steel backer, fine tooth, 1.5in (38mm) maximum cutting depth. | Stock | 57 | 54
12619000 | WEG Electric CFW500 series encoder analog combo module, 400 kHz maximum switching frequency, 1-channel quadrature encoder input, Analog Input: 1-channel, Analog Output: 1-channel. For use with WEG CFW500 series AC drives. | Stock | 94.5 | 103
126200 | RUKO bi-metal hole saw, 8-1/4in (210mm), 8% cobalt high-speed steel (HSSE-Co8) cutting edge, hardened steel backer, fine tooth, 1.5in (38mm) maximum cutting depth. | Stock | 68 | 65
126206 | RUKO pilot drill bit, replacement, 1/4in, split point, 5% cobalt high-speed steel (HSSE-Co5), golden brown finish. | Stock | 8.5 | 8
126302 | RUKO bi-metal hole saw set, 9 pieces, 8% cobalt high-speed steel (HSSE-Co8) cutting edge, hardened steel backer, fine tooth. | Stock | 92 | 88
126304 | RUKO bi-metal hole saw set, 13 pieces, 8% cobalt high-speed steel (HSSE-Co8) cutting edge, hardened steel backer, fine tooth. | Stock | 138 | 132
126318 | RUKO bi-metal hole saw set, 20 pieces, 8% cobalt high-speed steel (HSSE-Co8) cutting edge, hardened steel backer, fine tooth. | Stock | 279 | 266
12692970 | WEG Electric CFW500 series conduit box, NEMA 1. For use with WEG CFW500 series D frame AC drives. Mounting hardware included. | Stock | 26.5 | 29
12692971 | WEG Electric CFW500 series cable clamp, for use with WEG CFW500 series D frame AC drives. Mounting hardware included. Allows for strain relief clamping of power and motor leads at the drive. | Stock | 23 | 25
1280-8M-20-NG | SureMotion timing belt, 8mm pitch, 20mm wide, 160 tooth, 1280mm pitch length (circumference), neoprene, fiberglass reinforced. | Stock | 37.5 | 41.5
1280-8M-30-NG | SureMotion timing belt, 8mm pitch, 30mm wide, 160 tooth, 1280mm pitch length (circumference), neoprene, fiberglass reinforced. | Stock | 54 | 60
12852366 | WEG Electric CFW500 series main cooling fan, replacement, 60 x 60 x 38mm, 24 VDC. For use with WEG CFW500D47P0T2DB20G2 drive. | Stock | 252.5 | 270
12852367 | WEG Electric CFW500 series main cooling fan, replacement, 60 x 60 x 38mm, 24 VDC. For use with WEG CFW500D31P0T4DB20G2 drive. | Stock | 191.5 | 205
12892814 | WEG Electric CFW500 series communication module, EtherNet/IP, Modbus RTU and BACnet, 2 ports, (1) Ethernet (RJ45) and (1) RS-485 (3-pin terminal) port(s). For use with WEG CFW500 series AC drives. | Stock | 224.5 | 245
12892815 | WEG Electric CFW500 series communication module, Modbus TCP, Modbus RTU and BACnet, 2 ports, (1) Ethernet (RJ45) and (1) RS-485 (3-pin terminal) port(s). For use with WEG CFW500 series AC drives. | Stock | 224.5 | 245
130510-00 | Stego enclosure heater, axial fan, 950W heating capacity, high performance cartridge heating element, 230 VAC operating voltage, 50/60 Hz, adjustable thermostat, N.C. (open on rise) 0 to 60 deg C, 35mm DIN rail or panel mount. | Stock | 242 | 252
13055389 | WEG Electric CFW500 series cable clamp, for use with WEG CFW500 series E frame AC drives. Mounting hardware included. Allows for strain relief clamping of power and motor leads at the drive. | Stock | 29 | 31.5
130599-00 | Stego enclosure heater, axial fan, 950W heating capacity, high performance cartridge heating element, 120 VAC operating voltage, 50/60 Hz, adjustable thermostat, N.C. (open on rise) 32 to 140 deg F, 35mm DIN rail or panel mount. | Stock | 230 | 240
130599-02 | Stego enclosure heater, axial fan, 950W heating capacity, high performance cartridge heating element, 120 VAC operating voltage, 50/60 Hz, 35mm DIN rail or panel mount. | Stock | 226 | 236
130600-00 | Stego enclosure heater, axial fan, 1200W heating capacity, PTC resistor heating element, 230 VAC operating voltage, 50/60 Hz, adjustable thermostat, N.C. (open on rise) 0 to 60 deg C, 35mm DIN rail or panel mount. | Stock | 278 | 290
130609-00 | Stego enclosure heater, axial fan, 1200W heating capacity, PTC resistor heating element, 120 VAC operating voltage, 50/60 Hz, adjustable thermostat, N.C. (open on rise) 32 to 140 deg F, 35mm DIN rail or panel mount. | Stock | 278 | 290
130MXL025NG | SureMotion timing belt, 0.08in MXL pitch, 1/4in wide, 130 tooth, 10.4in pitch length (circumference), neoprene, fiberglass reinforced. Package of 3. | Stock | 8.75 | 9.75
130MXL025PP | SureMotion timing belt, 0.08in MXL pitch, 1/4in wide, 130 tooth, 10.4in pitch length (circumference), polyurethane, polyester reinforced. Package of 3. | Stock | 12.5 | 14
130XL025NG | SureMotion timing belt, 1/5in XL pitch, 1/4in wide, 65 tooth, 13in pitch length (circumference), neoprene, fiberglass reinforced. | Stock | 2.5 | 2.75
130XL037NG | SureMotion timing belt, 1/5in XL pitch, 3/8in wide, 65 tooth, 13in pitch length (circumference), neoprene, fiberglass reinforced. | Stock | 4 | 4.5
13104601 | WEG Electric CFW500 series conduit box, NEMA 1. For use with WEG CFW500 series E frame AC drives. Mounting hardware included. | Stock | 29 | 31.5
132196 | Leeson Washguard White Duck series premium efficiency AC induction motor, washdown and inverter rated, 3hp, 3-phase, 230/460 VAC, 1800rpm, TEFC, 182T frame, rolled steel, rigid base only mount. | Stock | 1029
132197 | Leeson Washguard White Duck series premium efficiency AC induction motor, washdown and inverter rated, 5hp, 3-phase, 230/460 VAC, 1800rpm, TEFC, 184T frame, rolled steel, rigid base only mount. | from vendor up to 3 business days | 1110
132198 | Leeson Washguard White Duck series premium efficiency AC induction motor, washdown and inverter rated, 3hp, 3-phase, 230/460 VAC, 1800rpm, TEFC, 182TC frame, rolled steel, rigid base/C-face mount. | Stock | 1115
132200 | Leeson Washguard White Duck series premium efficiency AC induction motor, washdown and inverter rated, 5hp, 3-phase, 230/460 VAC, 3600rpm, TEFC, 184TC frame, rolled steel, rigid base/C-face mount. | from vendor up to 3 business days | 1319
132201 | Leeson Washguard White Duck series premium efficiency AC induction motor, washdown and inverter rated, 5hp, 3-phase, 230/460 VAC, 1800rpm, TEFC, 184TC frame, rolled steel, rigid base/C-face mount. | Stock | 1261
132440 | Leeson Washguard White Duck series premium efficiency AC induction motor, washdown and inverter rated, 5hp, 3-phase, 230/460 VAC, 1800rpm, TEFC, 184TC frame, rolled steel, C-face only mount. | Stock | 1255
132MXL025NG | SureMotion timing belt, 0.08in MXL pitch, 1/4in wide, 132 tooth, 10.6in pitch length (circumference), neoprene, fiberglass reinforced. Package of 3. | Stock | 8.75 | 9.75
132MXL025PP | SureMotion timing belt, 0.08in MXL pitch, 1/4in wide, 132 tooth, 10.6in pitch length (circumference), polyurethane, polyester reinforced. Package of 3. | Stock | 13 | 14.5
134MXL025NG | SureMotion timing belt, 0.08in MXL pitch, 1/4in wide, 134 tooth, 10.7in pitch length (circumference), neoprene, fiberglass reinforced. Package of 3. | Stock | 8.75 | 9.75
1351E-6503 | Eaton photoelectric sensor, rectangular, diffuse, infrared light emission, 10ft sensing distance, selectable light-on/dark-on, solid state relay, potentiometer, 500 Hz switching frequency, plastic housing, 4-pin mini connector and 7/8in - 16UNF thread. | Stock | 114 | 119
1351E-6504 | Eaton photoelectric sensor, rectangular, diffuse, infrared light emission, 10ft sensing distance, selectable light-on/dark-on, SPDT EM relay, potentiometer, 66 Hz switching frequency, plastic housing, 5-pin mini connector and 7/8in - 16UNF thread. | Stock | 108 | 112
1351E-6507 | Eaton photoelectric sensor, rectangular, diffuse, infrared light emission, 10ft sensing distance, selectable light-on/dark-on, NPN/PNP, potentiometer, 500 Hz switching frequency, plastic housing, 4-pin mini connector and 7/8in - 16UNF thread. | Stock | 105 | 109
1351E-6513 | Eaton photoelectric sensor, rectangular, diffuse, infrared light emission, 10ft sensing distance, selectable light-on/dark-on, solid state relay, potentiometer, 500 Hz switching frequency, plastic housing, pigtail. | Stock | 113 | 118
1351E-6514 | Eaton photoelectric sensor, rectangular, diffuse, infrared light emission, 10ft sensing distance, selectable light-on/dark-on, SPDT EM relay, potentiometer, 66 Hz switching frequency, plastic housing, pigtail. | Stock | 108 | 112
1351E-6517 | Eaton photoelectric sensor, rectangular, diffuse, infrared light emission, 10ft sensing distance, selectable light-on/dark-on, NPN/PNP, potentiometer, 500 Hz switching frequency, plastic housing, pigtail. | Stock | 103 | 107
1351E-6534 | Eaton photoelectric sensor, rectangular, diffuse, infrared light emission, 10ft sensing distance, selectable light-on/dark-on, SPDT EM relay, potentiometer, 66 Hz switching frequency, plastic housing, 5-pin AC micro connector and 1/2in - 20UNF thread. | Stock | 108 | 112
1351E-6543 | Eaton photoelectric sensor, rectangular, diffuse, infrared light emission, 10ft sensing distance, selectable light-on/dark-on, solid state relay, potentiometer, 500 Hz switching frequency, plastic housing, 4-pin AC micro connector and 1/2in - 20UNF thread. | Stock | 113 | 118
1351E-6547 | Eaton photoelectric sensor, rectangular, diffuse, infrared light emission, 10ft sensing distance, selectable light-on/dark-on, NPN/PNP, potentiometer, 500 Hz switching frequency, plastic housing, 4-pin M12 quick-disconnect. | Stock | 103 | 107
136MXL025NG | SureMotion timing belt, 0.08in MXL pitch, 1/4in wide, 136 tooth, 10.9in pitch length (circumference), neoprene, fiberglass reinforced. Package of 3. | Stock | 9.75 | 11
13770165 | WEG Electric CFW500 series main cooling fan, replacement, 80 x 80 x 38mm, 24 VDC. For use with WEG CFW500 series E frame AC drives. | Stock | 220.5 | 236
140002 | IDEM pull cable kit, 32.8ft/10m cable length, 4mm diameter, galvanized steel. For use with cable-pull safety switches. | Stock | 69 | 84
140004 | IDEM pull cable kit, 65.6ft/20m cable length, 4mm diameter, galvanized steel. For use with cable-pull safety switches. | Stock | 92 | 118
140005 | IDEM pull cable kit, 98.4ft/30m cable length, 4mm diameter, galvanized steel. For use with cable-pull safety switches. | Stock | 106 | 133
140006 | IDEM pull cable kit, 164ft/50m cable length, 4mm diameter, galvanized steel. For use with cable-pull safety switches. | Stock | 126 | 159
140007 | IDEM pull cable kit, 262.4ft/80m cable length, 4mm diameter, galvanized steel. For use with cable-pull safety switches. | Stock | 142 | 177
140009 | IDEM pull cable kit, 413.3ft/126m cable length, 4mm diameter, galvanized steel. For use with cable-pull safety switches. | Stock | 171
14001020 | Socomec shaft, 200mm length, 10 x 10mm. For use with S1 and S2 type handles. | Stock | 9.5 | 10.5
14001032 | Socomec shaft, 320mm length, 10 x 10mm. For use with S1 and S2 type handles. Shaft alignment guide 14290000 included. | Stock | 10.5 | 11.5
14001040 | Socomec shaft, 400mm length, 10 x 10mm. For use with S1 and S2 type handles. Shaft alignment guide 14290000 included. | Stock | 12 | 13
140011 | IDEM pull cable kit, 32.8ft/10m cable length, 4mm diameter, stainless steel. For use with cable-pull safety switches. | Stock | 92 | 114
14001220 | Socomec shaft, 200mm length, 12 x 12mm. For use with S3 type handles. | Stock | 13 | 14
14001232 | Socomec shaft, 320mm length, 12 x 12mm. For use with S3 type handles. Shaft alignment guide 14290000 included. | Stock | 15.5 | 17
14001240 | Socomec shaft, 400mm length, 12 x 12mm. For use with S3 type handles. Shaft alignment guide 14290000 included. | Stock | 17.75 | 19.5
140013 | IDEM pull cable kit, 65.6ft/20m cable length, 4mm diameter, stainless steel. For use with cable-pull safety switches. | Stock | 113 | 137
140014 | IDEM pull cable kit, 98.4ft/30m cable length, 4mm diameter, stainless steel. For use with cable-pull safety switches. | Stock | 128 | 163
140015 | IDEM pull cable kit, 164ft/50m cable length, 4mm diameter, stainless steel. For use with cable-pull safety switches. | Stock | 146 | 184
140016 | IDEM Pull cable kit, 262.4ft/80m cable length, 4mm diameter, stainless steel. For use with cable-pull safety switches. | Stock | 187 | 232
140018 | IDEM pull cable kit, 413.3ft/126m cable length, 4mm diameter, stainless steel. For use with cable-pull safety switches. | Stock | 234
140019 | IDEM cable tensioner/gripper, stainless steel. For use with cable-pull safety switches. 4mm Allen wrench included. | Stock | 60 | 78
140020 | IDEM cable tensioner/gripper, galvanized steel. For use with cable-pull safety switches. 4mm Allen wrench included. | Stock | 39 | 50
140021 | IDEM pulley assembly, stainless steel. For use with cable-pull safety switches. | Stock | 27.5 | 33.5
140033 | IDEM pull cable, 16.4ft/5m cable length, 4mm diameter, galvanized steel, plastic jacket, red. For use with cable-pull safety switches. | Stock | 13.75 | 17.5
140034 | IDEM pull cable, 32.8ft/10m cable length, 4mm diameter, galvanized steel, plastic jacket, red. For use with cable-pull safety switches. | Stock | 21.5 | 26
140036 | IDEM pull cable, 65.6ft/20m cable length, 4mm diameter, galvanized steel, plastic jacket, red. For use with cable-pull safety switches. | Stock | 32 | 40
140037 | IDEM pull cable, 98.4ft/30m cable length, 4mm diameter, galvanized steel, plastic jacket, red. For use with cable-pull safety switches. | Stock | 42 | 51
140038 | IDEM pull cable, 164ft/50m cable length, 4mm diameter, galvanized steel, plastic jacket, red. For use with cable-pull safety switches. | Stock | 58 | 71
140039 | IDEM pull cable, 262.4ft/80m cable length, 4mm diameter, galvanized steel, plastic jacket, red. For use with cable-pull safety switches. | Stock | 87 | 106
140040 | IDEM pull cable, 328ft/100m cable length, 4mm diameter, galvanized steel, plastic jacket, red. For use with cable-pull safety switches. | Stock | 99 | 123
140041 | IDEM pull cable, 413.3ft/126m cable length, 4mm diameter, galvanized steel, plastic jacket, red. For use with cable-pull safety switches. | Stock | 113 | 139
140043 | IDEM spring, stainless steel, 220mm length. For use with cable-pull safety switches. | Stock | 19.25 | 23
140045 | IDEM eye bolt, stainless steel, 84mm length, M8 x 1.25 threads. Package of 8. For use with cable-pull safety switches. | Stock | 28.5 | 34.5
140046 | IDEM eye bolt, galvanized steel, 84mm length, M8 x 1.25 threads. Package of 8. For use with cable-pull safety switches. | Stock | 14.75 | 18
140064 | IDEM pulley assembly, galvanized steel. For use with cable-pull safety switches. | Stock | 18.25 | 22.5
140101 | IDEM connection cable, 8-pin female axial M12 quick-disconnect to pigtail, 16.4ft/5m cable length. | Stock | 42 | 51
140102 | IDEM connection cable, 8-pin female axial M12 quick-disconnect to pigtail, 32.8ft/10m cable length. | Stock | 63 | 77
140103 | IDEM actuator tongue (key), 90 degree mounting tab with 14.4mm mounting hole spacing mount, 316 stainless steel. For use with IDEM IDIS series safety switches. | Stock | 8.5 | 9.25
140104 | IDEM actuator tongue (key), straight mounting tab with 14.4mm mounting hole spacing mount, 316 stainless steel. For use with IDEM IDIS series safety switches. | Stock | 8.5 | 9.25
140105 | IDEM actuator tongue (key), flexible mounting tab with 40mm mounting hole spacing mount, 316 stainless steel. For use with IDEM IDIS series safety switches. | Stock | 14.75 | 17
14010520 | Socomec shaft, 200mm length, 5 x 5mm. For use with S1 type handles. | Stock | 7.75 | 8.5
14010532 | Socomec shaft, 320mm length, 5 x 5mm. For use with S1 type handles. Shaft alignment guide 14290000 included. | Stock | 9.25 | 10
14010540 | Socomec shaft, 400mm length, 5 x 5mm. For use with S1 type handles. Shaft alignment guide 14290000 included. | Stock | 10.5 | 11.5
140106 | IDEM actuator tongue (key), 90 degree mounting tab with 40mm mounting hole spacing mount, 316 stainless steel. For use with IDEM KP and K-15 series safety switches with plastic heads. | Stock | 8.5 | 9.25
140107 | IDEM actuator tongue (key), 90 degree mounting tab with 40mm mounting hole spacing mount, 316 stainless steel. For use with IDEM K-SS, KM and KM-SS series safety switches and KP and K-15 series safety switches with stainless steel heads. | Stock | 8.5 | 9.25
140108 | IDEM actuator tongue (key), straight mounting tab with 20mm mounting hole spacing mount, 316 stainless steel. For use with all IDEM K-SS, KM, KM-SS, KP and K-15 series safety switches. | Stock | 8.5 | 9.25
140109 | IDEM actuator tongue (key), flexible mounting tab with 40mm mounting hole spacing mount, 316 stainless steel. For use with all IDEM K-SS, KM, KM-SS, KP and K-15 series safety switches. | Stock | 14.75 | 17
140110 | IDEM actuator tongue (key), black aluminum heavy duty flexible mounting tab with 40mm mounting hole spacing mount, 316 stainless steel. For use with all IDEM K-SS, KM, KM-SS, KP and K-15 series safety switches. | Stock | 30 | 33.5
140111 | IDEM actuator tongue (key), heavy duty flexible mounting tab with 40mm mounting hole spacing mount, 316 stainless steel. For use with all IDEM K-SS, KM, KM-SS, KP and K-15 series safety switches. | Stock | 60 | 67
14011520 | Socomec shaft, 200mm length, 12 x 12mm. For use with S3 type handles. 15mm shaft adapter included. | Stock | 13 | 14
14011532 | Socomec shaft, 320mm length, 12 x 12mm. For use with S3 type handles. 15mm shaft adapter and shaft alignment guide 14290000 included. | Stock | 17.25 | 19
14011540 | Socomec shaft, 400mm length, 12 x 12mm. For use with S3 type handles. 15mm shaft adapter and shaft alignment guide 14290000 included. | Stock | 18.75 | 20.5
140123 | IDEM anti-tamper manual release key, 316 stainless steel. For use with IDEM KL3 and KLT series safety switches. | Stock | 14.75 | 18.5
140130 | IDEM actuator, 316 stainless steel. For use with all IDEM K-SS, KM, KM-SS, KP and K-15 series safety switches. | Stock | 29 | 46
140132-AS | IDEM LED assembly, 24 VDC operating voltage, bi-color steady green and red. For use with GLM, GLS or GLS-SS series cable-pull safety switches. | Stock | 32 | 44
140132-BS | IDEM LED assembly, 110 VAC operating voltage, bi-color steady green and red. For use with GLM, GLS or GLS-SS series cable-pull safety switches. | Stock | 41 | 52
140179 | IDEM key guide, 316 stainless steel. For use with IDEM INCH series safety switches. Mounting hardware included. | Stock | 16.75 | 19
140179-SS | IDEM key guide, 316 stainless steel. For use with IDEM MK1 series safety switches. Mounting hardware included. | Stock | 16.75 | 19
140180 | IDEM actuator tongue (key), 90 degree mounting tab with 8mm mounting hole spacing mount, 316 stainless steel. For use with IDEM MK1 and INCH series safety switches. | Stock | 8.5 | 9.25
140181 | IDEM actuator tongue (key), shock absorbing, straight mounting tab with 15mm mounting hole spacing mount, 316 stainless steel. For use with IDEM MK1 and INCH series safety switches. | Stock | 8.5 | 9.25
140182 | IDEM actuator tongue (key), flexible mounting tab with 40mm mounting hole spacing mount, 316 stainless steel. For use with IDEM MK1 and INCH series safety switches. | Stock | 14.75 | 17
140201 | IDEM connection cable, M12 axial female to M12 axial male, 8-pole, PVC jacket, black, 6.5ft/2m cable length. | Stock | 30.5 | 36
140202 | IDEM connection cable, M12 axial female to M12 axial male, 8-pole, PVC jacket, black, 16.4ft/5m cable length. | Stock | 39 | 44.5
140203 | IDEM connection cable, M12 axial female to M12 axial male, 8-pole, PVC jacket, black, 32.8ft/10m cable length. | Stock | 47.5 | 53.5
140207 | IDEM shorting plug, 8-pole. For use with IDEM coded and RFID connection blocks. | Stock | 24.5 | 27
140209 | IDEM shorting plug, 8-pole. For use with IDEM magnetic connection blocks. | Stock | 24.5 | 27
140210 | IDEM junction block, 8 ports, 8-pin M12 sockets, 24 VDC LED indicator(s), cable clamp for field-wired connection. For use with IDEM coded and RFID switches only. | Stock | 139 | 154
140213 | IDEM junction block, 8 ports, 8-pin M12 sockets, 24 VDC LED indicator(s), cable clamp for field-wired connection. For use with IDEM magnetic switches only. | Stock | 139 | 154
14040520 | Socomec shaft, 200mm length, 5 x 5mm. For use with S01 type handles. | Stock | 8.5 | 9.25
14040532 | Socomec shaft, 320mm length, 5 x 5mm. For use with S01 type handles. Shaft alignment guide 14290000 included. | Stock | 10.25 | 11
14040540 | Socomec shaft, 400mm length, 5 x 5mm. For use with S01 type handles. Shaft alignment guide 14290000 included. | Stock | 17.75 | 19.5
14050620 | Socomec shaft, 200mm length, 5 x 5mm. For use with S0 type handles. 6mm shaft adapter included. | Stock | 8.5 | 9.25
14050632 | Socomec shaft, 320mm length, 5 x 5mm. For use with S0 type handles. 6mm shaft adapter and shaft alignment guide 14190000 included. | Stock | 10.25 | 11
14050640 | Socomec shaft, 400mm length, 5 x 5mm. For use with S0 type handles. 6mm shaft adapter and shaft alignment guide 14190000 included. | Stock | 10.5 | 11.5
14060S | Southwire TechnicianPRO autoranging digital multimeter, AC/DC voltage, AC/DC current, resistance, continuity, capacitance, frequency and temperature, CAT IV 600V/CAT lll 1000V. Test leads included. | Stock | 97.75 | 102
14070515 | Socomec shaft, 150mm length, 5 x 5mm. For use with S0 and S00 type handles. | Stock | 3.5 | 3.75
14070520 | Socomec shaft, 200mm length, 5 x 5mm. For use with S0 and S00 type handles. | Stock | 4.5 | 5
14070532 | Socomec shaft, 320mm length, 5 x 5mm. For use with S0 and S00 type handles. Shaft alignment guide 14190000 included. | Stock | 6 | 6.5
140819 | Leeson Washguard White Duck series premium efficiency AC induction motor, washdown and inverter rated, 7-1/2hp, 3-phase, 230/460 VAC, 1800rpm, TEFC, 213T frame, rolled steel, rigid base only mount. | from vendor up to 3 business days | 1428
140820 | Leeson Washguard White Duck series premium efficiency AC induction motor, washdown and inverter rated, 10hp, 3-phase, 230/460 VAC, 1800rpm, TEFC, 215T frame, rolled steel, rigid base only mount. | from vendor up to 3 business days | 1660
140821 | Leeson Washguard White Duck series premium efficiency AC induction motor, washdown and inverter rated, 10hp, 3-phase, 230/460 VAC, 1800rpm, TEFC, 215TC frame, rolled steel, rigid base/C-face mount. | from vendor up to 3 business days | 1717
140822 | Leeson Washguard White Duck series premium efficiency AC induction motor, washdown and inverter rated, 7-1/2hp, 3-phase, 230/460 VAC, 1800rpm, TEFC, 213TC frame, rolled steel, rigid base/C-face mount. | Stock | 1599
140D2111 | Socomec rotary handle, round, S01, black/blue, external front or right side mount, 2-position, lockable in OFF only, defeatable, NEMA 4/4X. | Stock | 37.5 | 41
140E2111 | Socomec rotary handle, round, S01, red/yellow, external front or right side mount, 2-position, lockable in OFF only, defeatable, NEMA 4/4X. | Stock | 37.5 | 41
140F2111 | Socomec rotary handle, round, S01, black/blue, external front or right side mount, 2-position, lockable in OFF only, defeatable, NEMA 1/3R/12. | Stock | 25.5 | 28
140G2111 | Socomec rotary handle, round, S01, red/yellow, external front or right side mount, 2-position, lockable in OFF only, defeatable, NEMA 1/3R/12. | Stock | 25.5 | 28
140MXL025NG | SureMotion timing belt, 0.08in MXL pitch, 1/4in wide, 140 tooth, 11.2in pitch length (circumference), neoprene, fiberglass reinforced. Package of 3. | Stock | 9 | 10
140MXL025PP | SureMotion timing belt, 0.08in MXL pitch, 1/4in wide, 140 tooth, 11.2in pitch length (circumference), polyurethane, polyester reinforced. Package of 3. | Stock | 13 | 14.5
140XL025NG | SureMotion timing belt, 1/5in XL pitch, 1/4in wide, 70 tooth, 14in pitch length (circumference), neoprene, fiberglass reinforced. | Stock | 2.5 | 2.75
140XL037NG | SureMotion timing belt, 1/5in XL pitch, 3/8in wide, 70 tooth, 14in pitch length (circumference), neoprene, fiberglass reinforced. | Stock | 4 | 4.5
141266 | Leeson Washguard White Duck series premium efficiency AC induction motor, washdown and inverter rated, 7-1/2hp, 3-phase, 230/460 VAC, 1800rpm, TEFC, 213TC frame, rolled steel, C-face only mount. | from vendor up to 3 business days | 1500
1413LGS | Hammond touch-up paint, 12 ounce spray, RAL 7035 light gray. | Stock | 15.75 | 17
1413LRS | Hammond touch-up paint, 12 ounce spray, ANSI 61 gray. | Stock | 15.75 | 17
1413WH9003 | Hammond touch-up paint, 12 ounce spray, RAL 9003 white. | Stock | 15.75 | 17
1414N4ALA | Hammond enclosure, NEMA 4/4X/12/13, 4 x 4 x 3in (HxWxD), wall mount, 5052-H32 aluminum, lift-off cover, aluminum clamps. | Stock | 125 | 139
1414N4ALC | Hammond enclosure, NEMA 4/4X/12/13, 6 x 4 x 3in (HxWxD), wall mount, 5052-H32 aluminum, lift-off cover, aluminum clamps. | Stock | 145 | 161
1414N4ALE | Hammond enclosure, NEMA 4/4X/12/13, 6 x 6 x 4in (HxWxD), wall mount, 5052-H32 aluminum, lift-off cover, aluminum clamps. | Stock | 162 | 180
1414N4ALG | Hammond enclosure, NEMA 4/4X/12/13, 8 x 6 x 3.5in (HxWxD), wall mount, 5052-H32 aluminum, lift-off cover, aluminum clamps. | Stock | 171 | 190
1414N4ALI | Hammond enclosure, NEMA 4/4X/12/13, 10 x 8 x 4in (HxWxD), wall mount, 5052-H32 aluminum, lift-off cover, aluminum clamps. | Stock | 201 | 223
1414N4ALK | Hammond enclosure, NEMA 4/4X/12/13, 12 x 10 x 5in (HxWxD), wall mount, 5052-H32 aluminum, lift-off cover, aluminum clamps. | Stock | 247 | 274
1414N4ALM6 | Hammond enclosure, NEMA 4/4X/12/13, 14 x 12 x 6in (HxWxD), wall mount, 5052-H32 aluminum, lift-off cover, aluminum clamps. | Stock | 301 | 333
1414N4ALM8 | Hammond enclosure, NEMA 4/4X/12/13, 14 x 12 x 8in (HxWxD), wall mount, 5052-H32 aluminum, lift-off cover, aluminum clamps. | Stock | 342 | 378
1414N4ALO10 | Hammond enclosure, NEMA 4/4X/12/13, 16 x 14 x 10in (HxWxD), wall mount, 5052-H32 aluminum, lift-off cover, aluminum clamps. | Stock | 454 | 502
1414N4ALO6 | Hammond enclosure, NEMA 4/4X/12/13, 16 x 14 x 6in (HxWxD), wall mount, 5052-H32 aluminum, lift-off cover, aluminum clamps. | Stock | 347 | 384
1414N4PHS16C4 | Hammond enclosure, NEMA 3R/4/4X/12/13, 6 x 4 x 4in (HxWxD), wall mount, 316 stainless steel, #4 brush finish, single-door, stainless steel clamps. | Stock | 223 | 240
1414N4PHS16E | Hammond enclosure, NEMA 3R/4/4X/12/13, 6 x 6 x 4in (HxWxD), wall mount, 316 stainless steel, #4 brush finish, single-door, stainless steel clamps. | Stock | 251 | 270
1414N4PHS16G | Hammond enclosure, NEMA 3R/4/4X/12/13, 8 x 6 x 3.5in (HxWxD), wall mount, 316 stainless steel, #4 brush finish, single-door, stainless steel clamps. | Stock | 278 | 299
1414N4PHS16G4 | Hammond enclosure, NEMA 3R/4/4X/12/13, 8 x 6 x 4in (HxWxD), wall mount, 316 stainless steel, #4 brush finish, single-door, stainless steel clamps. | Stock | 284 | 306
1414N4PHS16I | Hammond enclosure, NEMA 3R/4/4X/12/13, 10 x 8 x 4in (HxWxD), wall mount, 316 stainless steel, #4 brush finish, single-door, stainless steel clamps. | Stock | 345 | 371
1414N4PHS16K | Hammond enclosure, NEMA 3R/4/4X/12/13, 12 x 10 x 5in (HxWxD), wall mount, 316 stainless steel, #4 brush finish, single-door, stainless steel clamps. | Stock | 482 | 518
1414N4PHS16K6 | Hammond enclosure, NEMA 3R/4/4X/12/13, 12 x 10 x 6in (HxWxD), wall mount, 316 stainless steel, #4 brush finish, single-door, stainless steel clamps. | Stock | 482 | 518
1414N4PHS16L6 | Hammond enclosure, NEMA 3R/4/4X/12/13, 12 x 12 x 6in (HxWxD), wall mount, 316 stainless steel, #4 brush finish, single-door, stainless steel clamps. | Stock | 533 | 572
1414N4PHS16M6 | Hammond enclosure, NEMA 3R/4/4X/12/13, 14 x 12 x 6in (HxWxD), wall mount, 316 stainless steel, #4 brush finish, single-door, stainless steel clamps. | Stock | 584 | 628
1414N4PHS16M8 | Hammond enclosure, NEMA 3R/4/4X/12/13, 14 x 12 x 8in (HxWxD), wall mount, 316 stainless steel, #4 brush finish, single-door, stainless steel clamps. | Stock | 597 | 642
1414N4PHS16O10 | Hammond enclosure, NEMA 3R/4/4X/12/13, 16 x 14 x 10in (HxWxD), wall mount, 316 stainless steel, #4 brush finish, single-door, stainless steel clamps. | Stock | 760 | 817
1414N4PHS16O6 | Hammond enclosure, NEMA 3R/4/4X/12/13, 16 x 14 x 6in (HxWxD), wall mount, 316 stainless steel, #4 brush finish, single-door, stainless steel clamps. | Stock | 696 | 748
1414N4PHSSC4 | Hammond enclosure, NEMA 3R/4/4X/12/13, 6 x 4 x 4in (HxWxD), wall mount, 304 stainless steel, #4 brush finish, single-door, stainless steel clamps. | Stock | 181 | 195
1414N4PHSSE | Hammond enclosure, NEMA 3R/4/4X/12/13, 6 x 6 x 4in (HxWxD), wall mount, 304 stainless steel, #4 brush finish, single-door, stainless steel clamps. | Stock | 198 | 214
1414N4PHSSG | Hammond enclosure, NEMA 3R/4/4X/12/13, 8 x 6 x 3.5in (HxWxD), wall mount, 304 stainless steel, #4 brush finish, single-door, stainless steel clamps. | Stock | 223 | 240
1414N4PHSSG4 | Hammond enclosure, NEMA 3R/4/4X/12/13, 8 x 6 x 4in (HxWxD), wall mount, 304 stainless steel, #4 brush finish, single-door, stainless steel clamps. | Stock | 225 | 243
1414N4PHSSI | Hammond enclosure, NEMA 3R/4/4X/12/13, 10 x 8 x 4in (HxWxD), wall mount, 304 stainless steel, #4 brush finish, single-door, stainless steel clamps. | Stock | 273 | 293
1414N4PHSSK | Hammond enclosure, NEMA 3R/4/4X/12/13, 12 x 10 x 5in (HxWxD), wall mount, 304 stainless steel, #4 brush finish, single-door, stainless steel clamps. | Stock | 380 | 408
1414N4PHSSK6 | Hammond enclosure, NEMA 3R/4/4X/12/13, 12 x 10 x 6in (HxWxD), wall mount, 304 stainless steel, #4 brush finish, single-door, stainless steel clamps. | Stock | 380 | 409
1414N4PHSSL6 | Hammond enclosure, NEMA 3R/4/4X/12/13, 12 x 12 x 6in (HxWxD), wall mount, 304 stainless steel, #4 brush finish, single-door, stainless steel clamps. | Stock | 420 | 451
1414N4PHSSM6 | Hammond enclosure, NEMA 3R/4/4X/12/13, 14 x 12 x 6in (HxWxD), wall mount, 304 stainless steel, #4 brush finish, single-door, stainless steel clamps. | Stock | 473 | 508
1414N4PHSSM8 | Hammond enclosure, NEMA 3R/4/4X/12/13, 14 x 12 x 8in (HxWxD), wall mount, 304 stainless steel, #4 brush finish, single-door, stainless steel clamps. | Stock | 495 | 532
1414N4PHSSO10 | Hammond enclosure, NEMA 3R/4/4X/12/13, 16 x 14 x 10in (HxWxD), wall mount, 304 stainless steel, #4 brush finish, single-door, stainless steel clamps. | Stock | 617 | 664
1414N4PHSSO6 | Hammond enclosure, NEMA 3R/4/4X/12/13, 16 x 14 x 6in (HxWxD), wall mount, 304 stainless steel, #4 brush finish, single-door, stainless steel clamps. | Stock | 549 | 589
1414N4SSA | Hammond enclosure, NEMA 3R/4/4X/12/13, 4 x 4 x 3in (HxWxD), wall mount, 304 stainless steel, #4 brush finish, lift-off cover, stainless steel clamps. | Stock | 125 | 135
1414N4SSC4 | Hammond enclosure, NEMA 3R/4/4X/12/13, 6 x 4 x 4in (HxWxD), wall mount, 304 stainless steel, #4 brush finish, lift-off cover, stainless steel clamps. | Stock | 163 | 175
1414N4SSE | Hammond enclosure, NEMA 3R/4/4X/12/13, 6 x 6 x 4in (HxWxD), wall mount, 304 stainless steel, #4 brush finish, lift-off cover, stainless steel clamps. | Stock | 185 | 200
1414N4SSG | Hammond enclosure, NEMA 3R/4/4X/12/13, 8 x 6 x 3.5in (HxWxD), wall mount, 304 stainless steel, #4 brush finish, lift-off cover, stainless steel clamps. | Stock | 214 | 231
1414N4SSI | Hammond enclosure, NEMA 3R/4/4X/12/13, 10 x 8 x 4in (HxWxD), wall mount, 304 stainless steel, #4 brush finish, lift-off cover, stainless steel clamps. | Stock | 262 | 282
1414N4SSK | Hammond enclosure, NEMA 3R/4/4X/12/13, 12 x 10 x 5in (HxWxD), wall mount, 304 stainless steel, #4 brush finish, lift-off cover, stainless steel clamps. | Stock | 373 | 401
1414N4SSM6 | Hammond enclosure, NEMA 3R/4/4X/12/13, 14 x 12 x 6in (HxWxD), wall mount, 304 stainless steel, #4 brush finish, lift-off cover, stainless steel clamps. | Stock | 467 | 503
1414N4SSO6 | Hammond enclosure, NEMA 3R/4/4X/12/13, 16 x 14 x 6in (HxWxD), wall mount, 304 stainless steel, #4 brush finish, lift-off cover, stainless steel clamps. | Stock | 561 | 603
1414SCA | Hammond enclosure, NEMA 12/13, 4 x 4 x 3in (HxWxD), wall mount, carbon steel, ANSI 61 gray, powder coat finish, screw cover. | Stock | 45 | 48
1414SCC | Hammond enclosure, NEMA 12/13, 6 x 4 x 3in (HxWxD), wall mount, carbon steel, ANSI 61 gray, powder coat finish, screw cover. | Stock | 56 | 60
1414SCE | Hammond enclosure, NEMA 12/13, 6 x 6 x 4in (HxWxD), wall mount, carbon steel, ANSI 61 gray, powder coat finish, screw cover. | Stock | 65 | 70
1414SCG | Hammond enclosure, NEMA 12/13, 8 x 6 x 3.5in (HxWxD), wall mount, carbon steel, ANSI 61 gray, powder coat finish, screw cover. | Stock | 70 | 74
1414SCI | Hammond enclosure, NEMA 12/13, 10 x 8 x 4in (HxWxD), wall mount, carbon steel, ANSI 61 gray, powder coat finish, screw cover. | Stock | 88 | 94
1414SCK | Hammond enclosure, NEMA 12/13, 12 x 10 x 5in (HxWxD), wall mount, carbon steel, ANSI 61 gray, powder coat finish, screw cover. | Stock | 116 | 124
1414SCM6 | Hammond enclosure, NEMA 12/13, 14 x 12 x 6in (HxWxD), wall mount, carbon steel, ANSI 61 gray, powder coat finish, screw cover. | Stock | 147 | 158
1414SCM8 | Hammond enclosure, NEMA 12/13, 14 x 12 x 8in (HxWxD), wall mount, carbon steel, ANSI 61 gray, powder coat finish, screw cover. | Stock | 208 | 223
1414SCO10 | Hammond enclosure, NEMA 12/13, 16 x 14 x 8in (HxWxD), wall mount, carbon steel, ANSI 61 gray, powder coat finish, screw cover. | Stock | 283 | 304
1414SCO6 | Hammond enclosure, NEMA 12/13, 16 x 14 x 6in (HxWxD), wall mount, carbon steel, ANSI 61 gray, powder coat finish, screw cover. | Stock | 174 | 186
1418A6 | Hammond enclosure, NEMA 12/13, 12 x 24 x 6in (HxWxD), wall mount, carbon steel, ANSI 61 gray, powder coat finish, single-door, stainless steel clamps, padlock hasp and staple. | Stock | 357 | 388
1418A8 | Hammond enclosure, NEMA 12/13, 12 x 24 x 8in (HxWxD), wall mount, carbon steel, ANSI 61 gray, powder coat finish, single-door, stainless steel clamps, padlock hasp and staple. | Stock | 374 | 407
1418ACS | Hammond enclosure center panel support, carbon steel, RAL 9003 white, powder coat finish. For use with 60in (H) double-door enclosures. Allows (2) single-wide sub-panels (including swing-out panels and rack mount frames) to be mounted in double-door enclosure. | from vendor up to 15 business days | 227 | 242
1418AR10 | Hammond enclosure, NEMA 12/13, 24 x 12 x 10in (HxWxD), wall mount, carbon steel, ANSI 61 gray, powder coat finish, single-door, stainless steel clamps, padlock hasp and staple. | Stock | 392 | 427
1418AR6 | Hammond enclosure, NEMA 12/13, 24 x 12 x 6in (HxWxD), wall mount, carbon steel, ANSI 61 gray, powder coat finish, single-door, stainless steel clamps, padlock hasp and staple. | Stock | 357 | 388
1418AR8 | Hammond enclosure, NEMA 12/13, 24 x 12 x 8in (HxWxD), wall mount, carbon steel, ANSI 61 gray, powder coat finish, single-door, stainless steel clamps, padlock hasp and staple. | Stock | 374 | 407
1418AW18 | Hammond enclosure, NEMA 12, 60 x 48 x 18in (HxWxD), freestanding, carbon steel, ANSI 61 gray, powder coat finish, double-door, 3-point keylocking handle. | Stock | 2444 | 2556
1418B10 | Hammond enclosure, NEMA 12/13, 16 x 12 x 10in (HxWxD), wall mount, carbon steel, ANSI 61 gray, powder coat finish, single-door, stainless steel clamps, padlock hasp and staple. | Stock | 338 | 368
1418B6 | Hammond enclosure, NEMA 12/13, 16 x 12 x 6in (HxWxD), wall mount, carbon steel, ANSI 61 gray, powder coat finish, single-door, stainless steel clamps, padlock hasp and staple. | Stock | 302 | 329
1418B8 | Hammond enclosure, NEMA 12/13, 16 x 12 x 8in (HxWxD), wall mount, carbon steel, ANSI 61 gray, powder coat finish, single-door, stainless steel clamps, padlock hasp and staple. | Stock | 316 | 345
1418BCS | Hammond enclosure center panel support, carbon steel, RAL 9003 white, powder coat finish. For use with 72in (H) double-door enclosures. Allows (2) single-wide sub-panels (including swing-out panels and rack mount frames) to be mounted in double-door enclosure. | from vendor up to 15 business days | 300 | 320
1418BW20 | Hammond enclosure, NEMA 12, 90 x 48 x 20in (HxWxD), freestanding, carbon steel, ANSI 61 gray, powder coat finish, double-door, 3-point keylocking handle. | Stock | 3059 | 3198
1418BY20 | Hammond enclosure, NEMA 12, 90 x 72 x 20in (HxWxD), freestanding, carbon steel, ANSI 61 gray, powder coat finish, double-door, 3-point keylocking handle. | Stock | 3854 | 4030
1418BY24 | Hammond enclosure, NEMA 12, 90 x 72 x 24in (HxWxD), freestanding, carbon steel, ANSI 61 gray, powder coat finish, double-door, 3-point keylocking handle. | Stock | 4052 | 4237
1418BY36 | Hammond enclosure, NEMA 12, 90 x 72 x 36in (HxWxD), freestanding, carbon steel, ANSI 61 gray, powder coat finish, double-door, 3-point keylocking handle. | Stock | 4773 | 4992
1418BYD24 | Hammond enclosure, NEMA 12, 90 x 72 x 24in (HxWxD), freestanding, dual access, carbon steel, ANSI 61 gray, powder coat finish, double-door, 3-point keylocking handle. | from vendor up to 15 business days | 4509 | 4714
1418C10 | Hammond enclosure, NEMA 12/13, 20 x 16 x 10in (HxWxD), wall mount, carbon steel, ANSI 61 gray, powder coat finish, single-door, stainless steel clamps, padlock hasp and staple. | Stock | 392 | 425
1418C12 | Hammond enclosure, NEMA 12/13, 20 x 16 x 12in (HxWxD), wall mount, carbon steel, ANSI 61 gray, powder coat finish, single-door, stainless steel clamps, padlock hasp and staple. | Stock | 419 | 455
1418C6 | Hammond enclosure, NEMA 12/13, 20 x 16 x 6in (HxWxD), wall mount, carbon steel, ANSI 61 gray, powder coat finish, single-door, stainless steel clamps, padlock hasp and staple. | Stock | 357 | 388
1418C8 | Hammond enclosure, NEMA 12/13, 20 x 16 x 8in (HxWxD), wall mount, carbon steel, ANSI 61 gray, powder coat finish, single-door, stainless steel clamps, padlock hasp and staple. | Stock | 374 | 407
1418CA6 | Hammond enclosure, NEMA 12/13, 20 x 12 x 6in (HxWxD), wall mount, carbon steel, ANSI 61 gray, powder coat finish, single-door, stainless steel clamps, padlock hasp and staple. | Stock | 333 | 362
1418CA8 | Hammond enclosure, NEMA 12/13, 20 x 12 x 8in (HxWxD), wall mount, carbon steel, ANSI 61 gray, powder coat finish, single-door, stainless steel clamps, padlock hasp and staple. | Stock | 348 | 379
1418CR6 | Hammond enclosure, NEMA 12/13, 16 x 20 x 6in (HxWxD), wall mount, carbon steel, ANSI 61 gray, powder coat finish, single-door, stainless steel clamps, padlock hasp and staple. | Stock | 366 | 399
1418CR8 | Hammond enclosure, NEMA 12/13, 16 x 20 x 8in (HxWxD), wall mount, carbon steel, ANSI 61 gray, powder coat finish, single-door, stainless steel clamps, padlock hasp and staple. | Stock | 384 | 418
1418D10 | Hammond enclosure, NEMA 12/13, 20 x 20 x 10in (HxWxD), wall mount, carbon steel, ANSI 61 gray, powder coat finish, single-door, stainless steel clamps, padlock hasp and staple. | Stock | 428 | 465
1418D6 | Hammond enclosure, NEMA 12/13, 20 x 20 x 6in (HxWxD), wall mount, carbon steel, ANSI 61 gray, powder coat finish, single-door, stainless steel clamps, padlock hasp and staple. | Stock | 391 | 425
1418D8 | Hammond enclosure, NEMA 12/13, 20 x 20 x 8in (HxWxD), wall mount, carbon steel, ANSI 61 gray, powder coat finish, single-door, stainless steel clamps, padlock hasp and staple. | Stock | 410 | 446
14180000000000 | Hammond enclosure, NEMA 12/13, 24 x 20 x 10in (HxWxD), wall mount, carbon steel, ANSI 61 gray, powder coat finish, single-door, stainless steel clamps, padlock hasp and staple. | Stock | 472 | 512
1418000000000000 | Hammond enclosure, NEMA 12/13, 24 x 20 x 12in (HxWxD), wall mount, carbon steel, ANSI 61 gray, powder coat finish, single-door, stainless steel clamps, padlock hasp and staple. | Stock | 505 | 548
1.418e+19 | Hammond enclosure, NEMA 12/13, 24 x 20 x 16in (HxWxD), wall mount, carbon steel, ANSI 61 gray, powder coat finish, single-door, stainless steel clamps, padlock hasp and staple. | Stock | 549 | 596
1418000000 | Hammond enclosure, NEMA 12/13, 24 x 20 x 6in (HxWxD), wall mount, carbon steel, ANSI 61 gray, powder coat finish, single-door, stainless steel clamps, padlock hasp and staple. | Stock | 429 | 466
141800000000 | Hammond enclosure, NEMA 12/13, 24 x 20 x 8in (HxWxD), wall mount, carbon steel, ANSI 61 gray, powder coat finish, single-door, stainless steel clamps, padlock hasp and staple. | Stock | 450 | 490
1418ER6 | Hammond enclosure, NEMA 12/13, 20 x 24 x 6in (HxWxD), wall mount, carbon steel, ANSI 61 gray, powder coat finish, single-door, stainless steel clamps, padlock hasp and staple. | Stock | 439 | 477
1418ER8 | Hammond enclosure, NEMA 12/13, 20 x 24 x 8in (HxWxD), wall mount, carbon steel, ANSI 61 gray, powder coat finish, single-door, stainless steel clamps, padlock hasp and staple. | Stock | 450 | 490
1418F10 | Hammond enclosure, NEMA 12/13, 30 x 20 x 10in (HxWxD), wall mount, carbon steel, ANSI 61 gray, powder coat finish, single-door, stainless steel clamps, padlock hasp and staple. | Stock | 540 | 588
1418F6 | Hammond enclosure, NEMA 12/13, 30 x 20 x 6in (HxWxD), wall mount, carbon steel, ANSI 61 gray, powder coat finish, single-door, stainless steel clamps, padlock hasp and staple. | Stock | 490 | 534
1418F8 | Hammond enclosure, NEMA 12/13, 30 x 20 x 8in (HxWxD), wall mount, carbon steel, ANSI 61 gray, powder coat finish, single-door, stainless steel clamps, padlock hasp and staple. | Stock | 515 | 561
1418FG6 | Hammond enclosure, NEMA 12/13, 30 x 16 x 6in (HxWxD), wall mount, carbon steel, ANSI 61 gray, powder coat finish, single-door, stainless steel clamps, padlock hasp and staple. | Stock | 441 | 480
1418G6 | Hammond enclosure, NEMA 12/13, 16 x 16 x 6in (HxWxD), wall mount, carbon steel, ANSI 61 gray, powder coat finish, single-door, stainless steel clamps, padlock hasp and staple. | Stock | 330 | 359
1418G8 | Hammond enclosure, NEMA 12/13, 16 x 16 x 8in (HxWxD), wall mount, carbon steel, ANSI 61 gray, powder coat finish, single-door, stainless steel clamps, padlock hasp and staple. | Stock | 345 | 375
1418H6 | Hammond enclosure, NEMA 12/13, 24 x 16 x 6in (HxWxD), wall mount, carbon steel, ANSI 61 gray, powder coat finish, single-door, stainless steel clamps, padlock hasp and staple. | Stock | 395 | 429
1418H8 | Hammond enclosure, NEMA 12/13, 24 x 16 x 8in (HxWxD), wall mount, carbon steel, ANSI 61 gray, powder coat finish, single-door, stainless steel clamps, padlock hasp and staple. | Stock | 403 | 439
1418J10 | Hammond enclosure, NEMA 12/13, 24 x 24 x 10in (HxWxD), wall mount, carbon steel, ANSI 61 gray, powder coat finish, single-door, stainless steel clamps, padlock hasp and staple. | Stock | 513 | 557
1418J12 | Hammond enclosure, NEMA 12/13, 24 x 24 x 12in (HxWxD), wall mount, carbon steel, ANSI 61 gray, powder coat finish, single-door, stainless steel clamps, padlock hasp and staple. | Stock | 536 | 582
1418J16 | Hammond enclosure, NEMA 12/13, 24 x 24 x 16in (HxWxD), wall mount, carbon steel, ANSI 61 gray, powder coat finish, single-door, stainless steel clamps, padlock hasp and staple. | Stock | 596 | 648
1418J6 | Hammond enclosure, NEMA 12/13, 24 x 24 x 6in (HxWxD), wall mount, carbon steel, ANSI 61 gray, powder coat finish, single-door, stainless steel clamps, padlock hasp and staple. | Stock | 467 | 508
1418J8 | Hammond enclosure, NEMA 12/13, 24 x 24 x 8in (HxWxD), wall mount, carbon steel, ANSI 61 gray, powder coat finish, single-door, stainless steel clamps, padlock hasp and staple. | Stock | 490 | 533
1418JB7 | Hammond enclosure, NEMA 12, 16 x 12 x 7in (HxWxD), wall mount, carbon steel, ANSI 61 gray, powder coat finish, hinged screw cover. | Stock | 342 | 364
1418JC7 | Hammond enclosure, NEMA 12, 20 x 16 x 7in (HxWxD), wall mount, carbon steel, ANSI 61 gray, powder coat finish, hinged screw cover. | Stock | 358 | 381
1418JC9 | Hammond enclosure, NEMA 12, 20 x 16 x 9in (HxWxD), wall mount, carbon steel, ANSI 61 gray, powder coat finish, hinged screw cover. | Stock | 381 | 406
1418JD7 | Hammond enclosure, NEMA 12, 20 x 20 x 7in (HxWxD), wall mount, carbon steel, ANSI 61 gray, powder coat finish, hinged screw cover. | Stock | 400 | 426
1418JD9 | Hammond enclosure, NEMA 12, 20 x 20 x 9in (HxWxD), wall mount, carbon steel, ANSI 61 gray, powder coat finish, hinged screw cover. | Stock | 426 | 454
1418JE7 | Hammond enclosure, NEMA 12, 24 x 20 x 7in (HxWxD), wall mount, carbon steel, ANSI 61 gray, powder coat finish, hinged screw cover. | Stock | 448 | 478
1418JE9 | Hammond enclosure, NEMA 12, 24 x 20 x 9in (HxWxD), wall mount, carbon steel, ANSI 61 gray, powder coat finish, hinged screw cover. | Stock | 476 | 507
1418JF7 | Hammond enclosure, NEMA 12, 30 x 20 x 7in (HxWxD), wall mount, carbon steel, ANSI 61 gray, powder coat finish, hinged screw cover. | from vendor up to 15 business days | 512 | 545
1418JF9 | Hammond enclosure, NEMA 12, 30 x 20 x 9in (HxWxD), wall mount, carbon steel, ANSI 61 gray, powder coat finish, hinged screw cover. | Stock | 544 | 579
1418JJ11 | Hammond enclosure, NEMA 12, 24 x 24 x 11in (HxWxD), wall mount, carbon steel, ANSI 61 gray, powder coat finish, hinged screw cover. | Stock | 585 | 623
1418JJ7 | Hammond enclosure, NEMA 12, 24 x 24 x 7in (HxWxD), wall mount, carbon steel, ANSI 61 gray, powder coat finish, hinged screw cover. | Stock | 497 | 529
1418JJ9 | Hammond enclosure, NEMA 12, 24 x 24 x 9in (HxWxD), wall mount, carbon steel, ANSI 61 gray, powder coat finish, hinged screw cover. | Stock | 527 | 562
1418JK13 | Hammond enclosure, NEMA 12, 30 x 24 x 13in (HxWxD), wall mount, carbon steel, ANSI 61 gray, powder coat finish, hinged screw cover. | Stock | 673 | 717
1418JK7 | Hammond enclosure, NEMA 12, 30 x 24 x 7in (HxWxD), wall mount, carbon steel, ANSI 61 gray, powder coat finish, hinged screw cover. | Stock | 571 | 608
1418JK9 | Hammond enclosure, NEMA 12, 30 x 24 x 9in (HxWxD), wall mount, carbon steel, ANSI 61 gray, powder coat finish, hinged screw cover. | Stock | 605 | 644
1418JL11 | Hammond enclosure, NEMA 12, 36 x 24 x 11in (HxWxD), wall mount, carbon steel, ANSI 61 gray, powder coat finish, hinged screw cover. | Stock | 723 | 770
1418JL7 | Hammond enclosure, NEMA 12, 36 x 24 x 7in (HxWxD), wall mount, carbon steel, ANSI 61 gray, powder coat finish, hinged screw cover. | Stock | 646 | 688
1418JL9 | Hammond enclosure, NEMA 12, 36 x 24 x 9in (HxWxD), wall mount, carbon steel, ANSI 61 gray, powder coat finish, hinged screw cover. | Stock | 684 | 729
1418JM13 | Hammond enclosure, NEMA 12, 36 x 30 x 13in (HxWxD), wall mount, carbon steel, ANSI 61 gray, powder coat finish, hinged screw cover. | Stock | 887 | 945
1418JM9 | Hammond enclosure, NEMA 12, 36 x 30 x 9in (HxWxD), wall mount, carbon steel, ANSI 61 gray, powder coat finish, hinged screw cover. | Stock | 804 | 856
1418JO9 | Hammond enclosure, NEMA 12, 42 x 30 x 9in (HxWxD), wall mount, carbon steel, ANSI 61 gray, powder coat finish, hinged screw cover. | Stock | 920 | 980
1418JP9 | Hammond enclosure, NEMA 12, 42 x 36 x 9in (HxWxD), wall mount, carbon steel, ANSI 61 gray, powder coat finish, hinged screw cover. | Stock | 1050 | 1119
1418JS11 | Hammond enclosure, NEMA 12, 48 x 36 x 11in (HxWxD), wall mount, carbon steel, ANSI 61 gray, powder coat finish, hinged screw cover. | Stock | 1153 | 1228
1418K10 | Hammond enclosure, NEMA 12/13, 30 x 24 x 10in (HxWxD), wall mount, carbon steel, ANSI 61 gray, powder coat finish, single-door, stainless steel clamps, padlock hasp and staple. | Stock | 577 | 628
1418K12 | Hammond enclosure, NEMA 12/13, 30 x 24 x 12in (HxWxD), wall mount, carbon steel, ANSI 61 gray, powder coat finish, single-door, stainless steel clamps, padlock hasp and staple. | Stock | 603 | 657
1418K16 | Hammond enclosure, NEMA 12/13, 30 x 24 x 16in (HxWxD), wall mount, carbon steel, ANSI 61 gray, powder coat finish, single-door, stainless steel clamps, padlock hasp and staple. | Stock | 671 | 729
1418K20 | Hammond enclosure, NEMA 12/13, 30 x 24 x 20in (HxWxD), wall mount, carbon steel, ANSI 61 gray, powder coat finish, single-door, stainless steel clamps, padlock hasp and staple. | from vendor up to 15 business days | 726 | 789
1418K24 | Hammond enclosure, NEMA 12/13, 30 x 24 x 24in (HxWxD), wall mount, carbon steel, ANSI 61 gray, powder coat finish, single-door, stainless steel clamps, padlock hasp and staple. | Stock | 781 | 849
1418K6 | Hammond enclosure, NEMA 12/13, 30 x 24 x 6in (HxWxD), wall mount, carbon steel, ANSI 61 gray, powder coat finish, single-door, stainless steel clamps, padlock hasp and staple. | Stock | 538 | 585
1418K8 | Hammond enclosure, NEMA 12/13, 30 x 24 x 8in (HxWxD), wall mount, carbon steel, ANSI 61 gray, powder coat finish, single-door, stainless steel clamps, padlock hasp and staple. | Stock | 551 | 599
1418KA8 | Hammond enclosure, NEMA 12/13, 30 x 12 x 8in (HxWxD), wall mount, carbon steel, ANSI 61 gray, powder coat finish, single-door, stainless steel clamps, padlock hasp and staple. | Stock | 476 | 517
1418KG8 | Hammond enclosure, NEMA 12/13, 30 x 16 x 8in (HxWxD), wall mount, carbon steel, ANSI 61 gray, powder coat finish, single-door, stainless steel clamps, padlock hasp and staple. | Stock | 501 | 544
1418KK12 | Hammond enclosure, NEMA 12/13, 30 x 30 x 12in (HxWxD), wall mount, carbon steel, ANSI 61 gray, powder coat finish, single-door, stainless steel clamps, padlock hasp and staple. | Stock | 699 | 760
1418KK8 | Hammond enclosure, NEMA 12/13, 30 x 30 x 8in (HxWxD), wall mount, carbon steel, ANSI 61 gray, powder coat finish, single-door, stainless steel clamps, padlock hasp and staple. | Stock | 640 | 696
1418KR8 | Hammond enclosure, NEMA 12/13, 24 x 30 x 8in (HxWxD), wall mount, carbon steel, ANSI 61 gray, powder coat finish, single-door, stainless steel clamps, padlock hasp and staple. | Stock | 551 | 599
1418L10 | Hammond enclosure, NEMA 12/13, 36 x 24 x 10in (HxWxD), wall mount, carbon steel, ANSI 61 gray, powder coat finish, single-door, stainless steel clamps, padlock hasp and staple. | Stock | 643 | 699
1418L12 | Hammond enclosure, NEMA 12/13, 36 x 24 x 12in (HxWxD), wall mount, carbon steel, ANSI 61 gray, powder coat finish, single-door, stainless steel clamps, padlock hasp and staple. | Stock | 671 | 731
1418L6 | Hammond enclosure, NEMA 12/13, 36 x 24 x 6in (HxWxD), wall mount, carbon steel, ANSI 61 gray, powder coat finish, single-door, stainless steel clamps, padlock hasp and staple. | Stock | 599 | 651
1418L8 | Hammond enclosure, NEMA 12/13, 36 x 24 x 8in (HxWxD), wall mount, carbon steel, ANSI 61 gray, powder coat finish, single-door, stainless steel clamps, padlock hasp and staple. | Stock | 614 | 669
1418LL12 | Hammond enclosure, NEMA 12/13, 36 x 36 x 12in (HxWxD), wall mount, carbon steel, ANSI 61 gray, powder coat finish, single-door, stainless steel clamps, padlock hasp and staple. | Stock | 870 | 946
1418LL8 | Hammond enclosure, NEMA 12/13, 36 x 36 x 8in (HxWxD), wall mount, carbon steel, ANSI 61 gray, powder coat finish, single-door, stainless steel clamps, padlock hasp and staple. | Stock | 800 | 869
1418M10 | Hammond enclosure, NEMA 12/13, 36 x 30 x 10in (HxWxD), wall mount, carbon steel, ANSI 61 gray, powder coat finish, single-door, stainless steel clamps, padlock hasp and staple. | Stock | 744 | 808
1418M12 | Hammond enclosure, NEMA 12/13, 36 x 30 x 12in (HxWxD), wall mount, carbon steel, ANSI 61 gray, powder coat finish, single-door, stainless steel clamps, padlock hasp and staple. | Stock | 776 | 843
1418M16 | Hammond enclosure, NEMA 12/13, 36 x 30 x 16in (HxWxD), wall mount, carbon steel, ANSI 61 gray, powder coat finish, single-door, stainless steel clamps, padlock hasp and staple. | Stock | 862 | 937
1418M20 | Hammond enclosure, NEMA 12/13, 36 x 30 x 20in (HxWxD), wall mount, carbon steel, ANSI 61 gray, powder coat finish, single-door, stainless steel clamps, padlock hasp and staple. | from vendor up to 15 business days | 926 | 1007
1418M6 | Hammond enclosure, NEMA 12/13, 36 x 30 x 6in (HxWxD), wall mount, carbon steel, ANSI 61 gray, powder coat finish, single-door, stainless steel clamps, padlock hasp and staple. | Stock | 695 | 756
1418M8 | Hammond enclosure, NEMA 12/13, 36 x 30 x 8in (HxWxD), wall mount, carbon steel, ANSI 61 gray, powder coat finish, single-door, stainless steel clamps, padlock hasp and staple. | Stock | 711 | 773
1418MR8 | Hammond enclosure, NEMA 12/13, 30 x 36 x 8in (HxWxD), wall mount, carbon steel, ANSI 61 gray, powder coat finish, single-door, stainless steel clamps, padlock hasp and staple. | Stock | 728 | 792
1418N4ALB6 | Hammond enclosure, NEMA 4/4X/12/13, 16 x 12 x 6in (HxWxD), wall mount, 5052-H32 aluminum, single-door, aluminum clamps, padlock hasp and staple. | Stock | 567 | 627
1418N4ALC10 | Hammond enclosure, NEMA 4/4X/12/13, 20 x 16 x 10in (HxWxD), wall mount, 5052-H32 aluminum, single-door, aluminum clamps, padlock hasp and staple. | Stock | 754 | 832
1418N4ALC6 | Hammond enclosure, NEMA 4/4X/12/13, 20 x 16 x 6in (HxWxD), wall mount, 5052-H32 aluminum, single-door, aluminum clamps, padlock hasp and staple. | Stock | 674 | 744
1418N4ALE10 | Hammond enclosure, NEMA 4/4X/12/13, 24 x 20 x 10in (HxWxD), wall mount, 5052-H32 aluminum, single-door, aluminum clamps, padlock hasp and staple. | Stock | 903 | 996
1418N4ALE6 | Hammond enclosure, NEMA 4/4X/12/13, 24 x 20 x 6in (HxWxD), wall mount, 5052-H32 aluminum, single-door, aluminum clamps, padlock hasp and staple. | Stock | 806 | 889
1418N4ALJ8 | Hammond enclosure, NEMA 4/4X/12/13, 24 x 24 x 8in (HxWxD), wall mount, 5052-H32 aluminum, single-door, aluminum clamps, padlock hasp and staple. | Stock | 935 | 1031
1418N4ALK12 | Hammond enclosure, NEMA 4/4X/12/13, 30 x 24 x 12in (HxWxD), wall mount, 5052-H32 aluminum, single-door, aluminum clamps, padlock hasp and staple. | Stock | 1170 | 1292
1418N4ALK8 | Hammond enclosure, NEMA 4/4X/12/13, 30 x 24 x 8in (HxWxD), wall mount, 5052-H32 aluminum, single-door, aluminum clamps, padlock hasp and staple. | Stock | 1052 | 1162
1418N4ALM12 | Hammond enclosure, NEMA 4/4X/12/13, 36 x 30 x 12in (HxWxD), wall mount, 5052-H32 aluminum, single-door, aluminum clamps, padlock hasp and staple. | Stock | 1488 | 1642
1418N4ALM8 | Hammond enclosure, NEMA 4/4X/12/13, 36 x 30 x 8in (HxWxD), wall mount, 5052-H32 aluminum, single-door, aluminum clamps, padlock hasp and staple. | Stock | 1343 | 1481
1418N4ALS8 | Hammond enclosure, NEMA 4/4X/12/13, 48 x 36 x 8in (HxWxD), wall mount, 5052-H32 aluminum, single-door, aluminum clamps, padlock hasp and staple. | Stock | 1834 | 2021
1418N4ALT12 | Hammond enclosure, NEMA 4/4X/12/13, 60 x 36 x 12in (HxWxD), wall mount, 5052-H32 aluminum, single-door, aluminum clamps, padlock hasp and staple. | Stock | 2373 | 2615
1418N4AR6 | Hammond enclosure, NEMA 3R/4/12, 24 x 12 x 6in (HxWxD), wall mount, carbon steel, ANSI 61 gray, powder coat finish, single-door, stainless steel clamps, padlock hasp and staple. | Stock | 441 | 470
1418N4B6 | Hammond enclosure, NEMA 3R/4/12, 16 x 12 x 6in (HxWxD), wall mount, carbon steel, ANSI 61 gray, powder coat finish, single-door, stainless steel clamps, padlock hasp and staple. | Stock | 375 | 400
1418N4B8 | Hammond enclosure, NEMA 3R/4/12, 16 x 12 x 8in (HxWxD), wall mount, carbon steel, ANSI 61 gray, powder coat finish, single-door, stainless steel clamps, padlock hasp and staple. | Stock | 393 | 418
1418N4C10 | Hammond enclosure, NEMA 3R/4/12, 20 x 16 x 10in (HxWxD), wall mount, carbon steel, ANSI 61 gray, powder coat finish, single-door, stainless steel clamps, padlock hasp and staple. | Stock | 484 | 516
1418N4C6 | Hammond enclosure, NEMA 3R/4/12, 20 x 16 x 6in (HxWxD), wall mount, carbon steel, ANSI 61 gray, powder coat finish, single-door, stainless steel clamps, padlock hasp and staple. | Stock | 440 | 469
1418N4C8 | Hammond enclosure, NEMA 3R/4/12, 20 x 16 x 8in (HxWxD), wall mount, carbon steel, ANSI 61 gray, powder coat finish, single-door, stainless steel clamps, padlock hasp and staple. | Stock | 462 | 493
1418N4CR6 | Hammond enclosure, NEMA 3R/4/12, 16 x 20 x 6in (HxWxD), wall mount, carbon steel, ANSI 61 gray, powder coat finish, single-door, stainless steel clamps, padlock hasp and staple. | Stock | 452 | 482
1418N4D6 | Hammond enclosure, NEMA 3R/4/12, 20 x 20 x 6in (HxWxD), wall mount, carbon steel, ANSI 61 gray, powder coat finish, single-door, stainless steel clamps, padlock hasp and staple. | Stock | 481 | 512
1418N4D8 | Hammond enclosure, NEMA 3R/4/12, 20 x 20 x 8in (HxWxD), wall mount, carbon steel, ANSI 61 gray, powder coat finish, single-door, stainless steel clamps, padlock hasp and staple. | Stock | 505 | 539
1418N4E10 | Hammond enclosure, NEMA 3R/4/12, 24 x 20 x 10in (HxWxD), wall mount, carbon steel, ANSI 61 gray, powder coat finish, single-door, stainless steel clamps, padlock hasp and staple. | Stock | 579 | 617
1418N4E12 | Hammond enclosure, NEMA 3R/4/12, 24 x 20 x 12in (HxWxD), wall mount, carbon steel, ANSI 61 gray, powder coat finish, single-door, stainless steel clamps, padlock hasp and staple. | Stock | 636 | 678
1418N4E6 | Hammond enclosure, NEMA 3R/4/12, 24 x 20 x 6in (HxWxD), wall mount, carbon steel, ANSI 61 gray, powder coat finish, single-door, stainless steel clamps, padlock hasp and staple. | Stock | 539 | 575
1418N4E8 | Hammond enclosure, NEMA 3R/4/12, 24 x 20 x 8in (HxWxD), wall mount, carbon steel, ANSI 61 gray, powder coat finish, single-door, stainless steel clamps, padlock hasp and staple. | Stock | 553 | 589
1418N4ER8 | Hammond enclosure, NEMA 3R/4/12, 20 x 24 x 8in (HxWxD), wall mount, carbon steel, ANSI 61 gray, powder coat finish, single-door, stainless steel clamps, padlock hasp and staple. | Stock | 566 | 603
1418N4F6 | Hammond enclosure, NEMA 3R/4/12, 30 x 20 x 6in (HxWxD), wall mount, carbon steel, ANSI 61 gray, powder coat finish, single-door, stainless steel clamps, padlock hasp and staple. | Stock | 600 | 639
1418N4F8 | Hammond enclosure, NEMA 3R/4/12, 30 x 20 x 8in (HxWxD), wall mount, carbon steel, ANSI 61 gray, powder coat finish, single-door, stainless steel clamps, padlock hasp and staple. | Stock | 631 | 673
1418N4G6 | Hammond enclosure, NEMA 3R/4/12, 16 x 16 x 6in (HxWxD), wall mount, carbon steel, ANSI 61 gray, powder coat finish, single-door, stainless steel clamps, padlock hasp and staple. | Stock | 408 | 435
1418N4H6 | Hammond enclosure, NEMA 3R/4/12, 24 x 16 x 6in (HxWxD), wall mount, carbon steel, ANSI 61 gray, powder coat finish, single-door, stainless steel clamps, padlock hasp and staple. | Stock | 486 | 518
1418N4J6 | Hammond enclosure, NEMA 3R/4/12, 24 x 24 x 6in (HxWxD), wall mount, carbon steel, ANSI 61 gray, powder coat finish, single-door, stainless steel clamps, padlock hasp and staple. | Stock | 585 | 624
1418N4J8 | Hammond enclosure, NEMA 3R/4/12, 24 x 24 x 8in (HxWxD), wall mount, carbon steel, ANSI 61 gray, powder coat finish, single-door, stainless steel clamps, padlock hasp and staple. | Stock | 600 | 640
1418N4K10 | Hammond enclosure, NEMA 3R/4/12, 30 x 24 x 10in (HxWxD), wall mount, carbon steel, ANSI 61 gray, powder coat finish, single-door, stainless steel clamps, padlock hasp and staple. | Stock | 707 | 754
1418N4K12 | Hammond enclosure, NEMA 3R/4/12, 30 x 24 x 12in (HxWxD), wall mount, carbon steel, ANSI 61 gray, powder coat finish, single-door, stainless steel clamps, padlock hasp and staple. | Stock | 740 | 788
1418N4K16 | Hammond enclosure, NEMA 3R/4/12, 30 x 24 x 16in (HxWxD), wall mount, carbon steel, ANSI 61 gray, powder coat finish, single-door, stainless steel clamps, padlock hasp and staple. | Stock | 899 | 960
1418N4K6 | Hammond enclosure, NEMA 3R/4/12, 30 x 24 x 6in (HxWxD), wall mount, carbon steel, ANSI 61 gray, powder coat finish, single-door, stainless steel clamps, padlock hasp and staple. | Stock | 656 | 699
1418N4K8 | Hammond enclosure, NEMA 3R/4/12, 30 x 24 x 8in (HxWxD), wall mount, carbon steel, ANSI 61 gray, powder coat finish, single-door, stainless steel clamps, padlock hasp and staple. | Stock | 674 | 718
1418N4KK8 | Hammond enclosure, NEMA 3R/4/12, 30 x 30 x 8in (HxWxD), wall mount, carbon steel, ANSI 61 gray, powder coat finish, single-door, stainless steel clamps, padlock hasp and staple. | Stock | 780 | 832
1418N4KR8 | Hammond enclosure, NEMA 3R/4/12, 24 x 30 x 8in (HxWxD), wall mount, carbon steel, ANSI 61 gray, powder coat finish, single-door, stainless steel clamps, padlock hasp and staple. | Stock | 691 | 736
1418N4L12 | Hammond enclosure, NEMA 3R/4/12, 36 x 24 x 12in (HxWxD), wall mount, carbon steel, ANSI 61 gray, powder coat finish, single-door, stainless steel clamps, padlock hasp and staple. | Stock | 857 | 914
1418N4L6 | Hammond enclosure, NEMA 3R/4/12, 36 x 24 x 6in (HxWxD), wall mount, carbon steel, ANSI 61 gray, powder coat finish, single-door, stainless steel clamps, padlock hasp and staple. | Stock | 730 | 779
1418N4L8 | Hammond enclosure, NEMA 3R/4/12, 36 x 24 x 8in (HxWxD), wall mount, carbon steel, ANSI 61 gray, powder coat finish, single-door, stainless steel clamps, padlock hasp and staple. | Stock | 749 | 800
1418N4M10 | Hammond enclosure, NEMA 3R/4/12, 36 x 30 x 10in (HxWxD), wall mount, carbon steel, ANSI 61 gray, powder coat finish, single-door, stainless steel clamps, padlock hasp and staple. | Stock | 905 | 964
1418N4M12 | Hammond enclosure, NEMA 3R/4/12, 36 x 30 x 12in (HxWxD), wall mount, carbon steel, ANSI 61 gray, powder coat finish, single-door, stainless steel clamps, padlock hasp and staple. | Stock | 946 | 1008
1418N4M16 | Hammond enclosure, NEMA 3R/4/12, 36 x 30 x 16in (HxWxD), wall mount, carbon steel, ANSI 61 gray, powder coat finish, single-door, stainless steel clamps, padlock hasp and staple. | Stock | 1027 | 1095
1418N4M8 | Hammond enclosure, NEMA 3R/4/12, 36 x 30 x 8in (HxWxD), wall mount, carbon steel, ANSI 61 gray, powder coat finish, single-door, stainless steel clamps, padlock hasp and staple. | Stock | 865 | 923
1418N4O8 | Hammond enclosure, NEMA 3R/4/12, 42 x 30 x 8in (HxWxD), wall mount, carbon steel, ANSI 61 gray, powder coat finish, single-door, stainless steel clamps, padlock hasp and staple. | Stock | 977 | 1041
1418N4P12 | Hammond enclosure, NEMA 3R/4/12, 42 x 36 x 12in (HxWxD), wall mount, carbon steel, ANSI 61 gray, powder coat finish, single-door, stainless steel clamps, padlock hasp and staple. | Stock | 1201 | 1282
1418N4P8 | Hammond enclosure, NEMA 3R/4/12, 42 x 36 x 8in (HxWxD), wall mount, carbon steel, ANSI 61 gray, powder coat finish, single-door, stainless steel clamps, padlock hasp and staple. | Stock | 1101 | 1173
1418N4R10 | Hammond enclosure, NEMA 3R/4/12, 48 x 30 x 10in (HxWxD), wall mount, carbon steel, ANSI 61 gray, powder coat finish, single-door, stainless steel clamps, padlock hasp and staple. | Stock | 1120 | 1193
1418N4S10 | Hammond enclosure, NEMA 3R/4/12, 48 x 36 x 10in (HxWxD), wall mount, carbon steel, ANSI 61 gray, powder coat finish, single-door, stainless steel clamps, padlock hasp and staple. | Stock | 1261 | 1343
1418N4S12 | Hammond enclosure, NEMA 3R/4/12, 48 x 36 x 12in (HxWxD), wall mount, carbon steel, ANSI 61 gray, powder coat finish, single-door, stainless steel clamps, padlock hasp and staple. | Stock | 1283 | 1367
1418N4S16 | Hammond enclosure, NEMA 3R/4/12, 48 x 36 x 16in (HxWxD), wall mount, carbon steel, ANSI 61 gray, powder coat finish, single-door, stainless steel clamps, padlock hasp and staple. | Stock | 1387 | 1477
1418N4S16B6 | Hammond enclosure, NEMA 3R/4/4X/12/13, 16 x 12 x 6in (HxWxD), wall mount, 316 stainless steel, #4 brush finish, single-door, stainless steel clamps, padlock hasp and staple. | Stock | 765 | 822
1418N4S16B8 | Hammond enclosure, NEMA 3R/4/4X/12/13, 16 x 12 x 8in (HxWxD), wall mount, 316 stainless steel, #4 brush finish, single-door, stainless steel clamps, padlock hasp and staple. | Stock | 870 | 935
1418N4S16C10 | Hammond enclosure, NEMA 3R/4/4X/12/13, 20 x 16 x 10in (HxWxD), wall mount, 316 stainless steel, #4 brush finish, single-door, stainless steel clamps, padlock hasp and staple. | Stock | 1136 | 1220
1418N4S16C6 | Hammond enclosure, NEMA 3R/4/4X/12/13, 20 x 16 x 6in (HxWxD), wall mount, 316 stainless steel, #4 brush finish, single-door, stainless steel clamps, padlock hasp and staple. | Stock | 938 | 1008
1418N4S16C8 | Hammond enclosure, NEMA 3R/4/4X/12/13, 20 x 16 x 8in (HxWxD), wall mount, 316 stainless steel, #4 brush finish, single-door, stainless steel clamps, padlock hasp and staple. | Stock | 1003 | 1077
1418N4S16CR6 | Hammond enclosure, NEMA 3R/4/4X/12/13, 16 x 20 x 6in (HxWxD), wall mount, 316 stainless steel, #4 brush finish, single-door, stainless steel clamps, padlock hasp and staple. | Stock | 998 | 1072
1418N4S16D6 | Hammond enclosure, NEMA 3R/4/4X/12/13, 20 x 20 x 6in (HxWxD), wall mount, 316 stainless steel, #4 brush finish, single-door, stainless steel clamps, padlock hasp and staple. | Stock | 1103 | 1185
1418N4S16D8 | Hammond enclosure, NEMA 3R/4/4X/12/13, 20 x 20 x 8in (HxWxD), wall mount, 316 stainless steel, #4 brush finish, single-door, stainless steel clamps, padlock hasp and staple. | Stock | 1172 | 1258
1418N4S16E10 | Hammond enclosure, NEMA 3R/4/4X/12/13, 24 x 20 x 10in (HxWxD), wall mount, 316 stainless steel, #4 brush finish, single-door, stainless steel clamps, padlock hasp and staple. | Stock | 1386 | 1487
1418N4S16E6 | Hammond enclosure, NEMA 3R/4/4X/12/13, 24 x 20 x 6in (HxWxD), wall mount, 316 stainless steel, #4 brush finish, single-door, stainless steel clamps, padlock hasp and staple. | Stock | 1216 | 1306
1418N4S16E8 | Hammond enclosure, NEMA 3R/4/4X/12/13, 24 x 20 x 8in (HxWxD), wall mount, 316 stainless steel, #4 brush finish, single-door, stainless steel clamps, padlock hasp and staple. | Stock | 1227 | 1317
1418N4S16ER8 | Hammond enclosure, NEMA 3R/4/4X/12/13, 20 x 24 x 8in (HxWxD), wall mount, 316 stainless steel, #4 brush finish, single-door, stainless steel clamps, padlock hasp and staple. | Stock | 1299 | 1395
1418N4S16F8 | Hammond enclosure, NEMA 3R/4/4X/12/13, 30 x 20 x 8in (HxWxD), wall mount, 316 stainless steel, #4 brush finish, single-door, stainless steel clamps, padlock hasp and staple. | Stock | 1473 | 1582
1418N4S16G6 | Hammond enclosure, NEMA 3R/4/4X/12/13, 16 x 16 x 6in (HxWxD), wall mount, 316 stainless steel, #4 brush finish, single-door, stainless steel clamps, padlock hasp and staple. | Stock | 905 | 972
1418N4S16H8 | Hammond enclosure, NEMA 3R/4/4X/12/13, 24 x 16 x 8in (HxWxD), wall mount, 316 stainless steel, #4 brush finish, single-door, stainless steel clamps, padlock hasp and staple. | Stock | 1165 | 1251
1418N4S16J12 | Hammond enclosure, NEMA 3R/4/4X/12/13, 24 x 24 x 12in (HxWxD), wall mount, 316 stainless steel, #4 brush finish, single-door, stainless steel clamps, padlock hasp and staple. | Stock | 1619 | 1738
1418N4S16J6 | Hammond enclosure, NEMA 3R/4/4X/12/13, 24 x 24 x 6in (HxWxD), wall mount, 316 stainless steel, #4 brush finish, single-door, stainless steel clamps, padlock hasp and staple. | Stock | 1341 | 1439
1418N4S16J8 | Hammond enclosure, NEMA 3R/4/4X/12/13, 24 x 24 x 8in (HxWxD), wall mount, 316 stainless steel, #4 brush finish, single-door, stainless steel clamps, padlock hasp and staple. | Stock | 1350 | 1450
1418N4S16K10 | Hammond enclosure, NEMA 3R/4/4X/12/13, 30 x 24 x 10in (HxWxD), wall mount, 316 stainless steel, #4 brush finish, single-door, stainless steel clamps, padlock hasp and staple. | Stock | 1725 | 1852
1418N4S16K12 | Hammond enclosure, NEMA 3R/4/4X/12/13, 30 x 24 x 12in (HxWxD), wall mount, 316 stainless steel, #4 brush finish, single-door, stainless steel clamps, padlock hasp and staple. | Stock | 1731 | 1858
1418N4S16K16 | Hammond enclosure, NEMA 3R/4/4X/12/13, 30 x 24 x 16in (HxWxD), wall mount, 316 stainless steel, #4 brush finish, single-door, stainless steel clamps, padlock hasp and staple. | Stock | 2048 | 2199
1418N4S16K8 | Hammond enclosure, NEMA 3R/4/4X/12/13, 30 x 24 x 8in (HxWxD), wall mount, 316 stainless steel, #4 brush finish, single-door, stainless steel clamps, padlock hasp and staple. | Stock | 1538 | 1651
1418N4S16KK8 | Hammond enclosure, NEMA 3R/4/4X/12/13, 30 x 30 x 8in (HxWxD), wall mount, 316 stainless steel, #4 brush finish, single-door, stainless steel clamps, padlock hasp and staple. | Stock | 1879 | 2018
1418N4S16KR8 | Hammond enclosure, NEMA 3R/4/4X/12/13, 24 x 30 x 8in (HxWxD), wall mount, 316 stainless steel, #4 brush finish, single-door, stainless steel clamps, padlock hasp and staple. | Stock | 1631 | 1752
1418N4S16L10 | Hammond enclosure, NEMA 3R/4/4X/12/13, 36 x 24 x 10in (HxWxD), wall mount, 316 stainless steel, #4 brush finish, single-door, stainless steel clamps, padlock hasp and staple. | Stock | 1945 | 2089
1418N4S16L8 | Hammond enclosure, NEMA 3R/4/4X/12/13, 36 x 24 x 8in (HxWxD), wall mount, 316 stainless steel, #4 brush finish, single-door, stainless steel clamps, padlock hasp and staple. | Stock | 1828 | 1964
1418N4S16LL12 | Hammond enclosure, NEMA 3R/4/4X/12/13, 36 x 36 x 12in (HxWxD), wall mount, 316 stainless steel, #4 brush finish, single-door, stainless steel clamps, padlock hasp and staple. | Stock | 2664 | 2860
1418N4S16M10 | Hammond enclosure, NEMA 3R/4/4X/12/13, 36 x 30 x 10in (HxWxD), wall mount, 316 stainless steel, #4 brush finish, single-door, stainless steel clamps, padlock hasp and staple. | Stock | 2239 | 2404
1418N4S16M12 | Hammond enclosure, NEMA 3R/4/4X/12/13, 36 x 30 x 12in (HxWxD), wall mount, 316 stainless steel, #4 brush finish, single-door, stainless steel clamps, padlock hasp and staple. | Stock | 2367 | 2541
1418N4S16M16 | Hammond enclosure, NEMA 3R/4/4X/12/13, 36 x 30 x 16in (HxWxD), wall mount, 316 stainless steel, #4 brush finish, single-door, stainless steel clamps, padlock hasp and staple. | Stock | 2621 | 2814
1418N4S16M8 | Hammond enclosure, NEMA 3R/4/4X/12/13, 36 x 30 x 8in (HxWxD), wall mount, 316 stainless steel, #4 brush finish, single-door, stainless steel clamps, padlock hasp and staple. | Stock | 1992 | 2139
1418N4S16O10 | Hammond enclosure, NEMA 3R/4/4X/12/13, 42 x 30 x 10in (HxWxD), wall mount, 316 stainless steel, #4 brush finish, single-door, stainless steel clamps, padlock hasp and staple. | from vendor up to 15 business days | 2486 | 2669
1418N4S16P8 | Hammond enclosure, NEMA 3R/4/4X/12/13, 42 x 36 x 8in (HxWxD), wall mount, 316 stainless steel, #4 brush finish, single-door, stainless steel clamps, padlock hasp and staple. | Stock | 2637 | 2831
1418N4S16S10 | Hammond enclosure, NEMA 3R/4/4X/12/13, 48 x 36 x 10in (HxWxD), wall mount, 316 stainless steel, #4 brush finish, single-door, stainless steel clamps, padlock hasp and staple. | Stock | 3134 | 3364
1418N4S16S12 | Hammond enclosure, NEMA 3R/4/4X/12/13, 48 x 36 x 12in (HxWxD), wall mount, 316 stainless steel, #4 brush finish, single-door, stainless steel clamps, padlock hasp and staple. | Stock | 3257 | 3495
1418N4S16S16 | Hammond enclosure, NEMA 3R/4/4X/12/13, 48 x 36 x 16in (HxWxD), wall mount, 316 stainless steel, #4 brush finish, single-door, stainless steel clamps, padlock hasp and staple. | Stock | 3376 | 3624
1418N4S16S8 | Hammond enclosure, NEMA 3R/4/4X/12/13, 48 x 36 x 8in (HxWxD), wall mount, 316 stainless steel, #4 brush finish, single-door, stainless steel clamps, padlock hasp and staple. | Stock | 2932 | 3147
1418N4S16T12 | Hammond enclosure, NEMA 3R/4/4X/12/13, 60 x 36 x 12in (HxWxD), wall mount, 316 stainless steel, #4 brush finish, single-door, stainless steel clamps, padlock hasp and staple. | Stock | 3849 | 4131
1418N4S16T16 | Hammond enclosure, NEMA 3R/4/4X/12/13, 60 x 36 x 16in (HxWxD), wall mount, 316 stainless steel, #4 brush finish, single-door, stainless steel clamps, padlock hasp and staple. | Stock | 4257 | 4569
1418N4S16W18 | Hammond enclosure, NEMA 3R/4/4X/12/13, 72 x 24 x 18in (HxWxD), freestanding, 316 stainless steel, #4 brush finish, single-door, stainless steel clamps, padlock hasp and staple. | from vendor up to 15 business days | 6745 | 7241
1418N4S16X24 | Hammond enclosure, NEMA 3R/4/4X/12/13, 72 x 30 x 24in (HxWxD), freestanding, 316 stainless steel, #4 brush finish, single-door, stainless steel clamps, padlock hasp and staple. | from vendor up to 15 business days | 8246 | 8852
1418N4S16Y24 | Hammond enclosure, NEMA 3R/4/4X/12/13, 72 x 36 x 24in (HxWxD), freestanding, 316 stainless steel, #4 brush finish, single-door, stainless steel clamps, padlock hasp and staple. | from vendor up to 15 business days | 9001 | 9662
1418N4S8 | Hammond enclosure, NEMA 3R/4/12, 48 x 36 x 8in (HxWxD), wall mount, carbon steel, ANSI 61 gray, powder coat finish, single-door, stainless steel clamps, padlock hasp and staple. | Stock | 1208 | 1287
1418N4SSB6 | Hammond enclosure, NEMA 3R/4/4X/12/13, 16 x 12 x 6in (HxWxD), wall mount, 304 stainless steel, #4 brush finish, single-door, stainless steel clamps, padlock hasp and staple. | Stock | 673 | 724
1418N4SSB8 | Hammond enclosure, NEMA 3R/4/4X/12/13, 16 x 12 x 8in (HxWxD), wall mount, 304 stainless steel, #4 brush finish, single-door, stainless steel clamps, padlock hasp and staple. | Stock | 719 | 773
1418N4SSC10 | Hammond enclosure, NEMA 3R/4/4X/12/13, 20 x 16 x 10in (HxWxD), wall mount, 304 stainless steel, #4 brush finish, single-door, stainless steel clamps, padlock hasp and staple. | Stock | 941 | 1010
1418N4SSC6 | Hammond enclosure, NEMA 3R/4/4X/12/13, 20 x 16 x 6in (HxWxD), wall mount, 304 stainless steel, #4 brush finish, single-door, stainless steel clamps, padlock hasp and staple. | Stock | 827 | 888
1418N4SSC8 | Hammond enclosure, NEMA 3R/4/4X/12/13, 20 x 16 x 8in (HxWxD), wall mount, 304 stainless steel, #4 brush finish, single-door, stainless steel clamps, padlock hasp and staple. | Stock | 884 | 949
1418N4SSCR6 | Hammond enclosure, NEMA 3R/4/4X/12/13, 16 x 20 x 6in (HxWxD), wall mount, 304 stainless steel, #4 brush finish, single-door, stainless steel clamps, padlock hasp and staple. | Stock | 827 | 888
1418N4SSD6 | Hammond enclosure, NEMA 3R/4/4X/12/13, 20 x 20 x 6in (HxWxD), wall mount, 304 stainless steel, #4 brush finish, single-door, stainless steel clamps, padlock hasp and staple. | Stock | 915 | 983
1418N4SSD8 | Hammond enclosure, NEMA 3R/4/4X/12/13, 20 x 20 x 8in (HxWxD), wall mount, 304 stainless steel, #4 brush finish, single-door, stainless steel clamps, padlock hasp and staple. | Stock | 1008 | 1083
1418N4SSE10 | Hammond enclosure, NEMA 3R/4/4X/12/13, 24 x 20 x 10in (HxWxD), wall mount, 304 stainless steel, #4 brush finish, single-door, stainless steel clamps, padlock hasp and staple. | Stock | 1153 | 1237
1418N4SSE6 | Hammond enclosure, NEMA 3R/4/4X/12/13, 24 x 20 x 6in (HxWxD), wall mount, 304 stainless steel, #4 brush finish, single-door, stainless steel clamps, padlock hasp and staple. | Stock | 1008 | 1082
1418N4SSE8 | Hammond enclosure, NEMA 3R/4/4X/12/13, 24 x 20 x 8in (HxWxD), wall mount, 304 stainless steel, #4 brush finish, single-door, stainless steel clamps, padlock hasp and staple. | Stock | 1080 | 1160
1418N4SSER8 | Hammond enclosure, NEMA 3R/4/4X/12/13, 20 x 24 x 8in (HxWxD), wall mount, 304 stainless steel, #4 brush finish, single-door, stainless steel clamps, padlock hasp and staple. | Stock | 1080 | 1160
1418N4SSF8 | Hammond enclosure, NEMA 3R/4/4X/12/13, 30 x 20 x 8in (HxWxD), wall mount, 304 stainless steel, #4 brush finish, single-door, stainless steel clamps, padlock hasp and staple. | Stock | 1226 | 1317
1418N4SSG6 | Hammond enclosure, NEMA 3R/4/4X/12/13, 16 x 16 x 6in (HxWxD), wall mount, 304 stainless steel, #4 brush finish, single-door, stainless steel clamps, padlock hasp and staple. | Stock | 748 | 804
1418N4SSH8 | Hammond enclosure, NEMA 3R/4/4X/12/13, 24 x 16 x 8in (HxWxD), wall mount, 304 stainless steel, #4 brush finish, single-door, stainless steel clamps, padlock hasp and staple. | Stock | 966 | 1037
1418N4SSJ12 | Hammond enclosure, NEMA 3R/4/4X/12/13, 24 x 24 x 12in (HxWxD), wall mount, 304 stainless steel, #4 brush finish, single-door, stainless steel clamps, padlock hasp and staple. | Stock | 1345 | 1444
1418N4SSJ6 | Hammond enclosure, NEMA 3R/4/4X/12/13, 24 x 24 x 6in (HxWxD), wall mount, 304 stainless steel, #4 brush finish, single-door, stainless steel clamps, padlock hasp and staple. | Stock | 1156 | 1241
1418N4SSJ8 | Hammond enclosure, NEMA 3R/4/4X/12/13, 24 x 24 x 8in (HxWxD), wall mount, 304 stainless steel, #4 brush finish, single-door, stainless steel clamps, padlock hasp and staple. | Stock | 1191 | 1278
1418N4SSK10 | Hammond enclosure, NEMA 3R/4/4X/12/13, 30 x 24 x 10in (HxWxD), wall mount, 304 stainless steel, #4 brush finish, single-door, stainless steel clamps, padlock hasp and staple. | Stock | 1486 | 1595
1418N4SSK12 | Hammond enclosure, NEMA 3R/4/4X/12/13, 30 x 24 x 12in (HxWxD), wall mount, 304 stainless steel, #4 brush finish, single-door, stainless steel clamps, padlock hasp and staple. | Stock | 1526 | 1639
1418N4SSK16 | Hammond enclosure, NEMA 3R/4/4X/12/13, 30 x 24 x 16in (HxWxD), wall mount, 304 stainless steel, #4 brush finish, single-door, stainless steel clamps, padlock hasp and staple. | Stock | 1698 | 1824
1418N4SSK8 | Hammond enclosure, NEMA 3R/4/4X/12/13, 30 x 24 x 8in (HxWxD), wall mount, 304 stainless steel, #4 brush finish, single-door, stainless steel clamps, padlock hasp and staple. | Stock | 1357 | 1457
1418N4SSKK8 | Hammond enclosure, NEMA 3R/4/4X/12/13, 30 x 30 x 8in (HxWxD), wall mount, 304 stainless steel, #4 brush finish, single-door, stainless steel clamps, padlock hasp and staple. | Stock | 1566 | 1681
1418N4SSKR8 | Hammond enclosure, NEMA 3R/4/4X/12/13, 24 x 30 x 8in (HxWxD), wall mount, 304 stainless steel, #4 brush finish, single-door, stainless steel clamps, padlock hasp and staple. | Stock | 1357 | 1457
1418N4SSL10 | Hammond enclosure, NEMA 3R/4/4X/12/13, 36 x 24 x 10in (HxWxD), wall mount, 304 stainless steel, #4 brush finish, single-door, stainless steel clamps, padlock hasp and staple. | Stock | 1618 | 1738
1418N4SSL8 | Hammond enclosure, NEMA 3R/4/4X/12/13, 36 x 24 x 8in (HxWxD), wall mount, 304 stainless steel, #4 brush finish, single-door, stainless steel clamps, padlock hasp and staple. | Stock | 1523 | 1635
1418N4SSLL12 | Hammond enclosure, NEMA 3R/4/4X/12/13, 36 x 36 x 12in (HxWxD), wall mount, 304 stainless steel, #4 brush finish, single-door, stainless steel clamps, padlock hasp and staple. | Stock | 2218 | 2382
1418N4SSM10 | Hammond enclosure, NEMA 3R/4/4X/12/13, 36 x 30 x 10in (HxWxD), wall mount, 304 stainless steel, #4 brush finish, single-door, stainless steel clamps, padlock hasp and staple. | Stock | 1864 | 2002
1418N4SSM12 | Hammond enclosure, NEMA 3R/4/4X/12/13, 36 x 30 x 12in (HxWxD), wall mount, 304 stainless steel, #4 brush finish, single-door, stainless steel clamps, padlock hasp and staple. | Stock | 1971 | 2117
1418N4SSM16 | Hammond enclosure, NEMA 3R/4/4X/12/13, 36 x 30 x 16in (HxWxD), wall mount, 304 stainless steel, #4 brush finish, single-door, stainless steel clamps, padlock hasp and staple. | Stock | 2179 | 2340
1418N4SSM8 | Hammond enclosure, NEMA 3R/4/4X/12/13, 36 x 30 x 8in (HxWxD), wall mount, 304 stainless steel, #4 brush finish, single-door, stainless steel clamps, padlock hasp and staple. | Stock | 1762 | 1892
1418N4SSO10 | Hammond enclosure, NEMA 3R/4/4X/12/13, 42 x 30 x 10in (HxWxD), wall mount, 304 stainless steel, #4 brush finish, single-door, stainless steel clamps, padlock hasp and staple. | Stock | 2072 | 2225
1418N4SSP8 | Hammond enclosure, NEMA 3R/4/4X/12/13, 42 x 36 x 8in (HxWxD), wall mount, 304 stainless steel, #4 brush finish, single-door, stainless steel clamps, padlock hasp and staple. | Stock | 2217 | 2379
1418N4SSS10 | Hammond enclosure, NEMA 3R/4/4X/12/13, 48 x 36 x 10in (HxWxD), wall mount, 304 stainless steel, #4 brush finish, single-door, stainless steel clamps, padlock hasp and staple. | Stock | 2704 | 2902
1418N4SSS12 | Hammond enclosure, NEMA 3R/4/4X/12/13, 48 x 36 x 12in (HxWxD), wall mount, 304 stainless steel, #4 brush finish, single-door, stainless steel clamps, padlock hasp and staple. | Stock | 2714 | 2913
1418N4SSS16 | Hammond enclosure, NEMA 3R/4/4X/12/13, 48 x 36 x 16in (HxWxD), wall mount, 304 stainless steel, #4 brush finish, single-door, stainless steel clamps, padlock hasp and staple. | Stock | 2979 | 3198
1418N4SSS8 | Hammond enclosure, NEMA 3R/4/4X/12/13, 48 x 36 x 8in (HxWxD), wall mount, 304 stainless steel, #4 brush finish, single-door, stainless steel clamps, padlock hasp and staple. | Stock | 2446 | 2625
1418N4SST12 | Hammond enclosure, NEMA 3R/4/4X/12/13, 60 x 36 x 12in (HxWxD), wall mount, 304 stainless steel, #4 brush finish, single-door, stainless steel clamps, padlock hasp and staple. | Stock | 3210 | 3445
1418N4SST16 | Hammond enclosure, NEMA 3R/4/4X/12/13, 60 x 36 x 16in (HxWxD), wall mount, 304 stainless steel, #4 brush finish, single-door, stainless steel clamps, padlock hasp and staple. | Stock | 3672 | 3940
1418N4SSW18 | Hammond enclosure, NEMA 3R/4/4X/12/13, 72 x 24 x 18in (HxWxD), freestanding, 304 stainless steel, #4 brush finish, single-door, stainless steel clamps, padlock hasp and staple. | from vendor up to 15 business days | 5163 | 5542
1418N4SSX24 | Hammond enclosure, NEMA 3R/4/4X/12/13, 72 x 30 x 24in (HxWxD), freestanding, 304 stainless steel, #4 brush finish, single-door, stainless steel clamps, padlock hasp and staple. | from vendor up to 15 business days | 6316 | 6780
1418N4SSY24 | Hammond enclosure, NEMA 3R/4/4X/12/13, 72 x 36 x 24in (HxWxD), freestanding, 304 stainless steel, #4 brush finish, single-door, stainless steel clamps, padlock hasp and staple. | Stock | 6889 | 7395
1418N4T10 | Hammond enclosure, NEMA 3R/4/12, 60 x 36 x 10in (HxWxD), wall mount, carbon steel, ANSI 61 gray, powder coat finish, single-door, stainless steel clamps, padlock hasp and staple. | Stock | 1482 | 1578
1418N4T16 | Hammond enclosure, NEMA 3R/4/12, 60 x 36 x 16in (HxWxD), wall mount, carbon steel, ANSI 61 gray, powder coat finish, single-door, stainless steel clamps, padlock hasp and staple. | Stock | 1624 | 1729
1418N4T8 | Hammond enclosure, NEMA 3R/4/12, 60 x 36 x 8in (HxWxD), wall mount, carbon steel, ANSI 61 gray, powder coat finish, single-door, stainless steel clamps, padlock hasp and staple. | Stock | 1422 | 1514
1418N4W18 | Hammond enclosure, NEMA 3R/4/12/13, 72 x 24 x 18in (HxWxD), freestanding, carbon steel, ANSI 61 gray, powder coat finish, single-door, stainless steel clamps, padlock hasp and staple. | from vendor up to 15 business days | 2121 | 2256
1418N4X24 | Hammond enclosure, NEMA 3R/4/12/13, 72 x 30 x 24in (HxWxD), freestanding, carbon steel, ANSI 61 gray, powder coat finish, single-door, stainless steel clamps, padlock hasp and staple. | Stock | 2586 | 2750
1418N4Y24 | Hammond enclosure, NEMA 3R/4/12/13, 72 x 36 x 24in (HxWxD), freestanding, carbon steel, ANSI 61 gray, powder coat finish, single-door, stainless steel clamps, padlock hasp and staple. | Stock | 2817 | 2996
1418N8 | Hammond enclosure, NEMA 12/13, 42 x 24 x 8in (HxWxD), wall mount, carbon steel, ANSI 61 gray, powder coat finish, single-door, stainless steel clamps, padlock hasp and staple. | Stock | 698 | 759
1418O10 | Hammond enclosure, NEMA 12/13, 42 x 30 x 10in (HxWxD), wall mount, carbon steel, ANSI 61 gray, powder coat finish, single-door, stainless steel clamps, padlock hasp and staple. | Stock | 841 | 914
1418O12 | Hammond enclosure, NEMA 12/13, 42 x 30 x 12in (HxWxD), wall mount, carbon steel, ANSI 61 gray, powder coat finish, single-door, stainless steel clamps, padlock hasp and staple. | Stock | 877 | 953
1418O8 | Hammond enclosure, NEMA 12/13, 42 x 30 x 8in (HxWxD), wall mount, carbon steel, ANSI 61 gray, powder coat finish, single-door, stainless steel clamps, padlock hasp and staple. | Stock | 805 | 875
1418P10 | Hammond enclosure, NEMA 12/13, 42 x 36 x 10in (HxWxD), wall mount, carbon steel, ANSI 61 gray, powder coat finish, single-door, stainless steel clamps, padlock hasp and staple. | Stock | 945 | 1028
1418P12 | Hammond enclosure, NEMA 12/13, 42 x 36 x 12in (HxWxD), wall mount, carbon steel, ANSI 61 gray, powder coat finish, single-door, stainless steel clamps, padlock hasp and staple. | Stock | 962 | 1045
1418P16 | Hammond enclosure, NEMA 12/13, 42 x 36 x 16in (HxWxD), wall mount, carbon steel, ANSI 61 gray, powder coat finish, single-door, stainless steel clamps, padlock hasp and staple. | Stock | 1064 | 1156
1418P8 | Hammond enclosure, NEMA 12/13, 42 x 36 x 8in (HxWxD), wall mount, carbon steel, ANSI 61 gray, powder coat finish, single-door, stainless steel clamps, padlock hasp and staple. | Stock | 907 | 986
1418Q8 | Hammond enclosure, NEMA 12/13, 48 x 24 x 8in (HxWxD), wall mount, carbon steel, ANSI 61 gray, powder coat finish, single-door, stainless steel clamps, padlock hasp and staple. | Stock | 765 | 831
1418QR | Hammond enclosure quick-release clamp, replacement, 304 stainless steel. Package of 2. For use with 1418, 1418N4, 1447N4 and 1422N4 enclosures. | Stock | 25.5 | 27
1418R10 | Hammond enclosure, NEMA 12/13, 48 x 30 x 10in (HxWxD), wall mount, carbon steel, ANSI 61 gray, powder coat finish, single-door, stainless steel clamps, padlock hasp and staple. | Stock | 921 | 1001
1418R8 | Hammond enclosure, NEMA 12/13, 48 x 30 x 8in (HxWxD), wall mount, carbon steel, ANSI 61 gray, powder coat finish, single-door, stainless steel clamps, padlock hasp and staple. | Stock | 881 | 956
1418S10 | Hammond enclosure, NEMA 12/13, 48 x 36 x 10in (HxWxD), wall mount, carbon steel, ANSI 61 gray, powder coat finish, single-door, stainless steel clamps, padlock hasp and staple. | Stock | 1015 | 1103
1418S12 | Hammond enclosure, NEMA 12/13, 48 x 36 x 12in (HxWxD), wall mount, carbon steel, ANSI 61 gray, powder coat finish, single-door, stainless steel clamps, padlock hasp and staple. | Stock | 1056 | 1147
1418S16 | Hammond enclosure, NEMA 12/13, 48 x 36 x 16in (HxWxD), wall mount, carbon steel, ANSI 61 gray, powder coat finish, single-door, stainless steel clamps, padlock hasp and staple. | Stock | 1139 | 1238
1418S20 | Hammond enclosure, NEMA 12/13, 48 x 36 x 20in (HxWxD), wall mount, carbon steel, ANSI 61 gray, powder coat finish, single-door, stainless steel clamps, padlock hasp and staple. | Stock | 1251 | 1360
1418S8 | Hammond enclosure, NEMA 12/13, 48 x 36 x 8in (HxWxD), wall mount, carbon steel, ANSI 61 gray, powder coat finish, single-door, stainless steel clamps, padlock hasp and staple. | Stock | 974 | 1058
1418SFX | Hammond rack mounting swing frame, carbon steel, black, powder coat finish. For use with 72x30in (HxW) freestanding enclosures. Mounting hardware included. | from vendor up to 15 business days | 741 | 789
1418SFY | Hammond rack mounting swing frame, carbon steel, black, powder coat finish. For use with 72x36in (HxW) freestanding enclosures. Mounting hardware included. | from vendor up to 15 business days | 799 | 852
1418SFYY | Hammond rack mounting swing frame, carbon steel, black, powder coat finish. For use with 90x36in (HxW) freestanding enclosures. Mounting hardware included. | from vendor up to 15 business days | 844 | 898
1418T10 | Hammond enclosure, NEMA 12/13, 60 x 36 x 10in (HxWxD), wall mount, carbon steel, ANSI 61 gray, powder coat finish, single-door, stainless steel clamps, padlock hasp and staple. | Stock | 1197 | 1299
1418T12 | Hammond enclosure, NEMA 12/13, 60 x 36 x 12in (HxWxD), wall mount, carbon steel, ANSI 61 gray, powder coat finish, single-door, stainless steel clamps, padlock hasp and staple. | Stock | 1243 | 1351
1418T16 | Hammond enclosure, NEMA 12/13, 60 x 36 x 16in (HxWxD), wall mount, carbon steel, ANSI 61 gray, powder coat finish, single-door, stainless steel clamps, padlock hasp and staple. | Stock | 1370 | 1488
1418T20 | Hammond enclosure, NEMA 12/13, 60 x 36 x 20in (HxWxD), wall mount, carbon steel, ANSI 61 gray, powder coat finish, single-door, stainless steel clamps, padlock hasp and staple. | Stock | 1465 | 1590
1418T8 | Hammond enclosure, NEMA 12/13, 60 x 36 x 8in (HxWxD), wall mount, carbon steel, ANSI 61 gray, powder coat finish, single-door, stainless steel clamps, padlock hasp and staple. | Stock | 1177 | 1279
1418TFHP | Hammond enclosure rack mounting angle, carbon steel, full-height mount, RAL 9003 white, powder coat finish. Package of 2. For use with 60x24in (HxW) freestanding enclosures. For mounting 19in rack equipment. Drilled and tapped 10-32 to EIA spacing. | from vendor up to 15 business days | 205 | 220
1418THHP | Hammond enclosure rack mounting angle, carbon steel, half-height mount, RAL 9003 white, powder coat finish. Package of 2. For use with 60x24in (HxW) freestanding enclosures. For mounting 19in rack equipment. Drilled and tapped 10-32 to EIA spacing. | from vendor up to 15 business days | 120 | 129
1418TW18 | Hammond enclosure, NEMA 12, 60 x 24 x 18in (HxWxD), freestanding, carbon steel, ANSI 61 gray, powder coat finish, single-door, 3-point keylocking handle. | Stock | 1349 | 1414
1418TY24 | Hammond enclosure, NEMA 12, 60 x 36 x 24in (HxWxD), freestanding, carbon steel, ANSI 61 gray, powder coat finish, single-door, 3-point keylocking handle. | Stock | 1837 | 1923
1418U12 | Hammond enclosure, NEMA 12/13, 72 x 30 x 12in (HxWxD), wall mount, carbon steel, ANSI 61 gray, powder coat finish, single-door, stainless steel clamps, padlock hasp and staple. | from vendor up to 15 business days | 1271 | 1382
1418U16 | Hammond enclosure, NEMA 12/13, 72 x 30 x 16in (HxWxD), wall mount, carbon steel, ANSI 61 gray, powder coat finish, single-door, stainless steel clamps, padlock hasp and staple. | from vendor up to 15 business days | 1371 | 1491
1418U20 | Hammond enclosure, NEMA 12/13, 72 x 30 x 20in (HxWxD), wall mount, carbon steel, ANSI 61 gray, powder coat finish, single-door, stainless steel clamps, padlock hasp and staple. | from vendor up to 15 business days | 1488 | 1619
1418U24 | Hammond enclosure, NEMA 12/13, 72 x 30 x 24in (HxWxD), wall mount, carbon steel, ANSI 61 gray, powder coat finish, single-door, stainless steel clamps, padlock hasp and staple. | from vendor up to 15 business days | 1572 | 1710
1418V12 | Hammond enclosure, NEMA 12/13, 72 x 36 x 12in (HxWxD), wall mount, carbon steel, ANSI 61 gray, powder coat finish, single-door, stainless steel clamps, padlock hasp and staple. | Stock | 1429 | 1553
1418W18 | Hammond enclosure, NEMA 12, 72 x 24 x 18in (HxWxD), freestanding, carbon steel, ANSI 61 gray, powder coat finish, single-door, 3-point keylocking handle. | Stock | 1537 | 1609
1418W24 | Hammond enclosure, NEMA 12, 72 x 24 x 24in (HxWxD), freestanding, carbon steel, ANSI 61 gray, powder coat finish, single-door, 3-point keylocking handle. | Stock | 1706 | 1786
1418W30 | Hammond enclosure, NEMA 12, 72 x 24 x 30in (HxWxD), freestanding, carbon steel, ANSI 61 gray, powder coat finish, single-door, 3-point keylocking handle. | from vendor up to 15 business days | 1855 | 1941
1418W36 | Hammond enclosure, NEMA 12, 72 x 24 x 36in (HxWxD), freestanding, carbon steel, ANSI 61 gray, powder coat finish, single-door, 3-point keylocking handle. | from vendor up to 15 business days | 2030 | 2124
1418WD24 | Hammond enclosure, NEMA 12, 72 x 24 x 24in (HxWxD), freestanding, dual access, carbon steel, ANSI 61 gray, powder coat finish, single-door, 3-point keylocking handle. | from vendor up to 15 business days | 1903 | 1991
1418WD30 | Hammond enclosure, NEMA 12, 72 x 24 x 30in (HxWxD), freestanding, dual access, carbon steel, ANSI 61 gray, powder coat finish, single-door, 3-point keylocking handle. | from vendor up to 15 business days | 2092 | 2189
1418WD36 | Hammond enclosure, NEMA 12, 72 x 24 x 36in (HxWxD), freestanding, dual access, carbon steel, ANSI 61 gray, powder coat finish, single-door, 3-point keylocking handle. | from vendor up to 15 business days | 2281 | 2385
1418WFHP | Hammond enclosure rack mounting angle, carbon steel, full-height mount, RAL 9003 white, powder coat finish. Package of 2. For use with 72x24in (HxW) freestanding enclosures. For mounting 19in rack equipment. Drilled and tapped 10-32 to EIA spacing. | Stock | 237 | 254
1418WHHP | Hammond enclosure rack mounting angle, carbon steel, half-height mount, RAL 9003 white, powder coat finish. Package of 2. For use with 72x24in (HxW) freestanding enclosures. For mounting 19in rack equipment. Drilled and tapped 10-32 to EIA spacing. | from vendor up to 15 business days | 150 | 160
1418X18 | Hammond enclosure, NEMA 12, 72 x 30 x 18in (HxWxD), freestanding, carbon steel, ANSI 61 gray, powder coat finish, single-door, 3-point keylocking handle. | Stock | 1650 | 1726
1418X24 | Hammond enclosure, NEMA 12, 72 x 30 x 24in (HxWxD), freestanding, carbon steel, ANSI 61 gray, powder coat finish, single-door, 3-point keylocking handle. | Stock | 1826 | 1910
1418XD24 | Hammond enclosure, NEMA 12, 72 x 30 x 24in (HxWxD), freestanding, dual access, carbon steel, ANSI 61 gray, powder coat finish, single-door, 3-point keylocking handle. | from vendor up to 15 business days | 2092 | 2189
1418XFHP | Hammond enclosure rack mounting angle, carbon steel, full-height mount, RAL 9003 white, powder coat finish. Package of 2. For use with 72x30in (HxW) freestanding enclosures. For mounting 24in rack equipment. Drilled and tapped 10-32 to EIA spacing. | from vendor up to 15 business days | 237 | 254
1418XHHP | Hammond enclosure rack mounting angle, carbon steel, half-height mount, RAL 9003 white, powder coat finish. Package of 2. For use with 72x30in (HxW) freestanding enclosures. For mounting 24in rack equipment. Drilled and tapped 10-32 to EIA spacing. | from vendor up to 15 business days | 150 | 160
1418Y18 | Hammond enclosure, NEMA 12, 72 x 36 x 18in (HxWxD), freestanding, carbon steel, ANSI 61 gray, powder coat finish, single-door, 3-point keylocking handle. | Stock | 1805 | 1889
1418Y24 | Hammond enclosure, NEMA 12, 72 x 36 x 24in (HxWxD), freestanding, carbon steel, ANSI 61 gray, powder coat finish, single-door, 3-point keylocking handle. | Stock | 1995 | 2085
1418Y30 | Hammond enclosure, NEMA 12, 72 x 36 x 30in (HxWxD), freestanding, carbon steel, ANSI 61 gray, powder coat finish, single-door, 3-point keylocking handle. | from vendor up to 15 business days | 2242 | 2345
1418Y36 | Hammond enclosure, NEMA 12, 72 x 36 x 36in (HxWxD), freestanding, carbon steel, ANSI 61 gray, powder coat finish, single-door, 3-point keylocking handle. | from vendor up to 15 business days | 2434 | 2547
1418YD24 | Hammond enclosure, NEMA 12, 72 x 36 x 24in (HxWxD), freestanding, dual access, carbon steel, ANSI 61 gray, powder coat finish, single-door, 3-point keylocking handle. | from vendor up to 15 business days | 2281 | 2385
1418YD36 | Hammond enclosure, NEMA 12, 72 x 36 x 36in (HxWxD), freestanding, dual access, carbon steel, ANSI 61 gray, powder coat finish, single-door, 3-point keylocking handle. | from vendor up to 15 business days | 2712 | 2838
1418YW20 | Hammond enclosure, NEMA 12, 90 x 24 x 20in (HxWxD), freestanding, carbon steel, ANSI 61 gray, powder coat finish, single-door, 3-point keylocking handle. | from vendor up to 15 business days | 1829 | 1912
1418YY20 | Hammond enclosure, NEMA 12, 90 x 36 x 20in (HxWxD), freestanding, carbon steel, ANSI 61 gray, powder coat finish, single-door, 3-point keylocking handle. | Stock | 2160 | 2259
1418YY24 | Hammond enclosure, NEMA 12, 90 x 36 x 24in (HxWxD), freestanding, carbon steel, ANSI 61 gray, powder coat finish, single-door, 3-point keylocking handle. | Stock | 2304 | 2411
1418YY36 | Hammond enclosure, NEMA 12, 90 x 36 x 36in (HxWxD), freestanding, carbon steel, ANSI 61 gray, powder coat finish, single-door, 3-point keylocking handle. | from vendor up to 15 business days | 2822 | 2952
1418YYD24 | Hammond enclosure, NEMA 12, 90 x 36 x 24in (HxWxD), freestanding, dual access, carbon steel, ANSI 61 gray, powder coat finish, single-door, 3-point keylocking handle. | from vendor up to 15 business days | 2640 | 2761
1418YYD36 | Hammond enclosure, NEMA 12, 90 x 36 x 36in (HxWxD), freestanding, dual access, carbon steel, ANSI 61 gray, powder coat finish, single-door, 3-point keylocking handle. | from vendor up to 15 business days | 3139 | 3284
1418YYFHP | Hammond enclosure rack mounting angle, carbon steel, full-height mount, RAL 9003 white, powder coat finish. Package of 2. For use with 90x24in (HxW) freestanding enclosures. For mounting 19in rack equipment. Drilled and tapped 10-32 to EIA spacing. | from vendor up to 15 business days | 316 | 337
1418YYHHP | Hammond enclosure rack mounting angle, carbon steel, half-height mount, RAL 9003 white, powder coat finish. Package of 2. For use with 90x24in (HxW) freestanding enclosures. For mounting 19in rack equipment. Drilled and tapped 10-32 to EIA spacing. | from vendor up to 15 business days | 180 | 193
1418ZCS | Hammond enclosure center panel support, carbon steel, RAL 9003 white, powder coat finish. For use with 90in (H) double-door enclosures. Allows (2) single-wide sub-panels (including swing-out panels and rack mount frames) to be mounted in double-door enclosure. | from vendor up to 15 business days | 253 | 270
1418ZW18 | Hammond enclosure, NEMA 12, 72 x 48 x 18in (HxWxD), freestanding, carbon steel, ANSI 61 gray, powder coat finish, double-door, 3-point keylocking handle. | Stock | 2616 | 2735
1418ZW24 | Hammond enclosure, NEMA 12, 72 x 48 x 24in (HxWxD), freestanding, carbon steel, ANSI 61 gray, powder coat finish, double-door, 3-point keylocking handle. | Stock | 2914 | 3050
1418ZWD24 | Hammond enclosure, NEMA 12, 72 x 48 x 24in (HxWxD), freestanding, dual access, carbon steel, ANSI 61 gray, powder coat finish, double-door, 3-point keylocking handle. | from vendor up to 15 business days | 3154 | 3298
1418ZX18 | Hammond enclosure, NEMA 12, 72 x 60 x 18in (HxWxD), freestanding, carbon steel, ANSI 61 gray, powder coat finish, double-door, 3-point keylocking handle. | Stock | 2942 | 3077
1418ZX24 | Hammond enclosure, NEMA 12, 72 x 60 x 24in (HxWxD), freestanding, carbon steel, ANSI 61 gray, powder coat finish, double-door, 3-point keylocking handle. | Stock | 3272 | 3423
1418ZX36 | Hammond enclosure, NEMA 12, 72 x 60 x 36in (HxWxD), freestanding, carbon steel, ANSI 61 gray, powder coat finish, double-door, 3-point keylocking handle. | from vendor up to 15 business days | 3764 | 3937
1418ZXD24 | Hammond enclosure, NEMA 12, 72 x 60 x 24in (HxWxD), freestanding, dual access, carbon steel, ANSI 61 gray, powder coat finish, double-door, 3-point keylocking handle. | from vendor up to 15 business days | 3539 | 3702
1418ZXD36 | Hammond enclosure, NEMA 12, 72 x 60 x 36in (HxWxD), freestanding, dual access, carbon steel, ANSI 61 gray, powder coat finish, double-door, 3-point keylocking handle. | from vendor up to 15 business days | 4072 | 4259
1418ZY18 | Hammond enclosure, NEMA 12, 72 x 72 x 18in (HxWxD), freestanding, carbon steel, ANSI 61 gray, powder coat finish, double-door, 3-point keylocking handle. | Stock | 3267 | 3416
1418ZY24 | Hammond enclosure, NEMA 12, 72 x 72 x 24in (HxWxD), freestanding, carbon steel, ANSI 61 gray, powder coat finish, double-door, 3-point keylocking handle. | Stock | 3527 | 3689
1418ZYD24 | Hammond enclosure, NEMA 12, 72 x 72 x 24in (HxWxD), freestanding, dual access, carbon steel, ANSI 61 gray, powder coat finish, double-door, 3-point keylocking handle. | from vendor up to 15 business days | 3927 | 4106
14190000 | Socomec shaft alignment guide, for use with 5mm shafts longer than 300mm. | Stock | 2 | 2.25
141D2111 | Socomec rotary handle, pistol, S1, black/blue, external front mount, 2-position, lockable in OFF only, defeatable, NEMA 4/4X. | Stock | 31 | 34
141D2115 | Socomec rotary handle, pistol, S1, black/blue, external front mount, 3-position, lockable in OFF only, defeatable, NEMA 4/4X, test function. | Stock | 33 | 36
141D2911 | Socomec rotary handle, pistol, S1, heavy duty metallic hasp, black/blue, external front mount, 2-position, lockable in OFF only, defeatable, NEMA 4/4X. | Stock | 36.5 | 40
141E2111 | Socomec rotary handle, pistol, S1, red/yellow, external front mount, 2-position, lockable in OFF only, defeatable, NEMA 4/4X. | Stock | 31 | 34
141E2115 | Socomec rotary handle, pistol, S1, red/yellow, external front mount, 3-position, lockable in OFF only, defeatable, NEMA 4/4X, test function. | Stock | 33 | 36
141E2911 | Socomec rotary handle, pistol, S1, heavy duty metallic hasp, red/yellow, external front mount, 2-position, lockable in OFF only, defeatable, NEMA 4/4X. | Stock | 36.5 | 40
141F2111 | Socomec rotary handle, pistol, S1, black/blue, external front mount, 2-position, lockable in OFF only, defeatable, NEMA 1/3R/12. | Stock | 25 | 27
141G2111 | Socomec rotary handle, pistol, S1, red/yellow, external front mount, 2-position, lockable in OFF only, defeatable, NEMA 1/3R/12. | Stock | 25 | 27
141H6111 | Socomec rotary handle, pistol, S1, black/blue, external right side mount, 2-position, lockable in OFF only, NEMA 4/4X. | Stock | 31.5 | 34.5
141H6911 | Socomec rotary handle, pistol, S1, heavy duty metallic hasp, black/blue, external right side mount, 2-position, lockable in OFF only, NEMA 4/4X. | Stock | 63 | 69
141I6111 | Socomec rotary handle, pistol, S1, red/yellow, external right side mount, 2-position, lockable in OFF only, NEMA 4/4X. | Stock | 31.5 | 34.5
141I6911 | Socomec rotary handle, pistol, S1, heavy duty metallic hasp, red/yellow, external right side mount, 2-position, lockable in OFF only, NEMA 4/4X. | Stock | 63 | 69
1421T6CL | Hammond mounting feet, rubber, clear. Package of 24. | Stock | 6.75 | 7
1422A8F | Hammond enclosure, NEMA 12, 54 x 42 x 8in (HxWxD), floor mount, carbon steel, ANSI 61 gray, powder coat finish, double-door, 3-point keylocking handle. | Stock | 1672 | 1765
1422B10F | Hammond enclosure, NEMA 12, 60 x 48 x 10in (HxWxD), floor mount, carbon steel, ANSI 61 gray, powder coat finish, double-door, 3-point keylocking handle. | Stock | 2262 | 2380
1422B12F | Hammond enclosure, NEMA 12, 60 x 48 x 12in (HxWxD), floor mount, carbon steel, ANSI 61 gray, powder coat finish, double-door, 3-point keylocking handle. | Stock | 2322 | 2443
1422B16F | Hammond enclosure, NEMA 12, 60 x 48 x 16in (HxWxD), floor mount, carbon steel, ANSI 61 gray, powder coat finish, double-door, 3-point keylocking handle. | Stock | 2438 | 2565
1422B20F | Hammond enclosure, NEMA 12, 60 x 48 x 20in (HxWxD), floor mount, carbon steel, ANSI 61 gray, powder coat finish, double-door, 3-point keylocking handle. | Stock | 2622 | 2753
1422B24F | Hammond enclosure, NEMA 12, 60 x 48 x 24in (HxWxD), floor mount, carbon steel, ANSI 61 gray, powder coat finish, double-door, 3-point keylocking handle. | from vendor up to 15 business days | 2745 | 2882
1422B8F | Hammond enclosure, NEMA 12, 60 x 48 x 8in (HxWxD), floor mount, carbon steel, ANSI 61 gray, powder coat finish, double-door, 3-point keylocking handle. | from vendor up to 15 business days | 2255 | 2374
1422D10F | Hammond enclosure, NEMA 12, 60 x 60 x 10in (HxWxD), floor mount, carbon steel, ANSI 61 gray, powder coat finish, double-door, 3-point keylocking handle. | Stock | 2634 | 2775
1422D12F | Hammond enclosure, NEMA 12, 60 x 60 x 12in (HxWxD), floor mount, carbon steel, ANSI 61 gray, powder coat finish, double-door, 3-point keylocking handle. | Stock | 2638 | 2779
1422D16F | Hammond enclosure, NEMA 12, 60 x 60 x 16in (HxWxD), floor mount, carbon steel, ANSI 61 gray, powder coat finish, double-door, 3-point keylocking handle. | Stock | 2771 | 2916
1422D24F | Hammond enclosure, NEMA 12, 60 x 60 x 24in (HxWxD), floor mount, carbon steel, ANSI 61 gray, powder coat finish, double-door, 3-point keylocking handle. | Stock | 3108 | 3265
1422E10F | Hammond enclosure, NEMA 12, 72 x 60 x 10in (HxWxD), floor mount, carbon steel, ANSI 61 gray, powder coat finish, double-door, 3-point keylocking handle. | Stock | 3033 | 3197
1422E12F | Hammond enclosure, NEMA 12, 72 x 60 x 12in (HxWxD), floor mount, carbon steel, ANSI 61 gray, powder coat finish, double-door, 3-point keylocking handle. | Stock | 3036 | 3199
1422E16F | Hammond enclosure, NEMA 12, 72 x 60 x 16in (HxWxD), floor mount, carbon steel, ANSI 61 gray, powder coat finish, double-door, 3-point keylocking handle. | Stock | 3184 | 3355
1422E20F | Hammond enclosure, NEMA 12, 72 x 60 x 20in (HxWxD), floor mount, carbon steel, ANSI 61 gray, powder coat finish, double-door, 3-point keylocking handle. | Stock | 3417 | 3594
1422E24F | Hammond enclosure, NEMA 12, 72 x 60 x 24in (HxWxD), floor mount, carbon steel, ANSI 61 gray, powder coat finish, double-door, 3-point keylocking handle. | Stock | 3567 | 3750
1422F10F | Hammond enclosure, NEMA 12, 72 x 72 x 10in (HxWxD), floor mount, carbon steel, ANSI 61 gray, powder coat finish, double-door, 3-point keylocking handle. | from vendor up to 15 business days | 3413 | 3603
1422F12F | Hammond enclosure, NEMA 12, 72 x 72 x 12in (HxWxD), floor mount, carbon steel, ANSI 61 gray, powder coat finish, double-door, 3-point keylocking handle. | Stock | 3419 | 3608
1422F16F | Hammond enclosure, NEMA 12, 72 x 72 x 16in (HxWxD), floor mount, carbon steel, ANSI 61 gray, powder coat finish, double-door, 3-point keylocking handle. | Stock | 3581 | 3776
1422F20F | Hammond enclosure, NEMA 12, 72 x 72 x 20in (HxWxD), floor mount, carbon steel, ANSI 61 gray, powder coat finish, double-door, 3-point keylocking handle. | Stock | 3836 | 4040
1422F24F | Hammond enclosure, NEMA 12, 72 x 72 x 24in (HxWxD), floor mount, carbon steel, ANSI 61 gray, powder coat finish, double-door, 3-point keylocking handle. | Stock | 4002 | 4209
1422MD3 | Hammond enclosure, NEMA 12, 86 x 112 x 14in (HxWxD), freestanding, carbon steel, ANSI 61 gray, powder coat finish, 3-door, 3-point keylocking handle. | from vendor up to 15 business days | 8242 | 8862
1422MD320 | Hammond enclosure, NEMA 12, 86 x 112 x 20in (HxWxD), freestanding, carbon steel, ANSI 61 gray, powder coat finish, 3-door, 3-point keylocking handle. | from vendor up to 15 business days | 8518 | 9159
1422MD4 | Hammond enclosure, NEMA 12, 86 x 149 x 14in (HxWxD), freestanding, carbon steel, ANSI 61 gray, powder coat finish, 4-door, 3-point keylocking handle. | from vendor up to 15 business days | 10339 | 11117
1422MD420 | Hammond enclosure, NEMA 12, 86 x 149 x 20in (HxWxD), freestanding, carbon steel, ANSI 61 gray, powder coat finish, 4-door, 3-point keylocking handle. | from vendor up to 15 business days | 10720 | 11526
1422N4B10F | Hammond enclosure, NEMA 3R/4/12/13, 60 x 48 x 10in (HxWxD), floor mount, carbon steel, ANSI 61 gray, powder coat finish, 2-door, stainless steel clamps, padlock hasp and staple. | Stock | 3137 | 3336
1422N4D12F | Hammond enclosure, NEMA 3R/4/12/13, 60 x 60 x 12in (HxWxD), floor mount, carbon steel, ANSI 61 gray, powder coat finish, 2-door, stainless steel clamps, padlock hasp and staple. | Stock | 3655 | 3890
1422N4E12F | Hammond enclosure, NEMA 3R/4/12/13, 72 x 60 x 12in (HxWxD), floor mount, carbon steel, ANSI 61 gray, powder coat finish, 2-door, stainless steel clamps, padlock hasp and staple. | from vendor up to 15 business days | 4091 | 4353
1422N4F12F | Hammond enclosure, NEMA 3R/4/12/13, 72 x 72 x 12in (HxWxD), floor mount, carbon steel, ANSI 61 gray, powder coat finish, 2-door, stainless steel clamps, padlock hasp and staple. | Stock | 4600 | 4893
1422N4F24F | Hammond enclosure, NEMA 3R/4/12/13, 72 x 72 x 24in (HxWxD), floor mount, carbon steel, ANSI 61 gray, powder coat finish, 2-door, stainless steel clamps, padlock hasp and staple. | Stock | 5287 | 5625
1422N4S16B12F | Hammond enclosure, NEMA 3R/4/4X/12/13, 60 x 48 x 12in (HxWxD), floor mount, 316 stainless steel, #4 brush finish, 2-door, stainless steel clamps, padlock hasp and staple. | from vendor up to 15 business days | 8133 | 8728
1422N4S16D12F | Hammond enclosure, NEMA 3R/4/4X/12/13, 60 x 60 x 12in (HxWxD), floor mount, 316 stainless steel, #4 brush finish, 2-door, stainless steel clamps, padlock hasp and staple. | from vendor up to 15 business days | 9150 | 9820
1422N4S16E12F | Hammond enclosure, NEMA 3R/4/4X/12/13, 72 x 60 x 12in (HxWxD), floor mount, 316 stainless steel, #4 brush finish, 2-door, stainless steel clamps, padlock hasp and staple. | from vendor up to 15 business days | 10997 | 11802
1422N4S16F12F | Hammond enclosure, NEMA 3R/4/4X/12/13, 72 x 72 x 12in (HxWxD), floor mount, 316 stainless steel, #4 brush finish, 2-door, stainless steel clamps, padlock hasp and staple. | from vendor up to 15 business days | 11328 | 12156
1422N4S16F24F | Hammond enclosure, NEMA 3R/4/4X/12/13, 72 x 72 x 24in (HxWxD), floor mount, 316 stainless steel, #4 brush finish, 2-door, stainless steel clamps, padlock hasp and staple. | from vendor up to 15 business days | 14305 | 15351
1422N4SSB12F | Hammond enclosure, NEMA 3R/4/4X/12/13, 60 x 48 x 12in (HxWxD), floor mount, 304 stainless steel, #4 brush finish, 2-door, stainless steel clamps, padlock hasp and staple. | Stock | 6812 | 7311
1422N4SSD12F | Hammond enclosure, NEMA 3R/4/4X/12/13, 60 x 60 x 12in (HxWxD), floor mount, 304 stainless steel, #4 brush finish, 2-door, stainless steel clamps, padlock hasp and staple. | Stock | 7689 | 8251
1422N4SSE12F | Hammond enclosure, NEMA 3R/4/4X/12/13, 72 x 60 x 12in (HxWxD), floor mount, 304 stainless steel, #4 brush finish, 2-door, stainless steel clamps, padlock hasp and staple. | from vendor up to 15 business days | 9214 | 9887
1422N4SSF12F | Hammond enclosure, NEMA 3R/4/4X/12/13, 72 x 72 x 12in (HxWxD), floor mount, 304 stainless steel, #4 brush finish, 2-door, stainless steel clamps, padlock hasp and staple. | from vendor up to 15 business days | 9516 | 10211
1422N4SSF24F | Hammond enclosure, NEMA 3R/4/4X/12/13, 72 x 72 x 24in (HxWxD), floor mount, 304 stainless steel, #4 brush finish, 2-door, stainless steel clamps, padlock hasp and staple. | Stock | 12006 | 12884
1422P10 | Hammond enclosure, NEMA 12, 24 x 42 x 10in (HxWxD), wall mount, carbon steel, ANSI 61 gray, powder coat finish, double-door, 3-point keylocking handle. | Stock | 1032 | 1099
1422P8 | Hammond enclosure, NEMA 12, 24 x 42 x 8in (HxWxD), wall mount, carbon steel, ANSI 61 gray, powder coat finish, double-door, 3-point keylocking handle. | Stock | 859 | 916
1422PW8 | Hammond enclosure, NEMA 12, 24 x 48 x 8in (HxWxD), wall mount, carbon steel, ANSI 61 gray, powder coat finish, double-door, 3-point keylocking handle. | Stock | 941 | 1001
1422R10 | Hammond enclosure, NEMA 12, 30 x 42 x 10in (HxWxD), wall mount, carbon steel, ANSI 61 gray, powder coat finish, double-door, 3-point keylocking handle. | Stock | 1036 | 1104
1422RW10 | Hammond enclosure, NEMA 12, 30 x 48 x 10in (HxWxD), wall mount, carbon steel, ANSI 61 gray, powder coat finish, double-door, 3-point keylocking handle. | Stock | 1134 | 1208
1422RX10 | Hammond enclosure, NEMA 12, 30 x 60 x 10in (HxWxD), wall mount, carbon steel, ANSI 61 gray, powder coat finish, double-door, 3-point keylocking handle. | Stock | 1357 | 1446
1422UV12 | Hammond enclosure, NEMA 12, 36 x 42 x 12in (HxWxD), wall mount, carbon steel, ANSI 61 gray, powder coat finish, double-door, 3-point keylocking handle. | Stock | 1243 | 1324
1422UW12 | Hammond enclosure, NEMA 12, 36 x 48 x 12in (HxWxD), wall mount, carbon steel, ANSI 61 gray, powder coat finish, double-door, 3-point keylocking handle. | Stock | 1330 | 1415
1422UX12 | Hammond enclosure, NEMA 12, 36 x 60 x 12in (HxWxD), wall mount, carbon steel, ANSI 61 gray, powder coat finish, double-door, 3-point keylocking handle. | Stock | 1561 | 1662
1422VV12 | Hammond enclosure, NEMA 12, 42 x 42 x 12in (HxWxD), wall mount, carbon steel, ANSI 61 gray, powder coat finish, double-door, 3-point keylocking handle. | Stock | 1375 | 1465
1422VW12 | Hammond enclosure, NEMA 12, 42 x 48 x 12in (HxWxD), wall mount, carbon steel, ANSI 61 gray, powder coat finish, double-door, 3-point keylocking handle. | Stock | 1513 | 1611
1422VX12 | Hammond enclosure, NEMA 12, 42 x 60 x 12in (HxWxD), wall mount, carbon steel, ANSI 61 gray, powder coat finish, double-door, 3-point keylocking handle. | Stock | 1756 | 1870
1422WW12 | Hammond enclosure, NEMA 12, 48 x 48 x 12in (HxWxD), wall mount, carbon steel, ANSI 61 gray, powder coat finish, double-door, 3-point keylocking handle. | Stock | 1643 | 1748
1425BH | Hammond caster set, 1050lb capacity. (4) zinc-plated swivel casters and mounting hardware included. | Stock | 128 | 131
1425BM | Hammond caster set, 700lb capacity. (4) zinc-plated swivel casters and mounting hardware included. | Stock | 64 | 66
1427B2BK | Hammond pull handle, 1.25in, carbon steel, black. Package of 2. For use with Hammond RM1UxxxxxBK enclosures. Mounting hardware included. | Stock | 5.25 | 5.5
1427E1BK | Hammond pull handle, 2.00in, carbon steel, black. Package of 2. For use with Hammond RM2UxxxxxBK enclosures. Mounting hardware included. | Stock | 5.25
1427LKN1 | Hammond enclosure latch, keylocking, 1/4-turn flush-mount, 1-point, plated steel, chrome finish. For use with 1420 and N1A enclosures. (2) keys included. | Stock | 29 | 31
1427P1BK | Hammond pull handle, 2.80in, carbon steel, black. Package of 2. For use with Hammond RM3UxxxxxBK and RM4UxxxxxBK enclosures. Mounting hardware included. | Stock | 8.5
14290000 | Socomec shaft alignment guide, for use with 10mm shafts and above longer than 300mm. | Stock | 5.25 | 5.75
142D2111 | Socomec rotary handle, pistol, S2, black/blue, external front mount, 2-position, lockable in OFF only, defeatable, NEMA 4/4X. | Stock | 50 | 54
142D2113 | Socomec rotary handle, pistol, S2, black/blue, external front mount, 3-position, lockable in OFF only, defeatable, NEMA 4/4X. For use with SIRCOVER transfer switch bodies. | Stock | 50 | 55
142D2115 | Socomec rotary handle, pistol, S2, black/blue, external front mount, 3-position, lockable in OFF only, defeatable, NEMA 4/4X, test function. | Stock | 62 | 68
142D2813 | Socomec rotary handle, pistol, S2, black/blue, external front mount, 3-position, lockable in I-off-II, defeatable, NEMA 4/4X. For use with SIRCOVER transfer switch bodies. | Stock | 51 | 56
142D2911 | Socomec rotary handle, pistol, S2, heavy duty metallic hasp, black/blue, external front mount, 2-position, lockable in OFF only, defeatable, NEMA 4/4X. | Stock | 62 | 68
142E2111 | Socomec rotary handle, pistol, S2, red/yellow, external front mount, 2-position, lockable in OFF only, defeatable, NEMA 4/4X. | Stock | 50 | 54
142E2113 | Socomec rotary handle, pistol, S2, red/yellow, external front mount, 3-position, lockable in OFF only, defeatable, NEMA 4/4X. For use with SIRCOVER transfer switch bodies. | Stock | 50 | 55
142E2115 | Socomec rotary handle, pistol, S2, red/yellow, external front mount, 3-position, lockable in OFF only, defeatable, NEMA 4/4X, test function. | Stock | 62 | 68
142E2813 | Socomec rotary handle, pistol, S2, red/yellow, external front mount, 3-position, lockable in I-off-II, defeatable, NEMA 4/4X. For use with SIRCOVER transfer switch bodies. | Stock | 51 | 56
142E2911 | Socomec rotary handle, pistol, S2, heavy duty metallic hasp, red/yellow, external front mount, 2-position, lockable in OFF only, defeatable, NEMA 4/4X. | Stock | 62 | 68
142F2111 | Socomec rotary handle, pistol, S2, black/blue, external front mount, 2-position, lockable in OFF only, defeatable, NEMA 1/3R/12. | Stock | 36 | 39
142F2113 | Socomec rotary handle, pistol, S2, black/blue, external front mount, 3-position, lockable in OFF only, defeatable, NEMA 1/3R/12. For use with SIRCOVER transfer switch bodies. | Stock | 46.5 | 51
142F2813 | Socomec rotary handle, pistol, S2, black/blue, external front mount, 3-position, lockable in I-off-II, defeatable, NEMA 1/3R/12. For use with SIRCOVER transfer switch bodies. | Stock | 46.5 | 51
142G2111 | Socomec rotary handle, pistol, S2, red/yellow, external front mount, 2-position, lockable in OFF only, defeatable, NEMA 1/3R/12. | Stock | 36 | 39
142G2113 | Socomec rotary handle, pistol, S2, red/yellow, external front mount, 3-position, lockable in OFF only, defeatable, NEMA 1/3R/12. For use with SIRCOVER transfer switch bodies. | Stock | 46.5 | 51
142G2813 | Socomec rotary handle, pistol, S2, red/yellow, external front mount, 3-position, lockable in I-off-II, defeatable, NEMA 1/3R/12. For use with SIRCOVER transfer switch bodies. | Stock | 46.5 | 51
142H6111 | Socomec rotary handle, pistol, S2, black/blue, external right side mount, 2-position, lockable in OFF only, NEMA 4/4X. | Stock | 46.5 | 51
142H6911 | Socomec rotary handle, pistol, S2, heavy duty metallic hasp, black/blue, external right side mount, 2-position, lockable in OFF only, NEMA 4/4X. | Stock | 77 | 84
142I6111 | Socomec rotary handle, pistol, S2, red/yellow, external right side mount, 2-position, lockable in OFF only, NEMA 4/4X. | Stock | 46.5 | 51
142I6911 | Socomec rotary handle, pistol, S2, heavy duty metallic hasp, red/yellow, external right side mount, 2-position, lockable in OFF only, NEMA 4/4X. | Stock | 77 | 84
1435A | Hammond pushbutton enclosure, 1 hole, 30mm, NEMA 12/13, 4 x 4 x 3in (HxWxD), wall mount, carbon steel, ANSI 61 gray, powder coat finish, screw cover. | Stock | 57 | 61
1435B | Hammond pushbutton enclosure, 2 holes, 30mm, NEMA 12/13, 6 x 4 x 3in (HxWxD), wall mount, carbon steel, ANSI 61 gray, powder coat finish, screw cover. | Stock | 66 | 70
1435C | Hammond pushbutton enclosure, 3 holes, 30mm, NEMA 12/13, 8 x 4 x 3in (HxWxD), wall mount, carbon steel, ANSI 61 gray, powder coat finish, screw cover. | Stock | 74 | 80
1435D | Hammond pushbutton enclosure, 4 holes, 30mm, NEMA 12/13, 11 x 4 x 3in (HxWxD), wall mount, carbon steel, ANSI 61 gray, powder coat finish, screw cover. | Stock | 84 | 90
1435F | Hammond pushbutton enclosure, 4 holes, 30mm, NEMA 12/13, 8 x 7 x 3in (HxWxD), wall mount, carbon steel, ANSI 61 gray, powder coat finish, hinged screw cover. | Stock | 95 | 102
1435H | Hammond pushbutton enclosure, 6 holes, 30mm, NEMA 12/13, 10 x 7 x 3in (HxWxD), wall mount, carbon steel, ANSI 61 gray, powder coat finish, hinged screw cover. | Stock | 108 | 115
1435K | Hammond pushbutton enclosure, 9 holes, 30mm, NEMA 12/13, 10 x 9 x 3in (HxWxD), wall mount, carbon steel, ANSI 61 gray, powder coat finish, hinged screw cover. | Stock | 125 | 134
1435MA | Hammond pushbutton enclosure, 1 hole, 22mm, NEMA 12/13, 4 x 4 x 3in (HxWxD), wall mount, carbon steel, ANSI 61 gray, powder coat finish, screw cover. | Stock | 56 | 59
1435MB | Hammond pushbutton enclosure, 2 holes, 22mm, NEMA 12/13, 6 x 4 x 3in (HxWxD), wall mount, carbon steel, ANSI 61 gray, powder coat finish, screw cover. | Stock | 64 | 68
1435MC | Hammond pushbutton enclosure, 3 holes, 22mm, NEMA 12/13, 8 x 4 x 3in (HxWxD), wall mount, carbon steel, ANSI 61 gray, powder coat finish, screw cover. | Stock | 72 | 77
1435MD | Hammond pushbutton enclosure, 4 holes, 22mm, NEMA 12/13, 11 x 4 x 3in (HxWxD), wall mount, carbon steel, ANSI 61 gray, powder coat finish, screw cover. | Stock | 79 | 85
1435MF | Hammond pushbutton enclosure, 4 holes, 22mm, NEMA 12/13, 8 x 7 x 3in (HxWxD), wall mount, carbon steel, ANSI 61 gray, powder coat finish, hinged screw cover. | Stock | 92 | 100
1435MH | Hammond pushbutton enclosure, 6 holes, 22mm, NEMA 12/13, 10 x 7 x 3in (HxWxD), wall mount, carbon steel, ANSI 61 gray, powder coat finish, hinged screw cover. | Stock | 104 | 113
1435MK | Hammond pushbutton enclosure, 9 holes, 22mm, NEMA 12/13, 10 x 9 x 3in (HxWxD), wall mount, carbon steel, ANSI 61 gray, powder coat finish, hinged screw cover. | Stock | 144 | 153
1435MO | Hammond pushbutton enclosure, 12 holes, 22mm, NEMA 12/13, 12 x 9 x 3in (HxWxD), wall mount, carbon steel, ANSI 61 gray, powder coat finish, hinged screw cover. | Stock | 137 | 147
1435MS | Hammond pushbutton enclosure, 16 holes, 22mm, NEMA 12/13, 12 x 11 x 3in (HxWxD), wall mount, carbon steel, ANSI 61 gray, powder coat finish, hinged screw cover. | Stock | 157 | 168
1435MS16A | Hammond pushbutton enclosure, 1 hole, 22mm, NEMA 3R/4/4X, 4 x 4 x 3in (HxWxD), wall mount, 316 stainless steel, #4 brush finish, screw cover. | Stock | 177 | 190
1435MS16B | Hammond pushbutton enclosure, 2 holes, 22mm, NEMA 3R/4/4X, 6 x 4 x 3in (HxWxD), wall mount, 316 stainless steel, #4 brush finish, screw cover. | Stock | 209 | 225
1435MS16C | Hammond pushbutton enclosure, 3 holes, 22mm, NEMA 3R/4/4X, 8 x 4 x 3in (HxWxD), wall mount, 316 stainless steel, #4 brush finish, screw cover. | Stock | 241 | 260
1435MS16D | Hammond pushbutton enclosure, 4 holes, 22mm, NEMA 3R/4/4X, 11 x 4 x 3in (HxWxD), wall mount, 316 stainless steel, #4 brush finish, screw cover. | Stock | 273 | 294
1435MS16H | Hammond pushbutton enclosure, 6 holes, 22mm, NEMA 3R/4/4X, 10 x 7 x 3in (HxWxD), wall mount, 316 stainless steel, #4 brush finish, hinged screw cover. | from vendor up to 15 business days | 361 | 388
1435MS16K | Hammond pushbutton enclosure, 9 holes, 22mm, NEMA 3R/4/4X, 10 x 9 x 3in (HxWxD), wall mount, 316 stainless steel, #4 brush finish, hinged screw cover. | Stock | 428 | 460
1435MS16O | Hammond pushbutton enclosure, 12 holes, 22mm, NEMA 3R/4/4X, 12 x 9 x 3in (HxWxD), wall mount, 316 stainless steel, #4 brush finish, hinged screw cover. | from vendor up to 15 business days | 490 | 527
1435MSSA | Hammond pushbutton enclosure, 1 hole, 22mm, NEMA 3R/4/4X, 4 x 4 x 3in (HxWxD), wall mount, 304 stainless steel, #4 brush finish, screw cover. | Stock | 140 | 152
1435MSSB | Hammond pushbutton enclosure, 2 holes, 22mm, NEMA 3R/4/4X, 6 x 4 x 3in (HxWxD), wall mount, 304 stainless steel, #4 brush finish, screw cover. | Stock | 165 | 178
1435MSSC | Hammond pushbutton enclosure, 3 holes, 22mm, NEMA 3R/4/4X, 8 x 4 x 3in (HxWxD), wall mount, 304 stainless steel, #4 brush finish, screw cover. | Stock | 192 | 207
1435MSSD | Hammond pushbutton enclosure, 4 holes, 22mm, NEMA 3R/4/4X, 11 x 4 x 3in (HxWxD), wall mount, 304 stainless steel, #4 brush finish, screw cover. | Stock | 216 | 233
1435MSSH | Hammond pushbutton enclosure, 6 holes, 22mm, NEMA 3R/4/4X, 10 x 7 x 3in (HxWxD), wall mount, 304 stainless steel, #4 brush finish, hinged screw cover. | Stock | 290 | 313
1435MSSK | Hammond pushbutton enclosure, 9 holes, 22mm, NEMA 3R/4/4X, 10 x 9 x 3in (HxWxD), wall mount, 304 stainless steel, #4 brush finish, hinged screw cover. | from vendor up to 15 business days | 344 | 370
1435MSSO | Hammond pushbutton enclosure, 12 holes, 22mm, NEMA 3R/4/4X, 12 x 9 x 3in (HxWxD), wall mount, 304 stainless steel, #4 brush finish, hinged screw cover. | from vendor up to 15 business days | 394 | 424
1435O | Hammond pushbutton enclosure, 12 holes, 30mm, NEMA 12/13, 12 x 9 x 3in (HxWxD), wall mount, carbon steel, ANSI 61 gray, powder coat finish, hinged screw cover. | from vendor up to 15 business days | 141 | 151
1435S | Hammond pushbutton enclosure, 16 holes, 30mm, NEMA 12/13, 12 x 11 x 3in (HxWxD), wall mount, carbon steel, ANSI 61 gray, powder coat finish, hinged screw cover. | from vendor up to 15 business days | 162 | 174
1435S16A | Hammond pushbutton enclosure, 1 hole, 30mm, NEMA 3R/4/4X, 4 x 4 x 3in (HxWxD), wall mount, 316 stainless steel, #4 brush finish, screw cover. | Stock | 175 | 188
1435S16B | Hammond pushbutton enclosure, 2 holes, 30mm, NEMA 3R/4/4X, 6 x 4 x 3in (HxWxD), wall mount, 316 stainless steel, #4 brush finish, screw cover. | Stock | 206 | 223
1435S16C | Hammond pushbutton enclosure, 3 holes, 30mm, NEMA 3R/4/4X, 8 x 4 x 3in (HxWxD), wall mount, 316 stainless steel, #4 brush finish, screw cover. | Stock | 238 | 256
1435S16D | Hammond pushbutton enclosure, 4 holes, 30mm, NEMA 3R/4/4X, 11 x 4 x 3in (HxWxD), wall mount, 316 stainless steel, #4 brush finish, screw cover. | from vendor up to 15 business days | 270 | 290
1435S16H | Hammond pushbutton enclosure, 6 holes, 30mm, NEMA 3R/4/4X, 10 x 7 x 3in (HxWxD), wall mount, 316 stainless steel, #4 brush finish, hinged screw cover. | Stock | 356 | 383
1435S16K | Hammond pushbutton enclosure, 9 holes, 30mm, NEMA 3R/4/4X, 10 x 9 x 3in (HxWxD), wall mount, 316 stainless steel, #4 brush finish, hinged screw cover. | from vendor up to 15 business days | 422 | 454
1435S16O | Hammond pushbutton enclosure, 12 holes, 30mm, NEMA 3R/4/4X, 12 x 9 x 3in (HxWxD), wall mount, 316 stainless steel, #4 brush finish, hinged screw cover. | from vendor up to 15 business days | 483 | 519
1435SSA | Hammond pushbutton enclosure, 1 hole, 30mm, NEMA 3R/4/4X, 4 x 4 x 3in (HxWxD), wall mount, 304 stainless steel, #4 brush finish, screw cover. | Stock | 138 | 149
1435SSB | Hammond pushbutton enclosure, 2 holes, 30mm, NEMA 3R/4/4X, 6 x 4 x 3in (HxWxD), wall mount, 304 stainless steel, #4 brush finish, screw cover. | Stock | 163 | 175
1435SSC | Hammond pushbutton enclosure, 3 holes, 30mm, NEMA 3R/4/4X, 8 x 4 x 3in (HxWxD), wall mount, 304 stainless steel, #4 brush finish, screw cover. | Stock | 188 | 203
1435SSD | Hammond pushbutton enclosure, 4 holes, 30mm, NEMA 3R/4/4X, 11 x 4 x 3in (HxWxD), wall mount, 304 stainless steel, #4 brush finish, screw cover. | Stock | 219 | 236
1435SSH | Hammond pushbutton enclosure, 6 holes, 30mm, NEMA 3R/4/4X, 10 x 7 x 3in (HxWxD), wall mount, 304 stainless steel, #4 brush finish, hinged screw cover. | Stock | 288 | 309
1435SSK | Hammond pushbutton enclosure, 9 holes, 30mm, NEMA 3R/4/4X, 10 x 9 x 3in (HxWxD), wall mount, 304 stainless steel, #4 brush finish, hinged screw cover. | Stock | 340 | 366
1435SSO | Hammond pushbutton enclosure, 12 holes, 30mm, NEMA 3R/4/4X, 12 x 9 x 3in (HxWxD), wall mount, 304 stainless steel, #4 brush finish, hinged screw cover. | from vendor up to 15 business days | 390 | 419
1437A | Hammond pushbutton enclosure, 1 hole, 30mm, NEMA 12/13, 4 x 4 x 5in (HxWxD), wall mount, carbon steel, ANSI 61 gray, powder coat finish, screw cover. | Stock | 72 | 78
1437B | Hammond pushbutton enclosure, 2 holes, 30mm, NEMA 12/13, 6 x 4 x 5in (HxWxD), wall mount, carbon steel, ANSI 61 gray, powder coat finish, hinged screw cover. | Stock | 84 | 90
1437C | Hammond pushbutton enclosure, 3 holes, 30mm, NEMA 12/13, 8 x 4 x 5in (HxWxD), wall mount, carbon steel, ANSI 61 gray, powder coat finish, hinged screw cover. | Stock | 95 | 101
1437D | Hammond pushbutton enclosure, 4 holes, 30mm, NEMA 12/13, 10 x 4 x 5in (HxWxD), wall mount, carbon steel, ANSI 61 gray, powder coat finish, hinged screw cover. | Stock | 105 | 112
1437F | Hammond pushbutton enclosure, 4 holes, 30mm, NEMA 12/13, 8 x 7 x 5in (HxWxD), wall mount, carbon steel, ANSI 61 gray, powder coat finish, hinged screw cover. | Stock | 108 | 115
1437H | Hammond pushbutton enclosure, 6 holes, 30mm, NEMA 12/13, 10 x 7 x 5in (HxWxD), wall mount, carbon steel, ANSI 61 gray, powder coat finish, hinged screw cover. | Stock | 122 | 131
1437K | Hammond pushbutton enclosure, 9 holes, 30mm, NEMA 12/13, 10 x 9 x 5in (HxWxD), wall mount, carbon steel, ANSI 61 gray, powder coat finish, hinged screw cover. | Stock | 139 | 149
1437MA | Hammond pushbutton enclosure, 1 hole, 22mm, NEMA 12/13, 4 x 4 x 5in (HxWxD), wall mount, carbon steel, ANSI 61 gray, powder coat finish, screw cover. | Stock | 70 | 75
1437MB | Hammond pushbutton enclosure, 2 holes, 22mm, NEMA 12/13, 6 x 4 x 5in (HxWxD), wall mount, carbon steel, ANSI 61 gray, powder coat finish, hinged screw cover. | Stock | 81 | 88
1437MC | Hammond pushbutton enclosure, 3 holes, 22mm, NEMA 12/13, 8 x 4 x 5in (HxWxD), wall mount, carbon steel, ANSI 61 gray, powder coat finish, hinged screw cover. | Stock | 92 | 99
1437MD | Hammond pushbutton enclosure, 4 holes, 22mm, NEMA 12/13, 10 x 4 x 5in (HxWxD), wall mount, carbon steel, ANSI 61 gray, powder coat finish, hinged screw cover. | Stock | 102 | 110
1437MF | Hammond pushbutton enclosure, 4 holes, 22mm, NEMA 12/13, 8 x 7 x 5in (HxWxD), wall mount, carbon steel, ANSI 61 gray, powder coat finish, hinged screw cover. | Stock | 104 | 112
1437MH | Hammond pushbutton enclosure, 6 holes, 22mm, NEMA 12/13, 10 x 7 x 5in (HxWxD), wall mount, carbon steel, ANSI 61 gray, powder coat finish, hinged screw cover. | Stock | 119 | 127
1437MK | Hammond pushbutton enclosure, 9 holes, 22mm, NEMA 12/13, 10 x 9 x 5in (HxWxD), wall mount, carbon steel, ANSI 61 gray, powder coat finish, hinged screw cover. | from vendor up to 15 business days | 136 | 145
1437MO | Hammond pushbutton enclosure, 12 holes, 22mm, NEMA 12/13, 12 x 9 x 5in (HxWxD), wall mount, carbon steel, ANSI 61 gray, powder coat finish, hinged screw cover. | from vendor up to 15 business days | 155 | 166
1437MS | Hammond pushbutton enclosure, 16 holes, 22mm, NEMA 12/13, 12 x 11 x 5in (HxWxD), wall mount, carbon steel, ANSI 61 gray, powder coat finish, hinged screw cover. | from vendor up to 15 business days | 177 | 190
1437MS16A | Hammond pushbutton enclosure, 1 hole, 22mm, NEMA 4/4X, 4 x 4 x 5in (HxWxD), wall mount, 316 stainless steel, #4 brush finish, screw cover. | from vendor up to 15 business days | 225 | 242
1437MS16B | Hammond pushbutton enclosure, 2 holes, 22mm, NEMA 4/4X, 6 x 4 x 5in (HxWxD), wall mount, 316 stainless steel, #4 brush finish, hinged screw cover. | from vendor up to 15 business days | 276 | 297
1437MS16C | Hammond pushbutton enclosure, 3 holes, 22mm, NEMA 4/4X, 8 x 4 x 5in (HxWxD), wall mount, 316 stainless steel, #4 brush finish, hinged screw cover. | from vendor up to 15 business days | 321 | 345
1437MS16D | Hammond pushbutton enclosure, 4 holes, 22mm, NEMA 4/4X, 10 x 4 x 5in (HxWxD), wall mount, 316 stainless steel, #4 brush finish, hinged screw cover. | from vendor up to 15 business days | 362 | 389
1437MSSA | Hammond pushbutton enclosure, 1 hole, 22mm, NEMA 4/4X, 4 x 4 x 5in (HxWxD), wall mount, 304 stainless steel, #4 brush finish, screw cover. | Stock | 173 | 186
1437MSSB | Hammond pushbutton enclosure, 2 holes, 22mm, NEMA 4/4X, 6 x 4 x 5in (HxWxD), wall mount, 304 stainless steel, #4 brush finish, hinged screw cover. | Stock | 213 | 229
1437MSSC | Hammond pushbutton enclosure, 3 holes, 22mm, NEMA 4/4X, 8 x 4 x 5in (HxWxD), wall mount, 304 stainless steel, #4 brush finish, hinged screw cover. | Stock | 247 | 265
1437MSSD | Hammond pushbutton enclosure, 4 holes, 22mm, NEMA 4/4X, 10 x 4 x 5in (HxWxD), wall mount, 304 stainless steel, #4 brush finish, hinged screw cover. | Stock | 277 | 298
1437MV | Hammond pushbutton enclosure, 20 holes, 22mm, NEMA 12/13, 14 x 11 x 5in (HxWxD), wall mount, carbon steel, ANSI 61 gray, powder coat finish, hinged screw cover. | from vendor up to 15 business days | 198 | 211
1437MX | Hammond pushbutton enclosure, 25 holes, 22mm, NEMA 12/13, 14 x 13 x 5in (HxWxD), wall mount, carbon steel, ANSI 61 gray, powder coat finish, hinged screw cover. | Stock | 223 | 238
1437O | Hammond pushbutton enclosure, 12 holes, 30mm, NEMA 12/13, 12 x 9 x 5in (HxWxD), wall mount, carbon steel, ANSI 61 gray, powder coat finish, hinged screw cover. | Stock | 160 | 171
1437S | Hammond pushbutton enclosure, 16 holes, 30mm, NEMA 12/13, 12 x 11 x 5in (HxWxD), wall mount, carbon steel, ANSI 61 gray, powder coat finish, hinged screw cover. | from vendor up to 15 business days | 183 | 195
1437S16A | Hammond pushbutton enclosure, 1 hole, 30mm, NEMA 4/4X, 4 x 4 x 5in (HxWxD), wall mount, 316 stainless steel, #4 brush finish, screw cover. | Stock | 208 | 224
1437S16B | Hammond pushbutton enclosure, 2 holes, 30mm, NEMA 4/4X, 6 x 4 x 5in (HxWxD), wall mount, 316 stainless steel, #4 brush finish, hinged screw cover. | Stock | 256 | 275
1437S16C | Hammond pushbutton enclosure, 3 holes, 30mm, NEMA 4/4X, 8 x 4 x 5in (HxWxD), wall mount, 316 stainless steel, #4 brush finish, hinged screw cover. | Stock | 297 | 319
1437S16D | Hammond pushbutton enclosure, 4 holes, 30mm, NEMA 4/4X, 10 x 4 x 5in (HxWxD), wall mount, 316 stainless steel, #4 brush finish, hinged screw cover. | Stock | 333 | 359
1437S16S | Hammond pushbutton enclosure, 16 holes, 30mm, NEMA 4/4X, 12 x 11 x 5in (HxWxD), wall mount, 316 stainless steel, #4 brush finish, hinged screw cover. | from vendor up to 15 business days | 631 | 679
1437SSA | Hammond pushbutton enclosure, 1 hole, 30mm, NEMA 4/4X, 4 x 4 x 5in (HxWxD), wall mount, 304 stainless steel, #4 brush finish, screw cover. | Stock | 168 | 181
1437SSB | Hammond pushbutton enclosure, 2 holes, 30mm, NEMA 4/4X, 6 x 4 x 5in (HxWxD), wall mount, 304 stainless steel, #4 brush finish, hinged screw cover. | Stock | 206 | 222
1437SSC | Hammond pushbutton enclosure, 3 holes, 30mm, NEMA 4/4X, 8 x 4 x 5in (HxWxD), wall mount, 304 stainless steel, #4 brush finish, hinged screw cover. | Stock | 239 | 257
1437SSD | Hammond pushbutton enclosure, 4 holes, 30mm, NEMA 4/4X, 10 x 4 x 5in (HxWxD), wall mount, 304 stainless steel, #4 brush finish, hinged screw cover. | Stock | 269 | 289
1437SSS | Hammond pushbutton enclosure, 16 holes, 30mm, NEMA 4/4X, 12 x 11 x 5in (HxWxD), wall mount, 304 stainless steel, #4 brush finish, hinged screw cover. | Stock | 529 | 568
1437V | Hammond pushbutton enclosure, 20 holes, 30mm, NEMA 12/13, 14 x 11 x 5in (HxWxD), wall mount, carbon steel, ANSI 61 gray, powder coat finish, hinged screw cover. | from vendor up to 15 business days | 204 | 218
1437X | Hammond pushbutton enclosure, 25 holes, 30mm, NEMA 12/13, 14 x 13 x 5in (HxWxD), wall mount, carbon steel, ANSI 61 gray, powder coat finish, hinged screw cover. | from vendor up to 15 business days | 229 | 246
14391148 | WEG Electric CFW500 series main cooling fan, replacement, 60 x 60 x 15mm, 24 VDC. For use with WEG CFW500 series A frame AC drives. | Stock | 58 | 62
14391151 | WEG Electric CFW500 series main cooling fan, replacement, 60 x 60 x 25.4mm, 24 VDC. For use with WEG CFW500D28P0T2DB20G2 drive. | Stock | 58 | 62
14391152 | WEG Electric CFW500 series main cooling fan, replacement, 60 x 60 x 25.4mm, 24 VDC. For use with WEG CFW500D24P0T4DB20G2 drive. | Stock | 58 | 62
143D3111 | Socomec rotary handle, pistol, S3, black/blue, external front mount, 2-position, lockable in OFF only, defeatable, NEMA 4/4X. | Stock | 59 | 64
143D3113 | Socomec rotary handle, pistol, S3, black/blue, external front mount, 3-position, lockable in OFF only, defeatable, NEMA 4/4X. For use with SIRCOVER transfer switch bodies. | Stock | 54 | 59
143D3813 | Socomec rotary handle, pistol, S3, black/blue, external front mount, 3-position, lockable in I-off-II, defeatable, NEMA 4/4X. For use with SIRCOVER transfer switch bodies. | Stock | 54 | 59
143D3911 | Socomec rotary handle, pistol, S3, heavy duty metallic hasp, black/blue, external front mount, 2-position, lockable in OFF only, defeatable, NEMA 4/4X. | Stock | 82 | 89
143E3111 | Socomec rotary handle, pistol, S3, red/yellow, external front mount, 2-position, lockable in OFF only, defeatable, NEMA 4/4X. | Stock | 59 | 64
143E3113 | Socomec rotary handle, pistol, S3, red/yellow, external front mount, 3-position, lockable in OFF only, defeatable, NEMA 4/4X. For use with SIRCOVER transfer switch bodies. | Stock | 54 | 59
143E3813 | Socomec rotary handle, pistol, S3, red/yellow, external front mount, 3-position, lockable in I-off-II, defeatable, NEMA 4/4X. For use with SIRCOVER transfer switch bodies. | Stock | 54 | 59
143E3911 | Socomec rotary handle, pistol, S3, heavy duty metallic hasp, red/yellow, external front mount, 2-position, lockable in OFF only, defeatable, NEMA 4/4X. | Stock | 82 | 89
143F3111 | Socomec rotary handle, pistol, S3, black/blue, external front mount, 2-position, lockable in OFF only, defeatable, NEMA 1/3R/12. | Stock | 46.5 | 51
143F3113 | Socomec rotary handle, pistol, S3, black/blue, external front mount, 3-position, lockable in OFF only, defeatable, NEMA 1/3R/12. For use with SIRCOVER transfer switch bodies. | Stock | 55 | 60
143F3813 | Socomec rotary handle, pistol, S3, black/blue, external front mount, 3-position, lockable in I-off-II, defeatable, NEMA 1/3R/12. For use with SIRCOVER transfer switch bodies. | Stock | 54 | 59
143G3111 | Socomec rotary handle, pistol, S3, red/yellow, external front mount, 2-position, lockable in OFF only, defeatable, NEMA 1/3R/12. | Stock | 46.5 | 51
143G3113 | Socomec rotary handle, pistol, S3, red/yellow, external front mount, 3-position, lockable in OFF only, defeatable, NEMA 1/3R/12. For use with SIRCOVER transfer switch bodies. | Stock | 55 | 60
143G3813 | Socomec rotary handle, pistol, S3, red/yellow, external front mount, 3-position, lockable in I-off-II, defeatable, NEMA 1/3R/12. For use with SIRCOVER transfer switch bodies. | Stock | 54 | 59
1440-8M-20-NG | SureMotion timing belt, 8mm pitch, 20mm wide, 180 tooth, 1440mm pitch length (circumference), neoprene, fiberglass reinforced. | Stock | 40.5 | 45
1440-8M-30-NG | SureMotion timing belt, 8mm pitch, 30mm wide, 180 tooth, 1440mm pitch length (circumference), neoprene, fiberglass reinforced. | Stock | 59 | 65
1447SA10HK | Hammond disconnect enclosure, NEMA 4/12/13, right flange, 20 x 21 x 10in (HxWxD), wall mount, carbon steel, ANSI 61 gray, powder coat finish, single-door, 2-point padlocking handle. | Stock | 565 | 602
1447SA8HK | Hammond disconnect enclosure, NEMA 4/12/13, right flange, 20 x 21 x 8in (HxWxD), wall mount, carbon steel, ANSI 61 gray, powder coat finish, single-door, 2-point padlocking handle. | Stock | 544 | 579
1447SB10HK | Hammond disconnect enclosure, NEMA 4/12/13, right flange, 24 x 21 x 10in (HxWxD), wall mount, carbon steel, ANSI 61 gray, powder coat finish, single-door, 2-point padlocking handle. | Stock | 611 | 651
1447SB8HK | Hammond disconnect enclosure, NEMA 4/12/13, right flange, 24 x 21 x 8in (HxWxD), wall mount, carbon steel, ANSI 61 gray, powder coat finish, single-door, 2-point padlocking handle. | from vendor up to 15 business days | 587 | 625
1447SC10HK | Hammond disconnect enclosure, NEMA 4/12/13, right flange, 24 x 25 x 10in (HxWxD), wall mount, carbon steel, ANSI 61 gray, powder coat finish, single-door, 2-point padlocking handle. | Stock | 657 | 701
1447SC8HK | Hammond disconnect enclosure, NEMA 4/12/13, right flange, 24 x 25 x 8in (HxWxD), wall mount, carbon steel, ANSI 61 gray, powder coat finish, single-door, 2-point padlocking handle. | from vendor up to 15 business days | 631 | 672
1447SD10HK | Hammond disconnect enclosure, NEMA 4/12/13, right flange, 30 x 21 x 10in (HxWxD), wall mount, carbon steel, ANSI 61 gray, powder coat finish, single-door, 2-point padlocking handle. | Stock | 673 | 718
1447SD8HK | Hammond disconnect enclosure, NEMA 4/12/13, right flange, 30 x 21 x 8in (HxWxD), wall mount, carbon steel, ANSI 61 gray, powder coat finish, single-door, 2-point padlocking handle. | Stock | 644 | 687
1447SE10HK | Hammond disconnect enclosure, NEMA 4/12/13, right flange, 30 x 25 x 10in (HxWxD), wall mount, carbon steel, ANSI 61 gray, powder coat finish, single-door, 2-point padlocking handle. | Stock | 729 | 778
1447SE12HK | Hammond disconnect enclosure, NEMA 4/12/13, right flange, 30 x 25 x 12in (HxWxD), wall mount, carbon steel, ANSI 61 gray, powder coat finish, single-door, 2-point padlocking handle. | Stock | 756 | 805
1447SE8HK | Hammond disconnect enclosure, NEMA 4/12/13, right flange, 30 x 25 x 8in (HxWxD), wall mount, carbon steel, ANSI 61 gray, powder coat finish, single-door, 2-point padlocking handle. | Stock | 698 | 744
1447SF10HK | Hammond disconnect enclosure, NEMA 4/12/13, right flange, 36 x 25 x 10in (HxWxD), wall mount, carbon steel, ANSI 61 gray, powder coat finish, single-door, 2-point padlocking handle. | Stock | 799 | 852
1447SF8HK | Hammond disconnect enclosure, NEMA 4/12/13, right flange, 36 x 25 x 8in (HxWxD), wall mount, carbon steel, ANSI 61 gray, powder coat finish, single-door, 2-point padlocking handle. | Stock | 748 | 798
1447SG10HK | Hammond disconnect enclosure, NEMA 4/12/13, right flange, 36 x 31 x 10in (HxWxD), wall mount, carbon steel, ANSI 61 gray, powder coat finish, single-door, 2-point padlocking handle. | Stock | 908 | 969
1447SG12HK | Hammond disconnect enclosure, NEMA 4/12/13, right flange, 36 x 31 x 12in (HxWxD), wall mount, carbon steel, ANSI 61 gray, powder coat finish, single-door, 2-point padlocking handle. | Stock | 945 | 1007
1447SG16HK | Hammond disconnect enclosure, NEMA 4/12/13, right flange, 36 x 31 x 16in (HxWxD), wall mount, carbon steel, ANSI 61 gray, powder coat finish, single-door, 2-point padlocking handle. | from vendor up to 15 business days | 1018 | 1084
1447SG8HK | Hammond disconnect enclosure, NEMA 4/12/13, right flange, 36 x 31 x 8in (HxWxD), wall mount, carbon steel, ANSI 61 gray, powder coat finish, single-door, 2-point padlocking handle. | from vendor up to 15 business days | 871 | 928
1447SH10HK | Hammond disconnect enclosure, NEMA 4/12/13, right flange, 42 x 31 x 10in (HxWxD), wall mount, carbon steel, ANSI 61 gray, powder coat finish, single-door, 3-point padlocking handle. | from vendor up to 15 business days | 993 | 1059
1447SH12HK | Hammond disconnect enclosure, NEMA 4/12/13, right flange, 42 x 31 x 12in (HxWxD), wall mount, carbon steel, ANSI 61 gray, powder coat finish, single-door, 3-point padlocking handle. | Stock | 1034 | 1101
1447SH16HK | Hammond disconnect enclosure, NEMA 4/12/13, right flange, 42 x 31 x 16in (HxWxD), wall mount, carbon steel, ANSI 61 gray, powder coat finish, single-door, 3-point padlocking handle. | Stock | 1067 | 1136
1447SH8HK | Hammond disconnect enclosure, NEMA 4/12/13, right flange, 42 x 31 x 8in (HxWxD), wall mount, carbon steel, ANSI 61 gray, powder coat finish, single-door, 3-point padlocking handle. | from vendor up to 15 business days | 953 | 1015
1447SJ10HK | Hammond disconnect enclosure, NEMA 4/12/13, right flange, 42 x 37 x 10in (HxWxD), wall mount, carbon steel, ANSI 61 gray, powder coat finish, single-door, 3-point padlocking handle. | Stock | 1106 | 1178
1447SJ12HK | Hammond disconnect enclosure, NEMA 4/12/13, right flange, 42 x 37 x 12in (HxWxD), wall mount, carbon steel, ANSI 61 gray, powder coat finish, single-door, 3-point padlocking handle. | Stock | 1149 | 1225
1447SJ16HK | Hammond disconnect enclosure, NEMA 4/12/13, right flange, 42 x 37 x 16in (HxWxD), wall mount, carbon steel, ANSI 61 gray, powder coat finish, single-door, 3-point padlocking handle. | Stock | 1165 | 1241
1447SJ8HK | Hammond disconnect enclosure, NEMA 4/12/13, right flange, 42 x 37 x 8in (HxWxD), wall mount, carbon steel, ANSI 61 gray, powder coat finish, single-door, 3-point padlocking handle. | from vendor up to 15 business days | 1062 | 1131
1447SK10HK | Hammond disconnect enclosure, NEMA 4/12/13, right flange, 48 x 37 x 10in (HxWxD), wall mount, carbon steel, ANSI 61 gray, powder coat finish, single-door, 3-point padlocking handle. | Stock | 1205 | 1282
1447SK12HK | Hammond disconnect enclosure, NEMA 4/12/13, right flange, 48 x 37 x 12in (HxWxD), wall mount, carbon steel, ANSI 61 gray, powder coat finish, single-door, 3-point padlocking handle. | Stock | 1252 | 1334
1447SK16HK | Hammond disconnect enclosure, NEMA 4/12/13, right flange, 48 x 37 x 16in (HxWxD), wall mount, carbon steel, ANSI 61 gray, powder coat finish, single-door, 3-point padlocking handle. | Stock | 1343 | 1430
1447SK8HK | Hammond disconnect enclosure, NEMA 4/12/13, right flange, 48 x 37 x 8in (HxWxD), wall mount, carbon steel, ANSI 61 gray, powder coat finish, single-door, 3-point padlocking handle. | from vendor up to 15 business days | 1158 | 1233
1447SL10HK | Hammond disconnect enclosure, NEMA 4/12/13, right flange, 60 x 37 x 10in (HxWxD), wall mount, carbon steel, ANSI 61 gray, powder coat finish, single-door, 3-point padlocking handle. | Stock | 1401 | 1492
1447SL12HK | Hammond disconnect enclosure, NEMA 4/12/13, right flange, 60 x 37 x 12in (HxWxD), wall mount, carbon steel, ANSI 61 gray, powder coat finish, single-door, 3-point padlocking handle. | Stock | 1451 | 1545
1447SL16HK | Hammond disconnect enclosure, NEMA 4/12/13, right flange, 60 x 37 x 16in (HxWxD), wall mount, carbon steel, ANSI 61 gray, powder coat finish, single-door, 3-point padlocking handle. | Stock | 1557 | 1658
1447SL8HK | Hammond disconnect enclosure, NEMA 4/12/13, right flange, 60 x 37 x 8in (HxWxD), wall mount, carbon steel, ANSI 61 gray, powder coat finish, single-door, 3-point padlocking handle. | from vendor up to 15 business days | 1349 | 1436
1447SN4B8 | Hammond disconnect enclosure, NEMA 3R/4/12, right flange, 24 x 21 x 8in (HxWxD), wall mount, carbon steel, ANSI 61 gray, powder coat finish, single-door, stainless steel clamps. | Stock | 606 | 646
1447SN4C8 | Hammond disconnect enclosure, NEMA 3R/4/12, right flange, 24 x 25 x 8in (HxWxD), wall mount, carbon steel, ANSI 61 gray, powder coat finish, single-door, stainless steel clamps. | Stock | 659 | 702
1447SN4E8 | Hammond disconnect enclosure, NEMA 3R/4/12, right flange, 30 x 25 x 8in (HxWxD), wall mount, carbon steel, ANSI 61 gray, powder coat finish, single-door, stainless steel clamps. | Stock | 739 | 787
1447SN4F8 | Hammond disconnect enclosure, NEMA 3R/4/12, right flange, 36 x 25 x 8in (HxWxD), wall mount, carbon steel, ANSI 61 gray, powder coat finish, single-door, stainless steel clamps. | Stock | 821 | 876
1447SN4G8 | Hammond disconnect enclosure, NEMA 3R/4/12, right flange, 36 x 31 x 8in (HxWxD), wall mount, carbon steel, ANSI 61 gray, powder coat finish, single-door, stainless steel clamps. | from vendor up to 15 business days | 945 | 1007
1447SN4H12 | Hammond disconnect enclosure, NEMA 3R/4/12, right flange, 42 x 31 x 12in (HxWxD), wall mount, carbon steel, ANSI 61 gray, powder coat finish, single-door, stainless steel clamps. | Stock | 1142 | 1215
1447SN4J12 | Hammond disconnect enclosure, NEMA 3R/4/12, right flange, 42 x 37 x 12in (HxWxD), wall mount, carbon steel, ANSI 61 gray, powder coat finish, single-door, stainless steel clamps. | from vendor up to 15 business days | 1280 | 1363
1447SN4K12 | Hammond disconnect enclosure, NEMA 3R/4/12, right flange, 48 x 37 x 12in (HxWxD), wall mount, carbon steel, ANSI 61 gray, powder coat finish, single-door, stainless steel clamps. | Stock | 1401 | 1492
1447SN4L12 | Hammond disconnect enclosure, NEMA 3R/4/12, right flange, 60 x 37 x 12in (HxWxD), wall mount, carbon steel, ANSI 61 gray, powder coat finish, single-door, stainless steel clamps. | Stock | 1646 | 1753
1447SQ10HK | Hammond disconnect enclosure, NEMA 4/12/13, right flange, 48 x 25 x 10in (HxWxD), wall mount, carbon steel, ANSI 61 gray, powder coat finish, single-door, 3-point padlocking handle. | Stock | 1069 | 1138
1451E-6503 | Eaton photoelectric sensor, rectangular, polarized retroreflective, visible red light emission, 16ft sensing distance, selectable light-on/dark-on, solid state relay, potentiometer, 4-wire, 4-pin mini connector and 7/8in - 16UNF thread. | Stock | 110 | 114
1451E-6504 | Eaton photoelectric sensor, rectangular, polarized retroreflective, visible red light emission, 16ft sensing distance, selectable light-on/dark-on, SPDT EM relay, potentiometer, 5-wire, 4-pin mini connector and 7/8in - 16UNF thread. | Stock | 105 | 109
1451E-6507 | Eaton photoelectric sensor, rectangular, polarized retroreflective, visible red light emission, 16ft sensing distance, selectable light-on/dark-on, NPN/PNP, potentiometer, 4-wire, 4-pin mini connector and 7/8in - 16UNF thread. | Stock | 101 | 105
1451E-6513 | Eaton photoelectric sensor, rectangular, polarized retroreflective, visible red light emission, 16ft sensing distance, selectable light-on/dark-on, solid state relay, potentiometer, 4-wire, pigtail. | Stock | 105 | 109
1451E-6514 | Eaton photoelectric sensor, rectangular, polarized retroreflective, visible red light emission, 16ft sensing distance, selectable light-on/dark-on, SPDT EM relay, potentiometer, 5-wire, pigtail. | Stock | 105 | 109
1451E-6517 | Eaton photoelectric sensor, rectangular, polarized retroreflective, visible red light emission, 16ft sensing distance, selectable light-on/dark-on, NPN/PNP, potentiometer, 4-wire, pigtail. | Stock | 97 | 101
1451E-6534 | Eaton photoelectric sensor, rectangular, polarized retroreflective, visible red light emission, 16ft sensing distance, selectable light-on/dark-on, SPDT EM relay, potentiometer, 5-wire, 5-pin AC micro connector and 1/2in - 20UNF thread. | Stock | 105 | 109
1451E-6543 | Eaton photoelectric sensor, rectangular, polarized retroreflective, visible red light emission, 16ft sensing distance, selectable light-on/dark-on, solid state relay, potentiometer, 4-wire, 4-pin AC micro connector. | Stock | 105 | 109
1451E-6547 | Eaton photoelectric sensor, rectangular, polarized retroreflective, visible red light emission, 16ft sensing distance, selectable light-on/dark-on, NPN/PNP, potentiometer, 4-wire, 4-pin M12 quick-disconnect. | Stock | 97 | 101
1452E-6504 | Eaton photoelectric sensor, rectangular, polarized retroreflective, visible red light emission, 45in sensing distance, selectable light-on/dark-on, SPDT EM relay, potentiometer, 5-wire, 5-pin mini connector and 7/8in - 16UNF thread. | Stock | 159 | 165
1452E-6513 | Eaton photoelectric sensor, rectangular, polarized retroreflective, visible red light emission, 45in sensing distance, selectable light-on/dark-on, solid state relay, potentiometer, 4-wire, pigtail. | Stock | 164 | 171
1452E-6517 | Eaton photoelectric sensor, rectangular, polarized retroreflective, visible red light emission, 45in sensing distance, selectable light-on/dark-on, NPN/PNP, potentiometer, 4-wire, pigtail. | Stock | 160 | 166
1452E-6543 | Eaton photoelectric sensor, rectangular, polarized retroreflective, visible red light emission, 45in sensing distance, selectable light-on/dark-on, solid state relay, potentiometer, 4-wire, 4-pin AC micro connector and 1/2in - 20UNF thread. | Stock | 160 | 166
1452E-6547 | Eaton photoelectric sensor, rectangular, polarized retroreflective, visible red light emission, 45in sensing distance, selectable light-on/dark-on, NPN/PNP, potentiometer, 4-wire, 4-pin M12 quick-disconnect. | Stock | 160 | 166
14601107 | WEG Electric CFW500 series conduit box, NEMA 1. For use with WEG CFW500 series F frame AC drives. Mounting hardware included. | Stock | 74.5 | 81
14601158 | WEG Electric CFW500 series cable clamp, for use with WEG CFW500 series F frame AC drives. Mounting hardware included. Allows for strain relief clamping of power and motor leads at the drive. | Stock | 63 | 69
146399 | FATH transport/base plate, 1 x 2in, 3/8-16 UNC, die-cast zinc. For use with all 1in profile T-slotted aluminum rails. Mounting hardware included. Manufacturer part number: 093T25503/806R. | Stock | 15.5
146MXL025NG | SureMotion timing belt, 0.08in MXL pitch, 1/4in wide, 146 tooth, 11.7in pitch length (circumference), neoprene, fiberglass reinforced. Package of 3. | Stock | 9 | 10
1471C24 | Hammond operator console, NEMA 12, 48 x 24 x 18in (HxWxD), freestanding, carbon steel, ANSI 61 gray, powder coat finish, single-door, 3-point keylocking handle. | Stock | 2516 | 2679
1471C36 | Hammond operator console, NEMA 12, 48 x 36 x 18in (HxWxD), freestanding, carbon steel, ANSI 61 gray, powder coat finish, single-door, 3-point keylocking handle. | Stock | 3120 | 3323
14731111 | Socomec rotary handle, round, S00, black/blue, external front or right side mount, 2-position, lockable in OFF only, defeatable, NEMA 1/3R/12. | Stock | 11 | 11.5
14741111 | Socomec rotary handle, round, S00, red/yellow, external front or right side mount, 2-position, lockable in OFF only, defeatable, NEMA 1/3R/12. | Stock | 11 | 11.5
14741859 | WEG Electric CFW500 series relay/analog combo module, Analog Input: 1-channel, current/voltage, Analog Output: 1-channel, current/voltage, Discrete Input: 4-point, sourcing, Discrete Output: 2-point, relay, (1) Form C (SPDT) relay. | Stock | 49.5 | 54
14742001 | WEG Electric CFW500 series communication module, Modbus RTU and BACnet, 2 ports, (1) RS-485 (3-pin terminal) and (1) miniB-USB port(s). For use with WEG CFW500 series AC drives. | Stock | 94.5 | 103
14742005 | WEG Electric CFW500 series communication module, Modbus RTU and BACnet, 2 ports, (1) RS-232 (3-pin terminal) and (1) RS-485 (3-pin terminal) port(s). For use with WEG CFW500 series AC drives. | Stock | 62 | 68
14742006 | WEG Electric CFW500 series relay/analog combo module, Analog Input: 1-channel, current/voltage, Analog Output: 1-channel, current/voltage, Discrete Input: 8-point, sourcing, Discrete Output: 5-point, relay, (1) Form C (SPDT) relay. | Stock | 63.5 | 69
14742129 | WEG Electric CFW500 series relay/analog combo module, Analog Input: 3-channel, current/voltage, Analog Output: 2-channel, current/voltage, Discrete Input: 6-point, sourcing, Discrete Output: 4-point, relay, (1) Form C (SPDT) relay. | Stock | 82 | 89
147D1111 | Socomec rotary handle, round, S00, black/blue, external front or right side mount, 2-position, lockable in OFF only, defeatable, NEMA 4/4X. | Stock | 17.25 | 19
147E1111 | Socomec rotary handle, round, S00, red/yellow, external front or right side mount, 2-position, lockable in OFF only, defeatable, NEMA 4/4X. | Stock | 17.25 | 19
1481C14 | Hammond enclosure Z-clamp assembly, replacement, 304 stainless steel. Package of 2. For use with HJ, 1414, 1485, 1486 and 1487 enclosures. | Stock | 19.5 | 21
1481DJ10 | Hammond strip gasket, replacement, self-adhesive, neoprene, 3/16in thick x 3/4in wide x 10ft long roll. For use with NEMA 12 enclosures. | Stock | 11.75 | 12.5
1481DJN410 | Hammond strip gasket, replacement, self-adhesive, neoprene/EPDM/SBR, 1/4in thick x 3/4in wide x 10ft long roll. For use with NEMA 4/4X enclosures. | Stock | 18.75 | 20
1481ES | Hammond enclosure stabilizer kit, carbon steel, ANSI 61 gray, powder coat finish, use to prevent tipping of a floor mounted enclosure which is not bolted to floor, includes (2) stabilizers and mounting hardware. | from vendor up to 15 business days | 195 | 208
1481FA10K | Hammond floor stand kit, 6in height, carbon steel, ANSI 61 gray, powder coat finish. For use with 10in deep enclosures. Includes (2) floor stands and mounting hardware. | Stock | 155 | 166
1481FA12K | Hammond floor stand kit, 6in height, carbon steel, ANSI 61 gray, powder coat finish. For use with 12in deep enclosures. Includes (2) floor stands and mounting hardware. | Stock | 177 | 189
1481FA16K | Hammond floor stand kit, 6in height, carbon steel, ANSI 61 gray, powder coat finish. For use with 16in deep enclosures. Includes (2) floor stands and mounting hardware. | Stock | 188 | 201
1481FA18K | Hammond floor stand kit, 6in height, carbon steel, ANSI 61 gray, powder coat finish. For use with 18in deep enclosures. Includes (2) floor stands and mounting hardware. | Stock | 209 | 223
1481FA20K | Hammond floor stand kit, 6in height, carbon steel, ANSI 61 gray, powder coat finish. For use with 20in deep enclosures. Includes (2) floor stands and mounting hardware. | Stock | 254 | 272
1481FA8K | Hammond floor stand kit, 6in height, carbon steel, ANSI 61 gray, powder coat finish. For use with 8in deep enclosures. Includes (2) floor stands and mounting hardware. | from vendor up to 15 business days | 141 | 150
1481FC10K | Hammond floor stand kit, 12in height, carbon steel, ANSI 61 gray, powder coat finish. For use with 10in deep enclosures. Includes (2) floor stands and mounting hardware. | Stock | 195 | 209
1481FC10KSS | Hammond floor stand kit, 12in height, 304 stainless steel, #4 brush finish. For use with 10in deep enclosures. Includes (2) floor stands and mounting hardware. | from vendor up to 15 business days | 399 | 429
1481FC12K | Hammond floor stand kit, 12in height, carbon steel, ANSI 61 gray, powder coat finish. For use with 12in deep enclosures. Includes (2) floor stands and mounting hardware. | Stock | 209 | 223
1481FC12KSS | Hammond floor stand kit, 12in height, 304 stainless steel, #4 brush finish. For use with 12in deep enclosures. Includes (2) floor stands and mounting hardware. | Stock | 492 | 530
1481FC16K | Hammond floor stand kit, 12in height, carbon steel, ANSI 61 gray, powder coat finish. For use with 16in deep enclosures. Includes (2) floor stands and mounting hardware. | Stock | 237 | 253
1481FC16KSS | Hammond floor stand kit, 12in height, 304 stainless steel, #4 brush finish. For use with 16in deep enclosures. Includes (2) floor stands and mounting hardware. | Stock | 522 | 562
1481FC18K | Hammond floor stand kit, 12in height, carbon steel, ANSI 61 gray, powder coat finish. For use with 18in deep enclosures. Includes (2) floor stands and mounting hardware. | Stock | 251 | 268
1481FC18KSS | Hammond floor stand kit, 304 stainless steel, #4 brush finish. For use with 18in deep enclosures. Includes (2) floor stands and mounting hardware. | from vendor up to 15 business days | 597 | 642
1481FC20K | Hammond floor stand kit, 12in height, carbon steel, ANSI 61 gray, powder coat finish. For use with 20in deep enclosures. Includes (2) floor stands and mounting hardware. | Stock | 263 | 281
1481FC20KSS | Hammond floor stand kit, 304 stainless steel, #4 brush finish. For use with 20in deep enclosures. Includes (2) floor stands and mounting hardware. | from vendor up to 15 business days | 669 | 720
1481FC24K | Hammond floor stand kit, 12in height, carbon steel, ANSI 61 gray, powder coat finish. For use with 24in deep enclosures. Includes (2) floor stands and mounting hardware. | Stock | 294 | 314
1481FC24KSS | Hammond floor stand kit, 304 stainless steel, #4 brush finish. For use with 24in deep enclosures. Includes (2) floor stands and mounting hardware. | from vendor up to 15 business days | 673 | 723
1481FC6K | Hammond floor stand kit, 12in height, carbon steel, ANSI 61 gray, powder coat finish. For use with 6in deep enclosures. Includes (2) floor stands and mounting hardware. | from vendor up to 15 business days | 169 | 181
1481FC8K | Hammond floor stand kit, 12in height, carbon steel, ANSI 61 gray, powder coat finish. For use with 8in deep enclosures. Includes (2) floor stands and mounting hardware. | Stock | 182 | 195
1481FC8KSS | Hammond floor stand kit, 12in height, 304 stainless steel, #4 brush finish. For use with 8in deep enclosures. Includes (2) floor stands and mounting hardware. | from vendor up to 15 business days | 408 | 439
1481FE10K | Hammond floor stand kit, 15in height, carbon steel, ANSI 61 gray, powder coat finish. For use with 10in deep enclosures. Includes (2) floor stands and mounting hardware. | from vendor up to 15 business days | 217 | 232
1481FE12K | Hammond floor stand kit, 15in height, carbon steel, ANSI 61 gray, powder coat finish. For use with 12in deep enclosures. Includes (2) floor stands and mounting hardware. | Stock | 230 | 246
1481FE16K | Hammond floor stand kit, 15in height, carbon steel, ANSI 61 gray, powder coat finish. For use with 16in deep enclosures. Includes (2) floor stands and mounting hardware. | Stock | 258 | 276
1481FE18K | Hammond floor stand kit, 15in height, carbon steel, ANSI 61 gray, powder coat finish. For use with 18in deep enclosures. Includes (2) floor stands and mounting hardware. | from vendor up to 15 business days | 273 | 292
1481FE24K | Hammond floor stand kit, 15in height, carbon steel, ANSI 61 gray, powder coat finish. For use with 24in deep enclosures. Includes (2) floor stands and mounting hardware. | from vendor up to 15 business days | 306 | 328
1481FE6K | Hammond floor stand kit, 15in height, carbon steel, ANSI 61 gray, powder coat finish. For use with 6in deep enclosures. Includes (2) floor stands and mounting hardware. | from vendor up to 15 business days | 179 | 192
1481FE8K | Hammond floor stand kit, 15in height, carbon steel, ANSI 61 gray, powder coat finish. For use with 8in deep enclosures. Includes (2) floor stands and mounting hardware. | from vendor up to 15 business days | 203 | 217
1481FG10K | Hammond floor stand kit, 18in height, carbon steel, ANSI 61 gray, powder coat finish. For use with 10in deep enclosures. Includes (2) floor stands and mounting hardware. | Stock | 237 | 253
1481FG12K | Hammond floor stand kit, 18in height, carbon steel, ANSI 61 gray, powder coat finish. For use with 12in deep enclosures. Includes (2) floor stands and mounting hardware. | Stock | 251 | 268
1481FG16K | Hammond floor stand kit, 18in height, carbon steel, ANSI 61 gray, powder coat finish. For use with 16in deep enclosures. Includes (2) floor stands and mounting hardware. | Stock | 277 | 296
1481FG6K | Hammond floor stand kit, 18in height, carbon steel, ANSI 61 gray, powder coat finish. For use with 6in deep enclosures. Includes (2) floor stands and mounting hardware. | from vendor up to 15 business days | 189 | 202
1481FG8K | Hammond floor stand kit, 18in height, carbon steel, ANSI 61 gray, powder coat finish. For use with 8in deep enclosures. Includes (2) floor stands and mounting hardware. | Stock | 222 | 237
1481FK10K | Hammond floor stand kit, 24in height, carbon steel, ANSI 61 gray, powder coat finish. For use with 10in deep enclosures. Includes (2) floor stands and mounting hardware. | Stock | 277 | 296
1481FK10KSS | Hammond floor stand kit, 24in height, 304 stainless steel, #4 brush finish. For use with 10in deep enclosures. Includes (2) floor stands and mounting hardware. | Stock | 696 | 749
1481FK12K | Hammond floor stand kit, 24in height, carbon steel, ANSI 61 gray, powder coat finish. For use with 12in deep enclosures. Includes (2) floor stands and mounting hardware. | Stock | 291 | 310
1481FK12KSS | Hammond floor stand kit, 24in height, 304 stainless steel, #4 brush finish. For use with 12in deep enclosures. Includes (2) floor stands and mounting hardware. | Stock | 759 | 816
1481FK16K | Hammond floor stand kit, 24in height, carbon steel, ANSI 61 gray, powder coat finish. For use with 16in deep enclosures. Includes (2) floor stands and mounting hardware. | Stock | 318 | 339
1481FK6K | Hammond floor stand kit, 24in height, carbon steel, ANSI 61 gray, powder coat finish. For use with 6in deep enclosures. Includes (2) floor stands and mounting hardware. | from vendor up to 15 business days | 257 | 275
1481FK8K | Hammond floor stand kit, 24in height, carbon steel, ANSI 61 gray, powder coat finish. For use with 8in deep enclosures. Includes (2) floor stands and mounting hardware. | Stock | 263 | 281
1481HC18 | Hammond enclosure U-clamp assembly, replacement, 316 stainless steel. Package of 2. For use with 1418 and 1447 enclosures. | Stock | 36 | 38.5
1481L3R1110GY | Hammond louver vent assembly, 11.37 x 10.30in (HxW), carbon steel, ANSI 61 gray, powder coat finish, 8.50 x 7.75in (HxW) cutout, for ventilation of metal enclosure. Aluminum filter mesh and mounting hardware included. | Stock | 70 | 76
1481L3R1510GY | Hammond louver vent assembly, 16.12 x 10.30in (HxW), carbon steel, ANSI 61 gray, powder coat finish, 13.25 x 7.75in (HxW) cutout, for ventilation of metal enclosure. Aluminum filter mesh and mounting hardware included. | Stock | 77 | 83
1481L3R55GY | Hammond louver vent assembly, 5.56 x 5.30in (HxW), carbon steel, ANSI 61 gray, powder coat finish, 3.00 x 2.75in (HxW) cutout, for ventilation of metal enclosure. Aluminum filter mesh and mounting hardware included. | Stock | 47.5 | 51
1481L3R55SS | Hammond louver vent assembly, 5.56 x 5.30in (HxW), 304 stainless steel, 3.00 x 2.75in (HxW) cutout, for ventilation of metal enclosure. Aluminum filter mesh and mounting hardware included. | Stock | 116 | 125
1481L3R56GY | Hammond louver vent assembly, 5.30 x 6.30in (HxW), carbon steel, ANSI 61 gray, powder coat finish, 2.88 x 3.75in (HxW) cutout, for ventilation of metal enclosure. Aluminum filter mesh and mounting hardware included. | Stock | 49.5 | 53
1481L3R56SS | Hammond louver vent assembly, 5.30 x 6.30in (HxW), 304 stainless steel, 2.88 x 3.75in (HxW) cutout, for ventilation of metal enclosure. Aluminum filter mesh and mounting hardware included. | Stock | 123 | 132
1481L3R610GY | Hammond louver vent assembly, 6.62 x 10.30in (HxW), carbon steel, ANSI 61 gray, powder coat finish, 3.75 x 7.75in (HxW) cutout, for ventilation of metal enclosure. Aluminum filter mesh and mounting hardware included. | Stock | 62 | 66
1481L3R66GY | Hammond louver vent assembly, 6.40 x 6.30in (HxW), carbon steel, ANSI 61 gray, powder coat finish, 4.00 x 3.75in (HxW) cutout, for ventilation of metal enclosure. Aluminum filter mesh and mounting hardware included. | Stock | 51 | 55
1481L3R66SS | Hammond louver vent assembly, 6.40 x 6.30in (HxW), 304 stainless steel, 4.00 x 3.75in (HxW) cutout, for ventilation of metal enclosure. Aluminum filter mesh and mounting hardware included. | Stock | 129 | 139
1481L3R68GY | Hammond louver vent assembly, 6.40 x 8.30in (HxW), carbon steel, ANSI 61 gray, powder coat finish, 3.50 x 5.75in (HxW) cutout, for ventilation of metal enclosure. Aluminum filter mesh and mounting hardware included. | Stock | 56 | 60
1481L3R810GY | Hammond louver vent assembly, 9.00 x 10.30in (HxW), carbon steel, ANSI 61 gray, powder coat finish, 6.25 x 7.75in (HxW) cutout, for ventilation of metal enclosure. Aluminum filter mesh and mounting hardware included. | Stock | 66 | 71
1481L3R88GY | Hammond louver vent assembly, 8.69 x 8.30in (HxW), carbon steel, ANSI 61 gray, powder coat finish, 5.75 x 5.75in (HxW) cutout, for ventilation of metal enclosure. Aluminum filter mesh and mounting hardware included. | Stock | 59 | 63
1481L44 | Hammond louver plate, 5.62 x 5.50in (HxW), carbon steel, ANSI 61 gray, powder coat finish, for ventilation of metal enclosure. Mounting hardware included. | Stock | 24.5 | 25
1481L66 | Hammond louver plate, 7.87 x 7.50in (HxW), carbon steel, ANSI 61 gray, powder coat finish, for ventilation of metal enclosure. Mounting hardware included. | Stock | 29 | 30
1481L88 | Hammond louver plate, 10.56 x 10.50in (HxW), carbon steel, ANSI 61 gray, powder coat finish, for ventilation of metal enclosure. Mounting hardware included. | Stock | 36 | 36.5
1481SDH1418 | Hammond universal deep-hinged door, NEMA 4/12, 12.19 x 14.56 x 2.75in, carbon steel, ANSI 61 gray, concealed hinges. For use with wall-mount enclosures. | Stock | 382 | 403
1481SDH1612 | Hammond universal deep-hinged door, NEMA 4/12, 14.19 x 8.14 x 2.75in, carbon steel, ANSI 61 gray, concealed hinges. For use with wall-mount enclosures. | Stock | 402 | 424
1481SDH1620 | Hammond universal deep-hinged door, NEMA 4/12, 14.19 x 16.14 x 2.75in, carbon steel, ANSI 61 gray, concealed hinges. For use with wall-mount enclosures. | Stock | 481 | 507
1481SDH1624 | Hammond universal deep-hinged door, NEMA 4/12, 14.19 x 20.14 x 2.75in, carbon steel, ANSI 61 gray, concealed hinges. For use with wall-mount enclosures. | Stock | 517 | 545
1481SDH2016 | Hammond universal deep-hinged door, NEMA 4/12, 18.19 x 12.14 x 2.75in, carbon steel, ANSI 61 gray, concealed hinges. For use with wall-mount enclosures. | Stock | 481 | 507
1481SDH2024 | Hammond universal deep-hinged door, NEMA 4/12, 18.19 x 20.14 x 2.75in, carbon steel, ANSI 61 gray, concealed hinges. For use with wall-mount enclosures. | Stock | 553 | 584
1481SDH2416 | Hammond universal deep-hinged door, NEMA 4/12, 22.19 x 12.14 x 2.75in, carbon steel, ANSI 61 gray, concealed hinges. For use with wall-mount enclosures. | Stock | 517 | 545
1481SDH2420 | Hammond universal deep-hinged door, NEMA 4/12, 22.19 x 16.14 x 2.75in, carbon steel, ANSI 61 gray, concealed hinges. For use with wall-mount enclosures. | Stock | 553 | 584
1481SDH2430 | Hammond universal deep-hinged door, NEMA 4/12, 22.19 x 26.14 x 2.75in, carbon steel, ANSI 61 gray, concealed hinges. For use with wall-mount enclosures. | Stock | 661 | 697
1481SDH3024 | Hammond universal deep-hinged door, NEMA 4/12, 28.19 x 20.14 x 2.75in, carbon steel, ANSI 61 gray, concealed hinges. For use with wall-mount enclosures. | Stock | 661 | 697
1481SDH3624 | Hammond universal deep-hinged door, NEMA 4/12, 34.19 x 20.14 x 2.75in, carbon steel, ANSI 61 gray, concealed hinges. For use with wall-mount enclosures. | Stock | 769 | 811
1481SSDH1418 | Hammond universal deep-hinged door, NEMA 4/4X/12, 12.19 x 14.56 x 2.75in, 316L stainless steel, concealed hinges. For use with wall-mount enclosures. | Stock | 935 | 957
1481SSDH1612 | Hammond universal deep-hinged door, NEMA 4/4X/12, 14.19 x 8.14 x 2.75in, 316L stainless steel, concealed hinges. For use with wall-mount enclosures. | Stock | 984 | 1008
1481SSDH1620 | Hammond universal deep-hinged door, NEMA 4/4X/12, 14.19 x 16.14 x 2.75in, 316L stainless steel, concealed hinges. For use with wall-mount enclosures. | Stock | 1177 | 1205
1481SSDH1624 | Hammond universal deep-hinged door, NEMA 4/4X/12, 14.19 x 20.14 x 2.75in, 316L stainless steel, concealed hinges. For use with wall-mount enclosures. | Stock | 1263 | 1293
1481SSDH2016 | Hammond universal deep-hinged door, NEMA 4/4X/12, 18.19 x 12.14 x 2.75in, 316L stainless steel, concealed hinges. For use with wall-mount enclosures. | Stock | 1177 | 1205
1481SSDH2024 | Hammond universal deep-hinged door, NEMA 4/4X/12, 18.19 x 20.14 x 2.75in, 316L stainless steel, concealed hinges. For use with wall-mount enclosures. | Stock | 1351 | 1384
1481SSDH2416 | Hammond universal deep-hinged door, NEMA 4/4X/12, 22.19 x 12.14 x 2.75in, 316L stainless steel, concealed hinges. For use with wall-mount enclosures. | Stock | 1263 | 1293
1481SSDH2420 | Hammond universal deep-hinged door, NEMA 4/4X/12, 22.19 x 16.14 x 2.75in, 316L stainless steel, concealed hinges. For use with wall-mount enclosures. | Stock | 1351 | 1384
1481SSDH2430 | Hammond universal deep-hinged door, NEMA 4/4X/12, 22.19 x 26.14 x 2.75in, 316L stainless steel, concealed hinges. For use with wall-mount enclosures. | Stock | 1612 | 1651
1481SSDH3024 | Hammond universal deep-hinged door, NEMA 4/4X/12, 28.19 x 20.14 x 2.75in, 316L stainless steel, concealed hinges. For use with wall-mount enclosures. | Stock | 1612 | 1651
1481SSDH3624 | Hammond universal deep-hinged door, NEMA 4/4X/12, 34.19 x 20.14 x 2.75in, 316L stainless steel, concealed hinges. For use with wall-mount enclosures. | Stock | 1874 | 1919
1481WDH1418 | Hammond universal deep-hinged door, NEMA 4/12, 12.19 x 14.56 x 2.75in, carbon steel, ANSI 61 gray, concealed hinges, polycarbonate window. For use with wall-mount enclosures. | Stock | 477 | 504
1481WDH1612 | Hammond universal deep-hinged door, NEMA 4/12, 14.19 x 8.14 x 2.75in, carbon steel, ANSI 61 gray, concealed hinges, polycarbonate window. For use with wall-mount enclosures. | Stock | 503 | 530
1481WDH1620 | Hammond universal deep-hinged door, NEMA 4/12, 14.19 x 16.14 x 2.75in, carbon steel, ANSI 61 gray, concealed hinges, polycarbonate window. For use with wall-mount enclosures. | Stock | 601 | 634
1481WDH1624 | Hammond universal deep-hinged door, NEMA 4/12, 14.19 x 20.14 x 2.75in, carbon steel, ANSI 61 gray, concealed hinges, polycarbonate window. For use with wall-mount enclosures. | Stock | 646 | 681
1481WDH2016 | Hammond universal deep-hinged door, NEMA 4/12, 18.19 x 12.14 x 2.75in, carbon steel, ANSI 61 gray, concealed hinges, polycarbonate window. For use with wall-mount enclosures. | Stock | 601 | 634
1481WDH2024 | Hammond universal deep-hinged door, NEMA 4/12, 18.19 x 20.14 x 2.75in, carbon steel, ANSI 61 gray, concealed hinges, polycarbonate window. For use with wall-mount enclosures. | Stock | 692 | 730
1481WDH2416 | Hammond universal deep-hinged door, NEMA 4/12, 22.19 x 12.14 x 2.75in, carbon steel, ANSI 61 gray, concealed hinges, polycarbonate window. For use with wall-mount enclosures. | from vendor up to 15 business days | 646 | 681
1481WDH2420 | Hammond universal deep-hinged door, NEMA 4/12, 22.19 x 16.14 x 2.75in, carbon steel, ANSI 61 gray, concealed hinges, polycarbonate window. For use with wall-mount enclosures. | Stock | 692 | 730
1481WDH2430 | Hammond universal deep-hinged door, NEMA 4/12, 22.19 x 26.14 x 2.75in, carbon steel, ANSI 61 gray, concealed hinges, polycarbonate window. For use with wall-mount enclosures. | Stock | 826 | 872
1481WDH3024 | Hammond universal deep-hinged door, NEMA 4/12, 28.19 x 20.14 x 2.75in, carbon steel, ANSI 61 gray, concealed hinges, polycarbonate window. For use with wall-mount enclosures. | Stock | 826 | 872
1481WDH3624 | Hammond universal deep-hinged door, NEMA 4/12, 34.19 x 20.14 x 2.75in, carbon steel, ANSI 61 gray, concealed hinges, polycarbonate window. For use with wall-mount enclosures. | Stock | 961 | 1014
1481WFL133 | Hammond enclosure window, 13.88 x 3.88in window, scratch-resistant polycarbonate. For use with NEMA 12 and 13 enclosures. Mounting hardware and template included. | from vendor up to 15 business days | 59 | 63
1481WFL52 | Hammond enclosure window, 5.50 x 3.00in window, scratch-resistant polycarbonate. For use with NEMA 12 and 13 enclosures. Mounting hardware and template included. | Stock | 47.5 | 51
1481WFL96 | Hammond enclosure window, 9.62 x 7.19in window, scratch-resistant polycarbonate. For use with NEMA 12 and 13 enclosures. Mounting hardware and template included. | Stock | 66 | 70
1481WN40503 | Hammond enclosure window, 5.00 x 3.00in window, UV-resistant polycarbonate, 7.63 x 5.63in frame, carbon steel, ANSI 61 gray, powder coat finish, oil-resistant neoprene gasket. For use with NEMA 4 enclosures. Mounting hardware included. | Stock | 134 | 144
1481WN40905 | Hammond enclosure window, 9.00 x 5.50in window, UV-resistant polycarbonate, 11.63 x 8.13in frame, carbon steel, ANSI 61 gray, powder coat finish, oil-resistant neoprene gasket. For use with NEMA 4 enclosures. Mounting hardware included. | Stock | 162 | 173
1481WN41303 | Hammond enclosure window, 13.00 x 3.00in window, UV-resistant polycarbonate, 15.63 x 5.63in frame, carbon steel, ANSI 61 gray, powder coat finish, oil-resistant neoprene gasket. For use with NEMA 4 enclosures. Mounting hardware included. | Stock | 147 | 157
1481WN41308 | Hammond enclosure window, 13.00 x 8.00in window, UV-resistant polycarbonate, 15.63 x 10.63in frame, carbon steel, ANSI 61 gray, powder coat finish, oil-resistant neoprene gasket. For use with NEMA 4 enclosures. Mounting hardware included. | Stock | 203 | 217
1481WN41705 | Hammond enclosure window, 17.00 x 5.50in window, UV-resistant polycarbonate, 19.63 x 8.13in frame, carbon steel, ANSI 61 gray, powder coat finish, oil-resistant neoprene gasket. For use with NEMA 4 enclosures. Mounting hardware included. | Stock | 183 | 195
1481WN41711 | Hammond enclosure window, 17.00 x 11.00in window, UV-resistant polycarbonate, 19.63 x 13.63in frame, carbon steel, ANSI 61 gray, powder coat finish, oil-resistant neoprene gasket. For use with NEMA 4 enclosures. Mounting hardware included. | Stock | 280 | 298
1481WN42315 | Hammond enclosure window, 23.00 x 15.00in window, UV-resistant polycarbonate, 25.63 x 17.63in frame, carbon steel, ANSI 61 gray, powder coat finish, oil-resistant neoprene gasket. For use with NEMA 4 enclosures. Mounting hardware included. | Stock | 346 | 369
1481WN42919 | Hammond enclosure window, 29.00 x 19.00in window, UV-resistant polycarbonate, 31.63 x 21.63in frame, carbon steel, ANSI 61 gray, powder coat finish, oil-resistant neoprene gasket. For use with NEMA 4 enclosures. Mounting hardware included. | Stock | 513 | 546
1481WN43523 | Hammond enclosure window, 35.00 x 23.00in window, UV-resistant polycarbonate, 37.63 x 25.63in frame, carbon steel, ANSI 61 gray, powder coat finish, oil-resistant neoprene gasket. For use with NEMA 4 enclosures. Mounting hardware included. | from vendor up to 15 business days | 677 | 721
1481WN4SS0503 | Hammond enclosure window, 5.00 x 3.00in window, UV-resistant polycarbonate, 7.63 x 5.63in frame, 304 stainless steel, #4 brush finish, oil-resistant neoprene gasket. For use with NEMA 4X enclosures. Mounting hardware included. | Stock | 222 | 239
1481WN4SS0905 | Hammond enclosure window, 9.00 x 5.50in window, UV-resistant polycarbonate, 11.63 x 8.13in frame, 304 stainless steel, #4 brush finish, oil-resistant neoprene gasket. For use with NEMA 4X enclosures. Mounting hardware included. | Stock | 267 | 288
1481WN4SS1308 | Hammond enclosure window, 13.00 x 8.00in window, UV-resistant polycarbonate, 15.63 x 10.63in frame, 304 stainless steel, #4 brush finish, oil-resistant neoprene gasket. For use with NEMA 4X enclosures. Mounting hardware included. | Stock | 338 | 365
1481WN4SS1711 | Hammond enclosure window, 17.00 x 11.00in window, UV-resistant polycarbonate, 19.63 x 13.63in frame, 304 stainless steel, #4 brush finish, oil-resistant neoprene gasket. For use with NEMA 4X enclosures. Mounting hardware included. | Stock | 445 | 478
1481WN4SS2315 | Hammond enclosure window, 23.00 x 15.00in window, UV-resistant polycarbonate, 25.63 x 17.63in frame, 304 stainless steel, #4 brush finish, oil-resistant neoprene gasket. For use with NEMA 4X enclosures. Mounting hardware included. | Stock | 574 | 617
1481WN4SS2919 | Hammond enclosure window, 29.00 x 19.00in window, UV-resistant polycarbonate, 31.63 x 21.63in frame, 304 stainless steel, #4 brush finish, oil-resistant neoprene gasket. For use with NEMA 4X enclosures. Mounting hardware included. | Stock | 855 | 918
1481WSSDH1418 | Hammond universal deep-hinged door, NEMA 4/4X/12, 12.19 x 14.56 x 2.75in, 316L stainless steel, concealed hinges, polycarbonate window. For use with wall-mount enclosures. | Stock | 1168 | 1196
1481WSSDH1612 | Hammond universal deep-hinged door, NEMA 4/4X/12, 14.19 x 8.14 x 2.75in, 316L stainless steel, concealed hinges, polycarbonate window. For use with wall-mount enclosures. | Stock | 1230 | 1260
1481WSSDH2016 | Hammond universal deep-hinged door, NEMA 4/4X/12, 18.19 x 12.14 x 2.75in, 316L stainless steel, concealed hinges, polycarbonate window. For use with wall-mount enclosures. | Stock | 1471 | 1507
1481WSSDH2416 | Hammond universal deep-hinged door, NEMA 4/4X/12, 22.19 x 12.14 x 2.75in, 316L stainless steel, concealed hinges, polycarbonate window. For use with wall-mount enclosures. | from vendor up to 15 business days | 1578 | 1616
1481WSSDH2420 | Hammond universal deep-hinged door, NEMA 4/4X/12, 22.19 x 16.14 x 2.75in, 316L stainless steel, concealed hinges, polycarbonate window. For use with wall-mount enclosures. | Stock | 1689 | 1730
1481WSSDH2430 | Hammond universal deep-hinged door, NEMA 4/4X/12, 22.19 x 26.14 x 2.75in, 316L stainless steel, concealed hinges, polycarbonate window. For use with wall-mount enclosures. | Stock | 2015 | 2064
1481WSSDH3024 | Hammond universal deep-hinged door, NEMA 4/4X/12, 28.19 x 20.14 x 2.75in, 316L stainless steel, concealed hinges, polycarbonate window. For use with wall-mount enclosures. | Stock | 2015 | 2064
1481WSSDH3624 | Hammond universal deep-hinged door, NEMA 4/4X/12, 34.19 x 20.14 x 2.75in, 316L stainless steel, concealed hinges, polycarbonate window. For use with wall-mount enclosures. | from vendor up to 15 business days | 2342 | 2399
14831111 | Socomec rotary handle, round, S0, black/blue, external front or right side mount, 2-position, lockable in OFF only, defeatable, NEMA 1/3R/12. | Stock | 19.25 | 20
14841111 | Socomec rotary handle, round, S0, red/yellow, external front or right side mount, 2-position, lockable in OFF only, defeatable, NEMA 1/3R/12. | Stock | 19.25 | 20
1485B12 | Hammond lay-in wireway, 2.5 x 2.5 x 12in, carbon steel, ANSI 61 gray, quick-release clamps, NEMA 12. | Stock | 90 | 97
1485B120 | Hammond lay-in wireway, 2.5 x 2.5 x 120in, carbon steel, ANSI 61 gray, quick-release clamps, NEMA 12. | Stock | 325 | 347
1485B24 | Hammond lay-in wireway, 2.5 x 2.5 x 24in, carbon steel, ANSI 61 gray, quick-release clamps, NEMA 12. | Stock | 117 | 126
1485B36 | Hammond lay-in wireway, 2.5 x 2.5 x 36in, carbon steel, ANSI 61 gray, quick-release clamps, NEMA 12. | Stock | 143 | 153
1485B48 | Hammond lay-in wireway, 2.5 x 2.5 x 48in, carbon steel, ANSI 61 gray, quick-release clamps, NEMA 12. | Stock | 170 | 182
1485B4N | Hammond lay-in wireway fitting, 45-degree elbow, 2.5 x 2.5in, top opening, carbon steel, ANSI 61 gray, quick-release clamps, NEMA 12. | Stock | 143 | 153
1485B4P | Hammond lay-in wireway fitting, 45-degree elbow, 2.5 x 2.5in, inside opening, carbon steel, ANSI 61 gray, quick-release clamps, NEMA 12. | Stock | 143 | 153
1485B4Q | Hammond lay-in wireway fitting, 45-degree elbow, 2.5 x 2.5in, outside opening, carbon steel, ANSI 61 gray, quick-release clamps, NEMA 12. | Stock | 143 | 153
1485B6 | Hammond lay-in wireway, 2.5 x 2.5 x 6in, carbon steel, ANSI 61 gray, quick-release clamps, NEMA 12. | Stock | 77 | 82
1485B60 | Hammond lay-in wireway, 2.5 x 2.5 x 60in, carbon steel, ANSI 61 gray, quick-release clamps, NEMA 12. | Stock | 196 | 209
1485B9N | Hammond lay-in wireway fitting, 90-degree elbow, 2.5 x 2.5in, top opening, carbon steel, ANSI 61 gray, quick-release clamps, NEMA 12. | Stock | 143 | 153
1485B9P | Hammond lay-in wireway fitting, 90-degree elbow, 2.5 x 2.5in, inside opening, carbon steel, ANSI 61 gray, quick-release clamps, NEMA 12. | Stock | 143 | 153
1485B9Q | Hammond lay-in wireway fitting, 90-degree elbow, 2.5 x 2.5in, outside opening, carbon steel, ANSI 61 gray, quick-release clamps, NEMA 12. | Stock | 143 | 153
1485BFF | Hammond pull-through wireway fitting, flexible fitting, 2.5 x 2.5 x 3 to 10in, GortiflexTM bellows with carbon steel flanges, ANSI 61 gray, NEMA 12. | Stock | 185 | 199
1485BH | Hammond wireway fitting, cover plate, 2.5 x 2.5in, carbon steel, ANSI 61 gray, NEMA 12. | Stock | 27 | 28.5
1485BJ | Hammond lay-in wireway fitting, junction box, 12 x 10.25 x 2.5in, carbon steel, ANSI 61 gray, quick-release clamps, NEMA 12. For use with 2.5 x 2.5in wireway. | Stock | 213 | 228
1485BK | Hammond wireway fitting, box connector, 2.5 x 2.5in, carbon steel, ANSI 61 gray, NEMA 12. | Stock | 29.5 | 31.5
1485BL1 | Hammond wireway drop hanger, 2.5 x 2.5in, carbon steel, ANSI 61 gray. | Stock | 20 | 21.5
1485BL2 | Hammond wireway bracket hanger, 2.5 x 2.5in, carbon steel, ANSI 61 gray. | Stock | 13.75 | 14.75
1485BM1 | Hammond lay-in wireway fitting, nipple, 2.5 x 2.5 x 1in, carbon steel, ANSI 61 gray, NEMA 12. | Stock | 64 | 69
1485BM2 | Hammond lay-in wireway fitting, nipple, 2.5 x 2.5 x 2in, carbon steel, ANSI 61 gray, NEMA 12. | Stock | 70 | 75
1485BM3 | Hammond lay-in wireway fitting, nipple, 2.5 x 2.5 x 3in, carbon steel, ANSI 61 gray, NEMA 12. | Stock | 76 | 81
1485BS9 | Hammond wireway fitting, angle sealing plate, 2.5 x 2.5in, carbon steel, ANSI 61 gray, NEMA 12. | Stock | 16 | 17.25
1485BSM | Hammond wireway fitting, snap-on flat sealing plate, 2.5 x 2.5in, carbon steel, ANSI 61 gray, NEMA 12. | Stock | 12.75 | 13.75
1485BTN | Hammond lay-in wireway fitting, tee, 2.5 x 2.5in, top opening, carbon steel, ANSI 61 gray, quick-release clamps, NEMA 12. | Stock | 171 | 183
1485BTQ | Hammond lay-in wireway fitting, tee, 2.5 x 2.5in, outside opening, carbon steel, ANSI 61 gray, quick-release clamps, NEMA 12. | Stock | 196 | 209
1485BV1 | Hammond pull-through wireway fitting, box entry swivel nipple, 2.5 x 2.5 x 2.25in, carbon steel, ANSI 61 gray, NEMA 12. | Stock | 105 | 113
1485BV2 | Hammond pull-through wireway fitting, standard swivel nipple, 2.5 x 2.5 x 2.25in, carbon steel, ANSI 61 gray, NEMA 12. | from vendor up to 15 business days | 105 | 113
1485BW1 | Hammond lay-in wireway fitting, cut-off fitting, 2.5 x 2.5 x 9 to 15in, carbon steel, ANSI 61 gray, quick-release clamps, NEMA 12. | from vendor up to 15 business days | 137 | 147
1485BW2 | Hammond pull-through wireway fitting, cut-off fitting, 2.5 x 2.5 x up to 12in, carbon steel, ANSI 61 gray, NEMA 12. | from vendor up to 15 business days | 72 | 77
1485BX | Hammond lay-in wireway fitting, adjustable fitting, 2.5 x 2.5 x 2 to 7in, carbon steel, ANSI 61 gray, NEMA 12. | from vendor up to 15 business days | 128 | 137
1485BY | Hammond lay-in wireway fitting, cross fitting, 2.5 x 2.5in, carbon steel, ANSI 61 gray, quick-release clamps, NEMA 12. | from vendor up to 15 business days | 234 | 250
1485BZ12 | Hammond lay-in wireway fitting, clockwise transposition, 2.5 x 2.5in, carbon steel, ANSI 61 gray, quick-release clamps, NEMA 12. | from vendor up to 15 business days | 144 | 154
1485BZC12 | Hammond lay-in wireway fitting, counter-clockwise transposition, 2.5 x 2.5in, carbon steel, ANSI 61 gray, quick-release clamps, NEMA 12. | from vendor up to 15 business days | 144 | 154
1485C12 | Hammond lay-in wireway, 4 x 4 x 12in, carbon steel, ANSI 61 gray, quick-release clamps, NEMA 12. | Stock | 108 | 116
1485C120 | Hammond lay-in wireway, 4 x 4 x 120in, carbon steel, ANSI 61 gray, quick-release clamps, NEMA 12. | Stock | 375 | 401
1485C24 | Hammond lay-in wireway, 4 x 4 x 24in, carbon steel, ANSI 61 gray, quick-release clamps, NEMA 12. | Stock | 139 | 149
1485C36 | Hammond lay-in wireway, 4 x 4 x 36in, carbon steel, ANSI 61 gray, quick-release clamps, NEMA 12. | Stock | 168 | 180
1485C48 | Hammond lay-in wireway, 4 x 4 x 48in, carbon steel, ANSI 61 gray, quick-release clamps, NEMA 12. | Stock | 198 | 212
1485C4N | Hammond lay-in wireway fitting, 45-degree elbow, 4 x 4in, top opening, carbon steel, ANSI 61 gray, quick-release clamps, NEMA 12. | Stock | 182 | 195
1485C4P | Hammond lay-in wireway fitting, 45-degree elbow, 4 x 4in, inside opening, carbon steel, ANSI 61 gray, quick-release clamps, NEMA 12. | Stock | 182 | 195
1485C4Q | Hammond lay-in wireway fitting, 45-degree elbow, 4 x 4in, outside opening, carbon steel, ANSI 61 gray, quick-release clamps, NEMA 12. | Stock | 182 | 195
1485C6 | Hammond lay-in wireway, 4 x 4 x 6in, carbon steel, ANSI 61 gray, quick-release clamps, NEMA 12. | Stock | 93 | 100
1485C60 | Hammond lay-in wireway, 4 x 4 x 60in, carbon steel, ANSI 61 gray, quick-release clamps, NEMA 12. | Stock | 228 | 244
1485C9N | Hammond lay-in wireway fitting, 90-degree elbow, 4 x 4in, top opening, carbon steel, ANSI 61 gray, quick-release clamps, NEMA 12. | Stock | 182 | 195
1485C9P | Hammond lay-in wireway fitting, 90-degree elbow, 4 x 4in, inside opening, carbon steel, ANSI 61 gray, quick-release clamps, NEMA 12. | Stock | 182 | 195
1485C9Q | Hammond lay-in wireway fitting, 90-degree elbow, 4 x 4in, outside opening, carbon steel, ANSI 61 gray, quick-release clamps, NEMA 12. | Stock | 182 | 195
1485CFF | Hammond pull-through wireway fitting, flexible fitting, 4 x 4 x 3 to 10in, GortiflexTM bellows with carbon steel flanges, ANSI 61 gray, NEMA 12. | Stock | 208 | 222
1485CH | Hammond wireway fitting, cover plate, 4 x 4in, carbon steel, ANSI 61 gray, NEMA 12. | Stock | 33.5 | 36
1485CJ | Hammond lay-in wireway fitting, junction box, 14 x 13.87 x 4in, carbon steel, ANSI 61 gray, quick-release clamps, NEMA 12. For use with 4 x 4in wireway. | Stock | 249 | 266
1485CK | Hammond wireway fitting, box connector, 4 x 4in, carbon steel, ANSI 61 gray, NEMA 12. | Stock | 37 | 39.5
1485CL1 | Hammond wireway drop hanger, 4 x 4in, carbon steel, ANSI 61 gray. | Stock | 26 | 27.5
1485CL2 | Hammond wireway bracket hanger, 4 x 4in, carbon steel, ANSI 61 gray. | Stock | 17.5 | 18.75
1485CM1 | Hammond lay-in wireway fitting, nipple, 4 x 4 x 1in, carbon steel, ANSI 61 gray, NEMA 12. | Stock | 82 | 89
1485CM2 | Hammond lay-in wireway fitting, nipple, 4 x 4 x 2in, carbon steel, ANSI 61 gray, NEMA 12. | Stock | 90 | 97
1485CM3 | Hammond lay-in wireway fitting, nipple, 4 x 4 x 3in, carbon steel, ANSI 61 gray, NEMA 12. | Stock | 98 | 106
1485CRE | Hammond lay-in wireway fitting, reducer, 4 x 4in to 2.5 x.2.5in, edge-aligned opening, carbon steel, ANSI 61 gray, quick-release clamps, NEMA 12. | Stock | 112 | 120
1485CS9 | Hammond wireway fitting, angle sealing plate, 4 x 4in, carbon steel, ANSI 61 gray, NEMA 12. | Stock | 18.5 | 20
1485CSM | Hammond wireway fitting, snap-on flat sealing plate, 4 x 4in, carbon steel, ANSI 61 gray, NEMA 12. | Stock | 15 | 16.25
1485CTN | Hammond lay-in wireway fitting, tee, 4 x 4in, top opening, carbon steel, ANSI 61 gray, quick-release clamps, NEMA 12. | Stock | 221 | 236
1485CTQ | Hammond lay-in wireway fitting, tee, 4 x 4in, outside opening, carbon steel, ANSI 61 gray, quick-release clamps, NEMA 12. | Stock | 253 | 270
1485CV1 | Hammond pull-through wireway fitting, box entry swivel nipple, 4 x 4 x 2.25in, carbon steel, ANSI 61 gray, NEMA 12. | Stock | 132 | 142
1485CV2 | Hammond pull-through wireway fitting, standard swivel nipple, 4 x 4 x 2.25in, carbon steel, ANSI 61 gray, NEMA 12. | Stock | 132 | 142
1485CW1 | Hammond lay-in wireway fitting, cut-off fitting, 4 x 4 x 9 to 15in, carbon steel, ANSI 61 gray, quick-release clamps, NEMA 12. | Stock | 154 | 165
1485CW2 | Hammond pull-through wireway fitting, cut-off fitting, 4 x 4 x up to 12in, carbon steel, ANSI 61 gray, NEMA 12. | Stock | 85 | 92
1485CX | Hammond lay-in wireway fitting, adjustable fitting, 4 x 4 x 2 to 7in, carbon steel, ANSI 61 gray, NEMA 12. | Stock | 158 | 169
1485CY | Hammond lay-in wireway fitting, cross fitting, 4 x 4in, carbon steel, ANSI 61 gray, quick-release clamps, NEMA 12. | Stock | 296 | 317
1485CZ12 | Hammond lay-in wireway fitting, clockwise transposition, 4 x 4in, carbon steel, ANSI 61 gray, quick-release clamps, NEMA 12. | Stock | 183 | 196
1485CZC12 | Hammond lay-in wireway fitting, counter-clockwise transposition, 4 x 4in, carbon steel, ANSI 61 gray, quick-release clamps, NEMA 12. | Stock | 183 | 196
1485D12 | Hammond lay-in wireway, 6 x 6 x 12in, carbon steel, ANSI 61 gray, quick-release clamps, NEMA 12. | Stock | 138 | 148
1485D120 | Hammond lay-in wireway, 6 x 6 x 120in, carbon steel, ANSI 61 gray, quick-release clamps, NEMA 12. | Stock | 561 | 598
1485D24 | Hammond lay-in wireway, 6 x 6 x 24in, carbon steel, ANSI 61 gray, quick-release clamps, NEMA 12. | Stock | 185 | 199
1485D36 | Hammond lay-in wireway, 6 x 6 x 36in, carbon steel, ANSI 61 gray, quick-release clamps, NEMA 12. | Stock | 232 | 248
1485D48 | Hammond lay-in wireway, 6 x 6 x 48in, carbon steel, ANSI 61 gray, quick-release clamps, NEMA 12. | Stock | 279 | 298
1485D4N | Hammond lay-in wireway fitting, 45-degree elbow, 6 x 6in, top opening, carbon steel, ANSI 61 gray, quick-release clamps, NEMA 12. | Stock | 216 | 231
1485D4P | Hammond lay-in wireway fitting, 45-degree elbow, 6 x 6in, inside opening, carbon steel, ANSI 61 gray, quick-release clamps, NEMA 12. | Stock | 216 | 231
1485D4Q | Hammond lay-in wireway fitting, 45-degree elbow, 6 x 6in, outside opening, carbon steel, ANSI 61 gray, quick-release clamps, NEMA 12. | Stock | 216 | 231
1485D6 | Hammond lay-in wireway, 6 x 6 x 6in, carbon steel, ANSI 61 gray, quick-release clamps, NEMA 12. | Stock | 114 | 124
1485D60 | Hammond lay-in wireway, 6 x 6 x 60in, carbon steel, ANSI 61 gray, quick-release clamps, NEMA 12. | Stock | 326 | 348
1485D9N | Hammond lay-in wireway fitting, 90-degree elbow, 6 x 6in, top opening, carbon steel, ANSI 61 gray, quick-release clamps, NEMA 12. | Stock | 216 | 231
1485D9P | Hammond lay-in wireway fitting, 90-degree elbow, 6 x 6in, inside opening, carbon steel, ANSI 61 gray, quick-release clamps, NEMA 12. | Stock | 216 | 231
1485D9Q | Hammond lay-in wireway fitting, 90-degree elbow, 6 x 6in, outside opening, carbon steel, ANSI 61 gray, quick-release clamps, NEMA 12. | Stock | 216 | 231
1485DFF | Hammond pull-through wireway fitting, flexible fitting, 6 x 6 x 3 to 10in, GortiflexTM bellows with carbon steel flanges, ANSI 61 gray, NEMA 12. | Stock | 264 | 282
1485DH | Hammond wireway fitting, cover plate, 6 x 6in, carbon steel, ANSI 61 gray, NEMA 12. | Stock | 40 | 43
1485DJ | Hammond lay-in wireway fitting, junction box, 16 x 17.87 x 6in, carbon steel, ANSI 61 gray, quick-release clamps, NEMA 12. For use with 6 x 6in wireway. | Stock | 302 | 322
1485DK | Hammond wireway fitting, box connector, 6 x 6in, carbon steel, ANSI 61 gray, NEMA 12. | Stock | 44 | 47
1485DL1 | Hammond wireway drop hanger, 6 x 6in, carbon steel, ANSI 61 gray. | Stock | 35 | 37.5
1485DL2 | Hammond wireway bracket hanger, 6 x 6in, carbon steel, ANSI 61 gray. | Stock | 24.5 | 26
1485DM1 | Hammond lay-in wireway fitting, nipple, 6 x 6 x 1in, carbon steel, ANSI 61 gray, NEMA 12. | Stock | 98 | 106
1485DM2 | Hammond lay-in wireway fitting, nipple, 6 x 6 x 2in, carbon steel, ANSI 61 gray, NEMA 12. | Stock | 106 | 114
1485DM3 | Hammond lay-in wireway fitting, nipple, 6 x 6 x 3in, carbon steel, ANSI 61 gray, NEMA 12. | Stock | 114 | 124
1485DRE | Hammond lay-in wireway fitting, reducer, 6 x 6in to 4 x 4in, edge-aligned opening, carbon steel, ANSI 61 gray, quick-release clamps, NEMA 12. | Stock | 139 | 149
1485DS9 | Hammond wireway fitting, angle sealing plate, 6 x 6in, carbon steel, ANSI 61 gray, NEMA 12. | Stock | 23 | 24.5
1485DSM | Hammond wireway fitting, snap-on flat sealing plate, 6 x 6in, carbon steel, ANSI 61 gray, NEMA 12. | Stock | 19.5 | 21
1485DTN | Hammond lay-in wireway fitting, tee, 6 x 6in, top opening, carbon steel, ANSI 61 gray, quick-release clamps, NEMA 12. | Stock | 264 | 282
1485DTQ | Hammond lay-in wireway fitting, tee, 6 x 6in, outside opening, carbon steel, ANSI 61 gray, quick-release clamps, NEMA 12. | Stock | 303 | 323
1485DV1 | Hammond pull-through wireway fitting, box entry swivel nipple, 6 x 6 x 2.25in, carbon steel, ANSI 61 gray, NEMA 12. | Stock | 165 | 177
1485DV2 | Hammond pull-through wireway fitting, standard swivel nipple, 6 x 6 x 2.25in, carbon steel, ANSI 61 gray, NEMA 12. | Stock | 165 | 177
1485DW1 | Hammond lay-in wireway fitting, cut-off fitting, 6 x 6 x 9 to 15in, carbon steel, ANSI 61 gray, quick-release clamps, NEMA 12. | Stock | 177 | 189
1485DW2 | Hammond pull-through wireway fitting, cut-off fitting, 6 x 6 x up to 12in, carbon steel, ANSI 61 gray, NEMA 12. | Stock | 108 | 116
1485DX | Hammond lay-in wireway fitting, adjustable fitting, 6 x 6 x 2 to 7in, carbon steel, ANSI 61 gray, NEMA 12. | Stock | 179 | 192
1485DY | Hammond lay-in wireway fitting, cross fitting, 6 x 6in, carbon steel, ANSI 61 gray, quick-release clamps, NEMA 12. | Stock | 355 | 378
1485DZ12 | Hammond lay-in wireway fitting, clockwise transposition, 6 x 6in, carbon steel, ANSI 61 gray, quick-release clamps, NEMA 12. | Stock | 216 | 231
1485DZC12 | Hammond lay-in wireway fitting, counter-clockwise transposition, 6 x 6in, carbon steel, ANSI 61 gray, quick-release clamps, NEMA 12. | Stock | 216 | 231
1485000000000000 | Hammond lay-in wireway, 8 x 8 x 12in, carbon steel, ANSI 61 gray, quick-release clamps, NEMA 12. | Stock | 205 | 219
1.485e+123 | Hammond lay-in wireway, 8 x 8 x 120in, carbon steel, ANSI 61 gray, quick-release clamps, NEMA 12. | Stock | 755 | 804
1.485e+27 | Hammond lay-in wireway, 8 x 8 x 24in, carbon steel, ANSI 61 gray, quick-release clamps, NEMA 12. | Stock | 266 | 284
1.485e+39 | Hammond lay-in wireway, 8 x 8 x 36in, carbon steel, ANSI 61 gray, quick-release clamps, NEMA 12. | Stock | 326 | 348
1.485e+51 | Hammond lay-in wireway, 8 x 8 x 48in, carbon steel, ANSI 61 gray, quick-release clamps, NEMA 12. | Stock | 387 | 413
1485E4N | Hammond lay-in wireway fitting, 45-degree elbow, 8 x 8in, top opening, carbon steel, ANSI 61 gray, quick-release clamps, NEMA 12. | Stock | 294 | 314
1485E4P | Hammond lay-in wireway fitting, 45-degree elbow, 8 x 8in, inside opening, carbon steel, ANSI 61 gray, quick-release clamps, NEMA 12. | Stock | 294 | 314
1485E4Q | Hammond lay-in wireway fitting, 45-degree elbow, 8 x 8in, outside opening, carbon steel, ANSI 61 gray, quick-release clamps, NEMA 12. | Stock | 294 | 314
1485000000 | Hammond lay-in wireway, 8 x 8 x 6in, carbon steel, ANSI 61 gray, quick-release clamps, NEMA 12. | Stock | 174 | 187
1.485e+63 | Hammond lay-in wireway, 8 x 8 x 60in, carbon steel, ANSI 61 gray, quick-release clamps, NEMA 12. | Stock | 448 | 478
1485E9N | Hammond lay-in wireway fitting, 90-degree elbow, 8 x 8in, top opening, carbon steel, ANSI 61 gray, quick-release clamps, NEMA 12. | Stock | 294 | 314
1485E9P | Hammond lay-in wireway fitting, 90-degree elbow, 8 x 8in, inside opening, carbon steel, ANSI 61 gray, quick-release clamps, NEMA 12. | Stock | 294 | 314
1485E9Q | Hammond lay-in wireway fitting, 90-degree elbow, 8 x 8in, outside opening, carbon steel, ANSI 61 gray, quick-release clamps, NEMA 12. | Stock | 294 | 314
1485EFF | Hammond pull-through wireway fitting, flexible fitting, 8 x 8 x 3 to 10in, GortiflexTM bellows with carbon steel flanges, ANSI 61 gray, NEMA 12. | Stock | 364 | 388
1485EH | Hammond wireway fitting, cover plate, 8 x 8in, carbon steel, ANSI 61 gray, NEMA 12. | Stock | 53 | 57
1485EJ | Hammond lay-in wireway fitting, junction box, 18 x 21.87 x 8in, carbon steel, ANSI 61 gray, quick-release clamps, NEMA 12. For use with 8 x 8in wireway. | Stock | 368 | 393
1485EK | Hammond wireway fitting, box connector, 8 x 8in, carbon steel, ANSI 61 gray, NEMA 12. | Stock | 59 | 63
1485EL1 | Hammond wireway drop hanger, 8 x 8in, carbon steel, ANSI 61 gray. | Stock | 70 | 75
1485EL2 | Hammond wireway bracket hanger, 8 x 8in, carbon steel, ANSI 61 gray. | Stock | 64 | 68
1485ERE | Hammond lay-in wireway fitting, reducer, 8 x 8in to 6 x 6in, edge-aligned opening, carbon steel, ANSI 61 gray, quick-release clamps, NEMA 12. | Stock | 173 | 185
1485ES9 | Hammond wireway fitting, angle sealing plate, 8 x 8in, carbon steel, ANSI 61 gray, NEMA 12. | Stock | 29.5 | 31.5
1485ESM | Hammond wireway fitting, snap-on flat sealing plate, 8 x 8in, carbon steel, ANSI 61 gray, NEMA 12. | Stock | 25.5 | 27
1485ETN | Hammond lay-in wireway fitting, tee, 8 x 8in, top opening, carbon steel, ANSI 61 gray, quick-release clamps, NEMA 12. | Stock | 316 | 338
1485ETQ | Hammond lay-in wireway fitting, tee, 8 x 8in, outside opening, carbon steel, ANSI 61 gray, quick-release clamps, NEMA 12. | Stock | 364 | 388
1485EV1 | Hammond pull-through wireway fitting, box entry swivel nipple, 8 x 8 x 2.25in, carbon steel, ANSI 61 gray, NEMA 12. | from vendor up to 15 business days | 240 | 256
1485EV2 | Hammond pull-through wireway fitting, standard swivel nipple, 8 x 8 x 2.25in, carbon steel, ANSI 61 gray, NEMA 12. | from vendor up to 15 business days | 240 | 256
1485EW1 | Hammond lay-in wireway fitting, cut-off fitting, 8 x 8 x 9 to 15in, carbon steel, ANSI 61 gray, quick-release clamps, NEMA 12. | from vendor up to 15 business days | 231 | 246
1485EW2 | Hammond pull-through wireway fitting, cut-off fitting, 8 x 8 x up to 12in, carbon steel, ANSI 61 gray, NEMA 12. | Stock | 159 | 170
1485EX | Hammond lay-in wireway fitting, adjustable fitting, 8 x 8 x 2 to 7in, carbon steel, ANSI 61 gray, NEMA 12. | Stock | 258 | 276
1485EY | Hammond lay-in wireway fitting, cross fitting, 8 x 8in, carbon steel, ANSI 61 gray, quick-release clamps, NEMA 12. | from vendor up to 15 business days | 457 | 488
1485EZ12 | Hammond lay-in wireway fitting, clockwise transposition, 8 x 8in, carbon steel, ANSI 61 gray, quick-release clamps, NEMA 12. | Stock | 375 | 403
1485EZC12 | Hammond lay-in wireway fitting, counter-clockwise transposition, 8 x 8in, carbon steel, ANSI 61 gray, quick-release clamps, NEMA 12. | from vendor up to 15 business days | 375 | 403
1485F12 | Hammond lay-in wireway, 12 x 6 x 12in, carbon steel, ANSI 61 gray, quick-release clamps, NEMA 12. | from vendor up to 15 business days | 231 | 246
1485F120 | Hammond lay-in wireway, 12 x 6 x 120in, carbon steel, ANSI 61 gray, quick-release clamps, NEMA 12. | Stock | 1090 | 1160
1485F24 | Hammond lay-in wireway, 12 x 6 x 24in, carbon steel, ANSI 61 gray, quick-release clamps, NEMA 12. | Stock | 325 | 347
1485F36 | Hammond lay-in wireway, 12 x 6 x 36in, carbon steel, ANSI 61 gray, quick-release clamps, NEMA 12. | Stock | 420 | 448
1485F48 | Hammond lay-in wireway, 12 x 6 x 48in, carbon steel, ANSI 61 gray, quick-release clamps, NEMA 12. | Stock | 515 | 549
1485F4N | Hammond lay-in wireway fitting, 45-degree elbow, 12 x 6in, top opening, carbon steel, ANSI 61 gray, quick-release clamps, NEMA 12. | Stock | 323 | 344
1485F6 | Hammond lay-in wireway, 12 x 6 x 6in, carbon steel, ANSI 61 gray, quick-release clamps, NEMA 12. | from vendor up to 15 business days | 183 | 196
1485F60 | Hammond lay-in wireway, 12 x 6 x 60in, carbon steel, ANSI 61 gray, quick-release clamps, NEMA 12. | Stock | 610 | 650
1485F9N | Hammond lay-in wireway fitting, 90-degree elbow, 12 x 6in, top opening, carbon steel, ANSI 61 gray, quick-release clamps, NEMA 12. | Stock | 323 | 344
1485F9P | Hammond lay-in wireway fitting, 90-degree elbow, 12 x 6in, inside opening, carbon steel, ANSI 61 gray, quick-release clamps, NEMA 12. | Stock | 323 | 344
1485F9Q | Hammond lay-in wireway fitting, 90-degree elbow, 12 x 6in, outside opening, carbon steel, ANSI 61 gray, quick-release clamps, NEMA 12. | Stock | 323 | 344
1485FH | Hammond wireway fitting, cover plate, 12 x 6in, carbon steel, ANSI 61 gray, NEMA 12. | Stock | 59 | 63
1485FK | Hammond wireway fitting, box connector, 12 x 6in, carbon steel, ANSI 61 gray, NEMA 12. | Stock | 118 | 127
1485FREC | Hammond lay-in wireway fitting, reducer, 12 x 6in to 4 x 4in, edge-aligned opening, carbon steel, ANSI 61 gray, quick-release clamps, NEMA 12. | from vendor up to 15 business days | 208 | 222
1485FRED | Hammond lay-in wireway fitting, reducer, 12 x 6in to 6 x 6in, edge-aligned opening, carbon steel, ANSI 61 gray, quick-release clamps, NEMA 12. | Stock | 208 | 222
1485FS9 | Hammond wireway fitting, angle sealing plate, 12 x 6in, carbon steel, ANSI 61 gray, NEMA 12. | Stock | 37.5 | 40
1485FSM | Hammond wireway fitting, snap-on flat sealing plate, 12 x 6in, carbon steel, ANSI 61 gray, NEMA 12. | Stock | 31.5 | 34
1485FTN | Hammond lay-in wireway fitting, tee, 12 x 6in, top opening, carbon steel, ANSI 61 gray, quick-release clamps, NEMA 12. | Stock | 356 | 379
1485FW1 | Hammond lay-in wireway fitting, cut-off fitting, 12 x 6 x 9 to 15in, carbon steel, ANSI 61 gray, quick-release clamps, NEMA 12. | Stock | 321 | 343
1485FW2 | Hammond pull-through wireway fitting, cut-off fitting, 12 x 6 x up to 12in, carbon steel, ANSI 61 gray, NEMA 12. | from vendor up to 15 business days | 184 | 197
1485FX | Hammond lay-in wireway fitting, adjustable fitting, 12 x 6 x 2 to 7in, carbon steel, ANSI 61 gray, NEMA 12. | Stock | 343 | 366
1485FY | Hammond lay-in wireway fitting, cross fitting, 12 x 6in, carbon steel, ANSI 61 gray, quick-release clamps, NEMA 12. | from vendor up to 15 business days | 463 | 494
1486B12 | Hammond wiring trough, 2.5 x 2.5 x 12in (HxDxL), NEMA 12, carbon steel, ANSI 61 gray, powder coat finish, single-door. | Stock | 106 | 114
1486B18 | Hammond wiring trough, 2.5 x 2.5 x 18in (HxDxL), NEMA 12, carbon steel, ANSI 61 gray, powder coat finish, single-door. | Stock | 114 | 124
1486B24 | Hammond wiring trough, 2.5 x 2.5 x 24in (HxDxL), NEMA 12, carbon steel, ANSI 61 gray, powder coat finish, single-door. | Stock | 123 | 132
1486B30 | Hammond wiring trough, 2.5 x 2.5 x 30in (HxDxL), NEMA 12, carbon steel, ANSI 61 gray, powder coat finish, single-door. | Stock | 132 | 141
1486B36 | Hammond wiring trough, 2.5 x 2.5 x 36in (HxDxL), NEMA 12, carbon steel, ANSI 61 gray, powder coat finish, single-door. | Stock | 139 | 149
1486B48 | Hammond wiring trough, 2.5 x 2.5 x 48in (HxDxL), NEMA 12, carbon steel, ANSI 61 gray, powder coat finish, single-door. | Stock | 156 | 167
1486B60 | Hammond wiring trough, 2.5 x 2.5 x 60in (HxDxL), NEMA 12, carbon steel, ANSI 61 gray, powder coat finish, single-door. | Stock | 173 | 185
1486B72 | Hammond wiring trough, 2.5 x 2.5 x 72in (HxDxL), NEMA 12, carbon steel, ANSI 61 gray, powder coat finish, single-door. | Stock | 188 | 201
1486C12 | Hammond wiring trough, 4 x 4 x 12in (HxDxL), NEMA 12, carbon steel, ANSI 61 gray, powder coat finish, single-door. | Stock | 124 | 133
1486C18 | Hammond wiring trough, 4 x 4 x 18in (HxDxL), NEMA 12, carbon steel, ANSI 61 gray, powder coat finish, single-door. | Stock | 139 | 149
1486C24 | Hammond wiring trough, 4 x 4 x 24in (HxDxL), NEMA 12, carbon steel, ANSI 61 gray, powder coat finish, single-door. | Stock | 156 | 166
1486C30 | Hammond wiring trough, 4 x 4 x 30in (HxDxL), NEMA 12, carbon steel, ANSI 61 gray, powder coat finish, single-door. | Stock | 172 | 183
1486C36 | Hammond wiring trough, 4 x 4 x 36in (HxDxL), NEMA 12, carbon steel, ANSI 61 gray, powder coat finish, single-door. | Stock | 186 | 200
1486C48 | Hammond wiring trough, 4 x 4 x 48in (HxDxL), NEMA 12, carbon steel, ANSI 61 gray, powder coat finish, single-door. | Stock | 225 | 241
1486C60 | Hammond wiring trough, 4 x 4 x 60in (HxDxL), NEMA 12, carbon steel, ANSI 61 gray, powder coat finish, single-door. | Stock | 257 | 274
1486C72 | Hammond wiring trough, 4 x 4 x 72in (HxDxL), NEMA 12, carbon steel, ANSI 61 gray, powder coat finish, single-door. | Stock | 281 | 300
1486D12 | Hammond wiring trough, 6 x 6 x 12in (HxDxL), NEMA 12, carbon steel, ANSI 61 gray, powder coat finish, single-door. | Stock | 147 | 158
1486D18 | Hammond wiring trough, 6 x 6 x 18in (HxDxL), NEMA 12, carbon steel, ANSI 61 gray, powder coat finish, single-door. | Stock | 170 | 182
1486D24 | Hammond wiring trough, 6 x 6 x 24in (HxDxL), NEMA 12, carbon steel, ANSI 61 gray, powder coat finish, single-door. | Stock | 194 | 207
1486D30 | Hammond wiring trough, 6 x 6 x 30in (HxDxL), NEMA 12, carbon steel, ANSI 61 gray, powder coat finish, single-door. | Stock | 216 | 231
1486D36 | Hammond wiring trough, 6 x 6 x 36in (HxDxL), NEMA 12, carbon steel, ANSI 61 gray, powder coat finish, single-door. | Stock | 240 | 257
1486D48 | Hammond wiring trough, 6 x 6 x 48in (HxDxL), NEMA 12, carbon steel, ANSI 61 gray, powder coat finish, single-door. | Stock | 287 | 306
1486D60 | Hammond wiring trough, 6 x 6 x 60in (HxDxL), NEMA 12, carbon steel, ANSI 61 gray, powder coat finish, single-door. | Stock | 345 | 368
1486D72 | Hammond wiring trough, 6 x 6 x 72in (HxDxL), NEMA 12, carbon steel, ANSI 61 gray, powder coat finish, single-door. | Stock | 393 | 419
1487C120SS | Hammond pull-through wireway, 4 x 4 x 120in, 304 stainless steel, screw clamps, NEMA 4/4X/12. | Stock | 960 | 1043
1487C12SS | Hammond pull-through wireway, 4 x 4 x 12in, 304 stainless steel, screw clamps, NEMA 4/4X/12. | Stock | 282 | 307
1487C24SS | Hammond pull-through wireway, 4 x 4 x 24in, 304 stainless steel, screw clamps, NEMA 4/4X/12. | Stock | 350 | 380
1487C36SS | Hammond pull-through wireway, 4 x 4 x 36in, 304 stainless steel, screw clamps, NEMA 4/4X/12. | Stock | 426 | 463
1487C48SS | Hammond pull-through wireway, 4 x 4 x 48in, 304 stainless steel, screw clamps, NEMA 4/4X/12. | Stock | 501 | 544
1487C4PSS | Hammond pull-through wireway fitting, 45-degree elbow, 4 x 4in, 304 stainless steel, NEMA 4/4X/12. | Stock | 266 | 289
1487C60SS | Hammond pull-through wireway, 4 x 4 x 60in, 304 stainless steel, screw clamps, NEMA 4/4X/12. | Stock | 578 | 628
1487C9PSS | Hammond pull-through wireway fitting, 90-degree elbow, 4 x 4in, 304 stainless steel, NEMA 4/4X/12. | Stock | 258 | 281
1487CB60 | Hammond wireway fitting, partition, 4 x 4 x 60in, carbon steel, ANSI 61 gray, NEMA 4/4X/12. | Stock | 45 | 48
1487CFFSS | Hammond pull-through wireway fitting, flexible fitting, 4 x 4in, GortiflexTM bellows with 304 stainless steel flanges, NEMA 4/4X/12. | Stock | 451 | 491
1487CHSS | Hammond wireway fitting, cover plate, 4 x 4in, 304 stainless steel, NEMA 4/4X/12. | Stock | 50 | 54
1487CKSS | Hammond pull-through wireway fitting, box connector, 4 x 4in, 304 stainless steel, NEMA 4/4X/12. | Stock | 55 | 60
1487CL1SS | Hammond wireway drop hanger, 4 x 4in, 304 stainless steel. | Stock | 56 | 61
1487CL2SS | Hammond wireway bracket hanger, 4 x 4in, 304 stainless steel. | Stock | 36.5 | 39.5
1487CM6SS | Hammond pull-through wireway fitting, nipple, 4 x 4 x 6in, 304 stainless steel, NEMA 4/4X/12. | Stock | 194 | 211
1487CSSS | Hammond wireway gasket kit, 4 x 4in. | Stock | 14.25 | 15.5
1487CTSS | Hammond pull-through wireway fitting, tee, 4 x 4in, 304 stainless steel, NEMA 4/4X/12. | Stock | 310 | 337
1487CV2SS | Hammond pull-through wireway fitting, standard swivel nipple, 4 x 4 x 2.25in, 304 stainless steel, NEMA 4/4X/12. | Stock | 284 | 310
1487CXSS | Hammond pull-through wireway fitting, adjustable fitting, 4 x 4in, 304 stainless steel, NEMA 4/4X/12. | Stock | 287 | 313
1487D120SS | Hammond pull-through wireway, 6 x 6 x 120in, 304 stainless steel, screw clamps, NEMA 4/4X/12. | Stock | 1438 | 1561
1487D12SS | Hammond pull-through wireway, 6 x 6 x 12in, 304 stainless steel, screw clamps, NEMA 4/4X/12. | Stock | 359 | 391
1487D24SS | Hammond pull-through wireway, 6 x 6 x 24in, 304 stainless steel, screw clamps, NEMA 4/4X/12. | Stock | 469 | 511
1487D36SS | Hammond pull-through wireway, 6 x 6 x 36in, 304 stainless steel, screw clamps, NEMA 4/4X/12. | Stock | 590 | 641
1487D48SS | Hammond pull-through wireway, 6 x 6 x 48in, 304 stainless steel, screw clamps, NEMA 4/4X/12. | Stock | 711 | 772
1487D4PSS | Hammond pull-through wireway fitting, 45-degree elbow, 6 x 6in, 304 stainless steel, NEMA 4/4X/12. | Stock | 326 | 355
1487D60SS | Hammond pull-through wireway, 6 x 6 x 60in, 304 stainless steel, screw clamps, NEMA 4/4X/12. | Stock | 832 | 904
1487D9PSS | Hammond pull-through wireway fitting, 90-degree elbow, 6 x 6in, 304 stainless steel, NEMA 4/4X/12. | Stock | 317 | 345
1487DB60 | Hammond wireway fitting, partition, 6 x 6 x 60in, carbon steel, ANSI 61 gray, NEMA 4/4X/12. | Stock | 55 | 59
1487DFFSS | Hammond pull-through wireway fitting, flexible fitting, 6 x 6in, GortiflexTM bellows with 304 stainless steel flanges, NEMA 4/4X/12. | Stock | 569 | 618
1487DHSS | Hammond wireway fitting, cover plate, 6 x 6in, 304 stainless steel, NEMA 4/4X/12. | Stock | 60 | 65
1487DKSS | Hammond pull-through wireway fitting, box connector, 6 x 6in, 304 stainless steel, NEMA 4/4X/12. | Stock | 69 | 76
1487DL1SS | Hammond wireway drop hanger, 6 x 6in, 304 stainless steel. | Stock | 77 | 85
1487DL2SS | Hammond wireway bracket hanger, 6 x 6in, 304 stainless steel. | Stock | 51 | 55
1487DM6SS | Hammond pull-through wireway fitting, nipple, 6 x 6 x 6in, 304 stainless steel, NEMA 4/4X/12. | Stock | 248 | 269
1487DRCSS | Hammond pull-through wireway fitting, reducer, 6 x 6in to 4 x 4in, center-aligned opening, 304 stainless steel, NEMA 4/4X/12. | Stock | 124 | 136
1487DRESS | Hammond pull-through wireway fitting, reducer, 6 x 6in to 4 x 4in, edge-aligned opening, 304 stainless steel, NEMA 4/4X/12. | Stock | 124 | 136
1487DSSS | Hammond wireway gasket kit, 6 x 6in. | Stock | 19 | 21
1487DTSS | Hammond pull-through wireway fitting, tee, 6 x 6in, 304 stainless steel, NEMA 4/4X/12. | Stock | 440 | 479
1487DV2SS | Hammond pull-through wireway fitting, standard swivel nipple, 6 x 6 x 2.25in, 304 stainless steel, NEMA 4/4X/12. | Stock | 380 | 412
1487DXSS | Hammond pull-through wireway fitting, adjustable fitting, 6 x 6in, 304 stainless steel, NEMA 4/4X/12. | Stock | 351 | 381
1487E120SS | Hammond pull-through wireway, 8 x 8 x 120in, 304 stainless steel, screw clamps, NEMA 4/4X/12. | Stock | 1589 | 1724
1487E12SS | Hammond pull-through wireway, 8 x 8 x 12in, 304 stainless steel, screw clamps, NEMA 4/4X/12. | Stock | 396 | 430
1487E24SS | Hammond pull-through wireway, 8 x 8 x 24in, 304 stainless steel, screw clamps, NEMA 4/4X/12. | Stock | 518 | 562
1487E36SS | Hammond pull-through wireway, 8 x 8 x 36in, 304 stainless steel, screw clamps, NEMA 4/4X/12. | Stock | 652 | 708
1487E48SS | Hammond pull-through wireway, 8 x 8 x 48in, 304 stainless steel, screw clamps, NEMA 4/4X/12. | Stock | 786 | 853
1487E4PSS | Hammond pull-through wireway fitting, 45-degree elbow, 8 x 8in, 304 stainless steel, NEMA 4/4X/12. | Stock | 360 | 391
1487E60SS | Hammond pull-through wireway, 8 x 8 x 60in, 304 stainless steel, screw clamps, NEMA 4/4X/12. | Stock | 918 | 996
1487E9PSS | Hammond pull-through wireway fitting, 90-degree elbow, 8 x 8in, 304 stainless steel, NEMA 4/4X/12. | Stock | 350 | 380
1487EB60 | Hammond wireway fitting, partition, 8 x 8 x 60in, carbon steel, ANSI 61 gray, NEMA 4/4X/12. | Stock | 75 | 80
1487EFFSS | Hammond pull-through wireway fitting, flexible fitting, 8 x 8in, GortiflexTM bellows with 304 stainless steel flanges, NEMA 4/4X/12. | Stock | 629 | 683
1487EHSS | Hammond wireway fitting, cover plate, 8 x 8in, 304 stainless steel, NEMA 4/4X/12. | Stock | 66 | 72
1487EKSS | Hammond pull-through wireway fitting, box connector, 8 x 8in, 304 stainless steel, NEMA 4/4X/12. | Stock | 76 | 82
1487EL1SS | Hammond wireway drop hanger, 8 x 8in, 304 stainless steel. | from vendor up to 15 business days | 84 | 91
1487EL2SS | Hammond wireway bracket hanger, 8 x 8in, 304 stainless steel. | Stock | 56 | 61
1487EM6SS | Hammond pull-through wireway fitting, nipple, 8 x 8 x 6in, 304 stainless steel, NEMA 4/4X/12. | Stock | 273 | 296
1487ERCCSS | Hammond pull-through wireway fitting, reducer, 8 x 8in to 4 x 4in, center-aligned opening, 304 stainless steel, NEMA 4/4X/12. | Stock | 137 | 148
1487ERCDSS | Hammond pull-through wireway fitting, reducer, 8 x 8in to 6 x 6in, center-aligned opening, 304 stainless steel, NEMA 4/4X/12. | from vendor up to 15 business days | 137 | 148
1487ERECSS | Hammond pull-through wireway fitting, reducer, 8 x 8in to 4 x 4in, edge-aligned opening, 304 stainless steel, NEMA 4/4X/12. | from vendor up to 15 business days | 137 | 148
1487EREDSS | Hammond pull-through wireway fitting, reducer, 8 x 8in to 6 x 6in, edge-aligned opening, 304 stainless steel, NEMA 4/4X/12. | from vendor up to 15 business days | 137 | 148
1487ESSS | Hammond wireway gasket kit, 8 x 8in. | Stock | 21 | 23
1487ETSS | Hammond pull-through wireway fitting, tee, 8 x 8in, 304 stainless steel, NEMA 4/4X/12. | Stock | 486 | 527
1487EV2SS | Hammond pull-through wireway fitting, standard swivel nipple, 8 x 8 x 2.25in, 304 stainless steel, NEMA 4/4X/12. | Stock | 418 | 454
1487EXSS | Hammond pull-through wireway fitting, adjustable fitting, 8 x 8in, 304 stainless steel, NEMA 4/4X/12. | Stock | 388 | 421
148802 | FATH double economy T-nut, M8, steel, slot size 8. Package of 4. For use with all 40mm and 80mm profile T-slotted aluminum rails. Manufacturer part number: 096E40M8S04. | Stock | 5.25
148803 | FATH double economy T-nut, M8, steel, slot size 10. Package of 4. For use with all 45mm and 90mm profile T-slotted aluminum rails. Manufacturer part number: 096E45M8S04. | Stock | 5.5
148804 | FATH double economy T-nut, 1/4-20 UNC, steel, slot size 6. Package of 4. For use with all 1in and 2in profile T-slotted aluminum rails. Manufacturer part number: 096E10U1/4-20S01. | Stock | 3.75
148805 | FATH double economy T-nut, 5/16-18 UNC, steel, slot size 8. Package of 4. For use with all 1.5in and 3in profile T-slotted aluminum rails. Manufacturer part number: 096E15U5/16-18S01. | Stock | 5.25
148850 | FATH straight flat plate, 2 holes, anodized aluminum, slot size 8. For use with all 40mm and 80mm profile T-slotted aluminum rails. Manufacturer part number: 093VA4080. | Stock | 5.5
148851 | FATH straight flat plate, 2 holes, anodized aluminum, slot size 10. For use with all 45mm and 90mm profile T-slotted aluminum rails. Manufacturer part number: 093VA4590. | Stock | 8
148853 | FATH square flat plate, 4 holes, anodized aluminum, slot size 8. For use with all 40mm and 80mm profile T-slotted aluminum rails. Manufacturer part number: 093VA8080. | Stock | 11
148854 | FATH square flat plate, 4 holes, anodized aluminum, slot size 10. For use with all 45mm and 90mm profile T-slotted aluminum rails. Manufacturer part number: 093VA9090. | Stock | 9.75
148856 | FATH straight flat plate, 4 holes, anodized aluminum, slot size 8. For use with all 40mm and 80mm profile T-slotted aluminum rails. Manufacturer part number: 093VA40160. | Stock | 11.5
148857 | FATH straight flat plate, 4 holes, anodized aluminum, slot size 10. For use with all 45mm and 90mm profile T-slotted aluminum rails. Manufacturer part number: 093VA45180. | Stock | 11.5
148858 | FATH rectangular flat plate, 8 holes, anodized aluminum, slot size 8. For use with all 40mm and 80mm profile T-slotted aluminum rails. Manufacturer part number: 093VD80160. | Stock | 11.5
148859 | FATH rectangular flat plate, 8 holes, anodized aluminum, slot size 10. For use with all 45mm and 90mm profile T-slotted aluminum rails. Manufacturer part number: 093VD90180. | Stock | 17.5
148863 | FATH tee flat plate, 12 holes, anodized aluminum, slot size 10. For use with all 45mm and 90mm profile T-slotted aluminum rails. Manufacturer part number: 093VT180180D. | Stock | 28.5
148899 | FATH inside corner bracket, 90-degree, 2 holes, anodized aluminum, slot size 10. For use with all 45mm profile T-slotted aluminum rails. Manufacturer part number: 093WD45. | Stock | 5
1488EE7 | Hammond operator consolet, NEMA 12/13, 7 x 8 x 7in (HxWxD), desktop or pedestal mount, carbon steel, ANSI 61 gray, powder coat finish, screw cover. | Stock | 136 | 145
1488EH7 | Hammond operator consolet, NEMA 12/13, 7 x 12 x 7in (HxWxD), desktop or pedestal mount, carbon steel, ANSI 61 gray, powder coat finish, screw cover. | Stock | 150 | 161
1488EJ7 | Hammond operator consolet, NEMA 12/13, 7 x 16 x 7in (HxWxD), desktop or pedestal mount, carbon steel, ANSI 61 gray, powder coat finish, screw cover. | Stock | 165 | 177
1488EL7 | Hammond operator consolet, NEMA 12/13, 7 x 20 x 7in (HxWxD), desktop or pedestal mount, carbon steel, ANSI 61 gray, powder coat finish, screw cover. | Stock | 184 | 196
1488HH9 | Hammond operator consolet, NEMA 12/13, 11 x 12 x 9in (HxWxD), desktop or pedestal mount, carbon steel, ANSI 61 gray, powder coat finish, screw cover. | Stock | 175 | 187
1488HJ9 | Hammond operator consolet, NEMA 12/13, 11 x 16 x 9in (HxWxD), desktop or pedestal mount, carbon steel, ANSI 61 gray, powder coat finish, screw cover. | Stock | 195 | 208
1488HL9 | Hammond operator consolet, NEMA 12/13, 11 x 20 x 9in (HxWxD), desktop or pedestal mount, carbon steel, ANSI 61 gray, powder coat finish, screw cover. | Stock | 221 | 236
1488HN9 | Hammond operator consolet, NEMA 12/13, 11 x 24 x 9in (HxWxD), desktop or pedestal mount, carbon steel, ANSI 61 gray, powder coat finish, screw cover. | Stock | 240 | 256
1488JJ11 | Hammond operator consolet, NEMA 12/13, 14 x 16 x 11in (HxWxD), desktop or pedestal mount, carbon steel, ANSI 61 gray, powder coat finish, screw cover. | Stock | 225 | 241
1488JL11 | Hammond operator consolet, NEMA 12/13, 14 x 20 x 11in (HxWxD), desktop or pedestal mount, carbon steel, ANSI 61 gray, powder coat finish, screw cover. | Stock | 251 | 268
1488JN11 | Hammond operator consolet, NEMA 12/13, 14 x 24 x 11in (HxWxD), desktop or pedestal mount, carbon steel, ANSI 61 gray, powder coat finish, screw cover. | Stock | 276 | 295
1488JQ11 | Hammond operator consolet, NEMA 12/13, 14 x 30 x 11in (HxWxD), desktop or pedestal mount, carbon steel, ANSI 61 gray, powder coat finish, screw cover. | Stock | 323 | 345
1488JS11 | Hammond operator consolet, NEMA 12/13, 14 x 36 x 11in (HxWxD), desktop or pedestal mount, carbon steel, ANSI 61 gray, powder coat finish, screw cover. | Stock | 363 | 387
1488LL13 | Hammond operator consolet, NEMA 12/13, 18 x 20 x 13in (HxWxD), desktop or pedestal mount, carbon steel, ANSI 61 gray, powder coat finish, screw cover. | Stock | 297 | 317
1488LN13 | Hammond operator consolet, NEMA 12/13, 18 x 24 x 13in (HxWxD), desktop or pedestal mount, carbon steel, ANSI 61 gray, powder coat finish, screw cover. | Stock | 329 | 352
1488LQ13 | Hammond operator consolet, NEMA 12/13, 18 x 30 x 13in (HxWxD), desktop or pedestal mount, carbon steel, ANSI 61 gray, powder coat finish, screw cover. | Stock | 367 | 391
148902 | FATH wide inside corner bracket, 90-degree, 4 holes, anodized aluminum, slot size 10. For use with all 45mm profile T-slotted aluminum rails. Manufacturer part number: 093WD9045. | Stock | 7.25
148904 | FATH tall inside corner bracket, 90-degree, 4 holes, anodized aluminum, slot size 10. For use with all 45mm profile T-slotted aluminum rails. Manufacturer part number: 093WD4590. | Stock | 7.25
148906 | FATH inside corner bracket, 90-degree, 8 holes, anodized aluminum, slot size 8. For use with all 1.5in profile T-slotted aluminum rails. Manufacturer part number: 093WD7676. | Stock | 8.75
148907 | FATH inside corner bracket, 90-degree, 8 holes, anodized aluminum, slot size 10. For use with all 45mm profile T-slotted aluminum rails. Manufacturer part number: 093WD9090. | Stock | 11
148910 | FATH wide gusseted inside corner bracket, 90-degree, 4 holes, anodized aluminum, slot size 8. For use with all 1.5in profile T-slotted aluminum rails. Manufacturer part number: 093WD8384N08. | Stock | 6.5
148911 | FATH wide gusseted inside corner bracket, 90-degree, 4 holes, anodized aluminum, slot size 8. For use with all 40mm profile T-slotted aluminum rails. Manufacturer part number: 093WD8404N08. | Stock | 6.5
148912 | FATH gusseted inside corner bracket, 90-degree, 2 holes, anodized aluminum, slot size 10. For use with all 45mm profile T-slotted aluminum rails. Manufacturer part number: 093W8421N10. | Stock | 5
148913 | FATH wide gusseted inside corner bracket, 90-degree, 4 holes, anodized aluminum, slot size 10. For use with all 45mm profile T-slotted aluminum rails. Manufacturer part number: 093WD8421N10. | Stock | 10.5
148914 | FATH tall gusseted inside corner bracket, 90-degree, 4 holes, anodized aluminum, slot size 10. For use with all 45mm profile T-slotted aluminum rails. Manufacturer part number: 093W8451N10. | Stock | 11.5
148915 | FATH angle bracket, 90-degree, 2 holes, die-cast aluminum, slot size 6. For use with all 1in profile T-slotted aluminum rails. Manufacturer part number: 093W203N06. | Stock | 1.5
148916 | FATH angle bracket, 90-degree, 2 holes, die-cast aluminum, slot size 8. For use with all 1.5in profile T-slotted aluminum rails. Manufacturer part number: 093W404N08. | Stock | 3.75
148932 | FATH pivot joint with locking handle, 178-degree adjustable, 2 holes, die-cast zinc, slot size 6. For use with all 1in profile T-slotted aluminum rails. Manufacturer part number: 093GF25AN06. | Stock | 38
148933 | FATH pivot joint with locking handle, 178-degree adjustable, 2 holes, die-cast zinc, slot size 8. For use with all 1.5in profile T-slotted aluminum rails. Manufacturer part number: 093GF38AN08. | Stock | 38
148953 | FATH 2D cube connector, 1 x 1in, die-cast aluminum, slot size 6. For use with 1 x 1in profile T-slotted aluminum rails. (2) plastic cover caps included. Manufacturer part number: 093WW251N06. | Stock | 8
148954 | FATH 2D cube connector, 1.5 x 1.5in, die-cast aluminum, slot size 8. For use with 1.5 x 1.5in profile T-slotted aluminum rails. (2) plastic cover caps included. Manufacturer part number: 093WW381N08. | Stock | 9.75
148956 | FATH 3D cube connector, 1 x 1 x 1in, die-cast aluminum, slot size 6. For use with 1 x 1in profile T-slotted aluminum rails. (3) plastic cover caps included. Manufacturer part number: 093WW252N06. | Stock | 10
148957 | FATH 3D cube connector, 1.5 x 1.5 x 1.5in, die-cast aluminum, slot size 8. For use with 1.5 x 1.5in profile T-slotted aluminum rails. (3) plastic cover caps included. Manufacturer part number: 093WW382N08. | Stock | 11
148958 | FATH 2D cube connector, 40 x 40 x 40mm, die-cast aluminum, slot size 8. For use with 40 x 40mm profile T-slotted aluminum rails. (2) plastic cover caps included. Manufacturer part number: 093WW405N08. | Stock | 9.75
148959 | FATH 3D cube connector, 40 x 40 x 40mm, die-cast aluminum, slot size 8. For use with 40 x 40mm profile T-slotted aluminum rails. (3) plastic cover caps included. Manufacturer part number: 093WW406N08. | Stock | 10.5
148960 | FATH 2D cube connector, 45 x 45 x 45mm, die-cast aluminum, slot size 10. For use with 45 x 45mm profile T-slotted aluminum rails. (2) plastic cover caps included. Manufacturer part number: 093WW453N10. | Stock | 10.5
148961 | FATH 3D cube connector, 45 x 45 x 45mm, die-cast aluminum, slot size 10. For use with 45 x 45mm profile T-slotted aluminum rails. (3) plastic cover caps included. Manufacturer part number: 093WW454N10. | Stock | 10.5
148974 | FATH roller, 39.5 x 17.6mm, nylon, slot size 8. For use with all 1.5in, 3in, 30mm, 40mm, and 80mm profile T-slotted aluminum rails. Manufacturer part number: 093020P01. | Stock | 9.25
148979 | FATH gusseted inside corner bracket, 90-degree, 8 holes, anodized aluminum, slot size 10. For use with all 45mm profile T-slotted aluminum rails. Manufacturer part number: 093W8901N10. | Stock | 20.5
1489MP12 | Hammond pushbutton enclosure, 12 holes, 22mm, NEMA 12, 13 x 10 x 6in (HxWxD), wall mount, carbon steel, ANSI 61 gray, powder coat finish, hinged screw cover. | Stock | 207 | 221
1489MP16 | Hammond pushbutton enclosure, 16 holes, 22mm, NEMA 12, 13 x 12 x 6in (HxWxD), wall mount, carbon steel, ANSI 61 gray, powder coat finish, hinged screw cover. | Stock | 237 | 253
1489MP20 | Hammond pushbutton enclosure, 20 holes, 22mm, NEMA 12, 15 x 12 x 6in (HxWxD), wall mount, carbon steel, ANSI 61 gray, powder coat finish, hinged screw cover. | Stock | 265 | 283
1489MP25 | Hammond pushbutton enclosure, 25 holes, 22mm, NEMA 12, 15 x 14 x 6in (HxWxD), wall mount, carbon steel, ANSI 61 gray, powder coat finish, hinged screw cover. | from vendor up to 15 business days | 297 | 317
1489MP30 | Hammond pushbutton enclosure, 30 holes, 22mm, NEMA 12, 18 x 14 x 6in (HxWxD), wall mount, carbon steel, ANSI 61 gray, powder coat finish, hinged screw cover. | from vendor up to 15 business days | 329 | 352
1489MP36 | Hammond pushbutton enclosure, 36 holes, 22mm, NEMA 12, 18 x 17 x 6in (HxWxD), wall mount, carbon steel, ANSI 61 gray, powder coat finish, hinged screw cover. | from vendor up to 15 business days | 366 | 390
1489MP4 | Hammond pushbutton enclosure, 4 holes, 22mm, NEMA 12, 9 x 8 x 6in (HxWxD), wall mount, carbon steel, ANSI 61 gray, powder coat finish, hinged screw cover. | Stock | 137 | 147
1489MP42 | Hammond pushbutton enclosure, 42 holes, 22mm, NEMA 12, 20 x 17 x 6in (HxWxD), wall mount, carbon steel, ANSI 61 gray, powder coat finish, hinged screw cover. | from vendor up to 15 business days | 401 | 426
1489MP6 | Hammond pushbutton enclosure, 6 holes, 22mm, NEMA 12, 11 x 8 x 6in (HxWxD), wall mount, carbon steel, ANSI 61 gray, powder coat finish, hinged screw cover. | Stock | 158 | 169
1489MP9 | Hammond pushbutton enclosure, 9 holes, 22mm, NEMA 12, 11 x 10 x 6in (HxWxD), wall mount, carbon steel, ANSI 61 gray, powder coat finish, hinged screw cover. | Stock | 183 | 195
1489P12 | Hammond pushbutton enclosure, 12 holes, 30mm, NEMA 12, 13 x 10 x 6in (HxWxD), wall mount, carbon steel, ANSI 61 gray, powder coat finish, hinged screw cover. | Stock | 213 | 228
1489P16 | Hammond pushbutton enclosure, 16 holes, 30mm, NEMA 12, 13 x 12 x 6in (HxWxD), wall mount, carbon steel, ANSI 61 gray, powder coat finish, hinged screw cover. | Stock | 243 | 261
1489P20 | Hammond pushbutton enclosure, 20 holes, 30mm, NEMA 12, 15 x 12 x 6in (HxWxD), wall mount, carbon steel, ANSI 61 gray, powder coat finish, hinged screw cover. | Stock | 273 | 291
1489P25 | Hammond pushbutton enclosure, 25 holes, 30mm, NEMA 12, 15 x 14 x 6in (HxWxD), wall mount, carbon steel, ANSI 61 gray, powder coat finish, hinged screw cover. | Stock | 306 | 328
1489P30 | Hammond pushbutton enclosure, 30 holes, 30mm, NEMA 12, 18 x 14 x 6in (HxWxD), wall mount, carbon steel, ANSI 61 gray, powder coat finish, hinged screw cover. | from vendor up to 15 business days | 339 | 362
1489P36 | Hammond pushbutton enclosure, 36 holes, 30mm, NEMA 12, 18 x 17 x 6in (HxWxD), wall mount, carbon steel, ANSI 61 gray, powder coat finish, hinged screw cover. | Stock | 377 | 402
1489P4 | Hammond pushbutton enclosure, 4 holes, 30mm, NEMA 12, 9 x 8 x 6in (HxWxD), wall mount, carbon steel, ANSI 61 gray, powder coat finish, hinged screw cover. | Stock | 141 | 150
1489P42 | Hammond pushbutton enclosure, 42 holes, 30mm, NEMA 12, 20 x 17 x 6in (HxWxD), wall mount, carbon steel, ANSI 61 gray, powder coat finish, hinged screw cover. | from vendor up to 15 business days | 414 | 441
1489P6 | Hammond pushbutton enclosure, 6 holes, 30mm, NEMA 12, 11 x 8 x 6in (HxWxD), wall mount, carbon steel, ANSI 61 gray, powder coat finish, hinged screw cover. | Stock | 162 | 174
1489P9 | Hammond pushbutton enclosure, 9 holes, 30mm, NEMA 12, 11 x 10 x 6in (HxWxD), wall mount, carbon steel, ANSI 61 gray, powder coat finish, hinged screw cover. | Stock | 188 | 202
148D1111 | Socomec rotary handle, round, S0, black/blue, external front or right side mount, 2-position, lockable in OFF only, defeatable, NEMA 4/4X. | Stock | 30.5 | 33.5
148E1111 | Socomec rotary handle, round, S0, red/yellow, external front or right side mount, 2-position, lockable in OFF only, defeatable, NEMA 4/4X. | Stock | 30.5 | 33.5
1490D1 | Hammond pushbutton consolet, 1 hole, 30mm, NEMA 12/13, 4 x 4 x 5in (HxWxD), desktop or pedestal mount, carbon steel, ANSI 61 gray, powder coat finish, screw cover. | Stock | 75 | 80
1490D2 | Hammond pushbutton consolet, 2 holes, 30mm, NEMA 12/13, 4 x 6 x 5in (HxWxD), desktop or pedestal mount, carbon steel, ANSI 61 gray, powder coat finish, screw cover. | Stock | 88 | 95
1490D3 | Hammond pushbutton consolet, 3 holes, 30mm, NEMA 12/13, 4 x 8 x 5in (HxWxD), desktop or pedestal mount, carbon steel, ANSI 61 gray, powder coat finish, screw cover. | Stock | 100 | 108
1490D4 | Hammond pushbutton consolet, 4 holes, 30mm, NEMA 12/13, 4 x 10 x 5in (HxWxD), desktop or pedestal mount, carbon steel, ANSI 61 gray, powder coat finish, screw cover. | Stock | 113 | 121
1490G10 | Hammond pushbutton consolet, 10 holes, 30mm, NEMA 12/13, 7 x 13 x 7in (HxWxD), desktop or pedestal mount, carbon steel, ANSI 61 gray, powder coat finish, hinged screw cover. | Stock | 184 | 196
1490G12 | Hammond pushbutton consolet, 12 holes, 30mm, NEMA 12/13, 7 x 16 x 7in (HxWxD), desktop or pedestal mount, carbon steel, ANSI 61 gray, powder coat finish, hinged screw cover. | Stock | 201 | 215
1490G16 | Hammond pushbutton consolet, 16 holes, 30mm, NEMA 12/13, 7 x 20 x 7in (HxWxD), desktop or pedestal mount, carbon steel, ANSI 61 gray, powder coat finish, hinged screw cover. | Stock | 233 | 249
1490G4 | Hammond pushbutton consolet, 4 holes, 30mm, NEMA 12/13, 7 x 7 x 7in (HxWxD), desktop or pedestal mount, carbon steel, ANSI 61 gray, powder coat finish, hinged screw cover. | Stock | 127 | 135
1490G6 | Hammond pushbutton consolet, 6 holes, 30mm, NEMA 12/13, 7 x 9 x 7in (HxWxD), desktop or pedestal mount, carbon steel, ANSI 61 gray, powder coat finish, hinged screw cover. | Stock | 146 | 157
1490G8 | Hammond pushbutton consolet, 8 holes, 30mm, NEMA 12/13, 7 x 11 x 7in (HxWxD), desktop or pedestal mount, carbon steel, ANSI 61 gray, powder coat finish, hinged screw cover. | Stock | 165 | 177
1490H9 | Hammond pushbutton consolet, 9 holes, 30mm, NEMA 12/13, 9 x 9 x 8in (HxWxD), desktop or pedestal mount, carbon steel, ANSI 61 gray, powder coat finish, hinged screw cover. | Stock | 173 | 185
1490J12 | Hammond pushbutton consolet, 12 holes, 30mm, NEMA 12/13, 11 x 9 x 9in (HxWxD), desktop or pedestal mount, carbon steel, ANSI 61 gray, powder coat finish, hinged screw cover. | Stock | 192 | 205
1490J16 | Hammond pushbutton consolet, 16 holes, 30mm, NEMA 12/13, 11 x 11 x 9in (HxWxD), desktop or pedestal mount, carbon steel, ANSI 61 gray, powder coat finish, hinged screw cover. | Stock | 214 | 229
1490J20 | Hammond pushbutton consolet, 20 holes, 30mm, NEMA 12/13, 11 x 13 x 9in (HxWxD), desktop or pedestal mount, carbon steel, ANSI 61 gray, powder coat finish, hinged screw cover. | Stock | 247 | 263
1490K25 | Hammond pushbutton consolet, 25 holes, 30mm, NEMA 12/13, 13 x 13 x 10in (HxWxD), desktop or pedestal mount, carbon steel, ANSI 61 gray, powder coat finish, hinged screw cover. | Stock | 281 | 300
1490K30 | Hammond pushbutton consolet, 30 holes, 30mm, NEMA 12/13, 13 x 16 x 10in (HxWxD), desktop or pedestal mount, carbon steel, ANSI 61 gray, powder coat finish, hinged screw cover. | Stock | 306 | 328
1490MD1 | Hammond pushbutton consolet, 1 hole, 22mm, NEMA 12/13, 4 x 4 x 5in (HxWxD), desktop or pedestal mount, carbon steel, ANSI 61 gray, powder coat finish, screw cover. | Stock | 73 | 78
1490MD2 | Hammond pushbutton consolet, 2 holes, 22mm, NEMA 12/13, 4 x 6 x 5in (HxWxD), desktop or pedestal mount, carbon steel, ANSI 61 gray, powder coat finish, screw cover. | Stock | 85 | 91
1490MD3 | Hammond pushbutton consolet, 3 holes, 22mm, NEMA 12/13, 4 x 8 x 5in (HxWxD), desktop or pedestal mount, carbon steel, ANSI 61 gray, powder coat finish, screw cover. | Stock | 98 | 105
1490MD4 | Hammond pushbutton consolet, 4 holes, 22mm, NEMA 12/13, 4 x 10 x 5in (HxWxD), desktop or pedestal mount, carbon steel, ANSI 61 gray, powder coat finish, screw cover. | Stock | 110 | 117
1490MG10 | Hammond pushbutton consolet, 10 holes, 22mm, NEMA 12/13, 7 x 13 x 7in (HxWxD), desktop or pedestal mount, carbon steel, ANSI 61 gray, powder coat finish, hinged screw cover. | Stock | 178 | 191
1490MG12 | Hammond pushbutton consolet, 12 holes, 22mm, NEMA 12/13, 7 x 16 x 7in (HxWxD), desktop or pedestal mount, carbon steel, ANSI 61 gray, powder coat finish, hinged screw cover. | from vendor up to 15 business days | 195 | 209
1490MG16 | Hammond pushbutton consolet, 16 holes, 22mm, NEMA 12/13, 7 x 20 x 7in (HxWxD), desktop or pedestal mount, carbon steel, ANSI 61 gray, powder coat finish, hinged screw cover. | Stock | 227 | 242
1490MG4 | Hammond pushbutton consolet, 4 holes, 22mm, NEMA 12/13, 7 x 7 x 7in (HxWxD), desktop or pedestal mount, carbon steel, ANSI 61 gray, powder coat finish, hinged screw cover. | Stock | 123 | 132
1490MG6 | Hammond pushbutton consolet, 6 holes, 22mm, NEMA 12/13, 7 x 9 x 7in (HxWxD), desktop or pedestal mount, carbon steel, ANSI 61 gray, powder coat finish, hinged screw cover. | Stock | 142 | 152
1490MG8 | Hammond pushbutton consolet, 8 holes, 22mm, NEMA 12/13, 7 x 11 x 7in (HxWxD), desktop or pedestal mount, carbon steel, ANSI 61 gray, powder coat finish, hinged screw cover. | Stock | 161 | 172
1490MH9 | Hammond pushbutton consolet, 9 holes, 22mm, NEMA 12/13, 9 x 9 x 8in (HxWxD), desktop or pedestal mount, carbon steel, ANSI 61 gray, powder coat finish, hinged screw cover. | Stock | 168 | 179
1490MJ12 | Hammond pushbutton consolet, 12 holes, 22mm, NEMA 12/13, 11 x 9 x 9in (HxWxD), desktop or pedestal mount, carbon steel, ANSI 61 gray, powder coat finish, hinged screw cover. | Stock | 187 | 200
1490MJ16 | Hammond pushbutton consolet, 16 holes, 22mm, NEMA 12/13, 11 x 11 x 9in (HxWxD), desktop or pedestal mount, carbon steel, ANSI 61 gray, powder coat finish, hinged screw cover. | Stock | 208 | 222
1490MJ20 | Hammond pushbutton consolet, 20 holes, 22mm, NEMA 12/13, 11 x 13 x 9in (HxWxD), desktop or pedestal mount, carbon steel, ANSI 61 gray, powder coat finish, hinged screw cover. | Stock | 240 | 256
1490MK25 | Hammond pushbutton consolet, 25 holes, 22mm, NEMA 12/13, 13 x 13 x 10in (HxWxD), desktop or pedestal mount, carbon steel, ANSI 61 gray, powder coat finish, hinged screw cover. | from vendor up to 15 business days | 272 | 289
1490MK30 | Hammond pushbutton consolet, 30 holes, 22mm, NEMA 12/13, 13 x 16 x 10in (HxWxD), desktop or pedestal mount, carbon steel, ANSI 61 gray, powder coat finish, hinged screw cover. | from vendor up to 15 business days | 297 | 317
14930111 | Socomec rotary handle, round, S0, black/blue, external front mount, 2-position, lockable in OFF only, defeatable, NEMA 1/3R/12. | Stock | 19.25 | 20
14937890 | WEG Electric CFW500 series AC high-performance drive, NEMA 4X, 230 VAC, 2hp with 3-phase and 1-phase input, SVC, V/Hz, VVW, FOC or torque mode, A frame, RS-485, Modbus RTU, 65kA SCCR. Optional communication and STO modules available. | Stock | 507.5 | 548
14938005 | WEG Electric CFW500 series AC high-performance drive with disconnect, NEMA 4X, 230 VAC, 2hp with 3-phase and 1-phase input, SVC, V/Hz, VVW, FOC or torque mode, A frame, RS-485, Modbus RTU, 65kA SCCR. Optional communication and STO modules available. | Stock | 585 | 632
14938041 | WEG Electric CFW500 series AC high-performance drive, NEMA 4X, 230 VAC, 3hp with 3-phase and 1-phase input, SVC, V/Hz, VVW, FOC or torque mode, A frame, RS-485, Modbus RTU, 65kA SCCR. Optional communication and STO modules available. | Stock | 547.5 | 591
14938047 | WEG Electric CFW500 series AC high-performance drive with disconnect, NEMA 4X, 230 VAC, 3hp with 3-phase and 1-phase input, SVC, V/Hz, VVW, FOC or torque mode, A frame, RS-485, Modbus RTU, 65kA SCCR. Optional communication and STO modules available. | Stock | 627.5 | 678
14938111 | WEG Electric CFW500 series AC high-performance drive, NEMA 4X, 230 VAC, 5hp with 3-phase input, SVC, V/Hz, VVW, FOC or torque mode, A frame, RS-485, Modbus RTU, 65kA SCCR. Optional communication and STO modules available. | Stock | 675 | 729
14938113 | WEG Electric CFW500 series AC high-performance drive with disconnect, NEMA 4X, 230 VAC, 5hp with 3-phase input, SVC, V/Hz, VVW, FOC or torque mode, A frame, RS-485, Modbus RTU, 65kA SCCR. Optional communication and STO modules available. | Stock | 777.5 | 840
14938547 | WEG Electric CFW500 series AC high-performance drive, NEMA 4X, 230 VAC, 10hp with 3-phase input, SVC, V/Hz, VVW, FOC or torque mode, B frame, RS-485, Modbus RTU, 65kA SCCR. Optional communication and STO modules available. | Stock | 1137.5 | 1229
14938655 | WEG Electric CFW500 series AC high-performance drive with disconnect, NEMA 4X, 230 VAC, 10hp with 3-phase input, SVC, V/Hz, VVW, FOC or torque mode, B frame, RS-485, Modbus RTU, 65kA SCCR. Optional communication and STO modules available. | Stock | 1310 | 1415
14940111 | Socomec rotary handle, round, S0, red/yellow, external front mount, 2-position, lockable in OFF only, defeatable, NEMA 1/3R/12. | Stock | 19.25 | 20
1495C35 | Hammond straight pedestal column, carbon steel, 35.00 x 4.00 x 4.00in, ANSI 61 gray, powder coat finish. For use with operator consolets. Flange gaskets, box connector and mounting hardware included. | Stock | 254 | 271
1495D35 | Hammond straight pedestal column, carbon steel, 35.00 x 6.00 x 6.00in, ANSI 61 gray, powder coat finish. For use with operator consolets. Flange gaskets, box connector and mounting hardware included. | Stock | 381 | 405
1495XK | Hammond pedestal base, carbon steel, 18.00 x 18.00in, ANSI 61 gray, powder coat finish. For use with pedestal columns. Leveling screws included. | Stock | 157 | 167
1495XN | Hammond pedestal base, carbon steel, 24.00 x 24.00in, ANSI 61 gray, powder coat finish. For use with pedestal columns. Leveling screws included. | Stock | 350 | 373
14968050 | WEG Electric CFW500 series relay/analog combo module, Analog Input: 1-channel, current/voltage, Analog Output: 1-channel, current/voltage, Discrete Input: 5-point, sinking/sourcing, Discrete Output: 5-point, relay, (3) Form A (SPST) relays, (1) Form C (SPDT) relay. | Stock | 56.5 | 61
14975783 | WEG Electric CFW500 series AC high-performance drive, NEMA 4X, 230 VAC, 7-1/2hp with 3-phase input, SVC, V/Hz, VVW, FOC or torque mode, B frame, RS-485, Modbus RTU, 65kA SCCR. Optional communication and STO modules available. | Stock | 975 | 1053
14975838 | WEG Electric CFW500 series AC high-performance drive with disconnect, NEMA 4X, 230 VAC, 7-1/2hp with 3-phase input, SVC, V/Hz, VVW, FOC or torque mode, B frame, RS-485, Modbus RTU, 65kA SCCR. Optional communication and STO modules available. | Stock | 1122.5 | 1212
14975888 | WEG Electric CFW500 series AC high-performance drive, NEMA 4X, 460 VAC, 1hp with 3-phase input, SVC, V/Hz, VVW, FOC or torque mode, A frame, RS-485, Modbus RTU, 65kA SCCR. Optional communication and STO modules available. | Stock | 495 | 535
14976517 | WEG Electric CFW500 series AC high-performance drive with disconnect, NEMA 4X, 460 VAC, 1hp with 3-phase input, SVC, V/Hz, VVW, FOC or torque mode, A frame, RS-485, Modbus RTU, 65kA SCCR. Optional communication and STO modules available. | Stock | 570 | 616
14976683 | WEG Electric CFW500 series AC high-performance drive, NEMA 4X, 460 VAC, 2hp with 3-phase input, SVC, V/Hz, VVW, FOC or torque mode, A frame, RS-485, Modbus RTU, 65kA SCCR. Optional communication and STO modules available. | Stock | 587.5 | 635
14976809 | WEG Electric CFW500 series AC high-performance drive with disconnect, NEMA 4X, 460 VAC, 2hp with 3-phase input, SVC, V/Hz, VVW, FOC or torque mode, A frame, RS-485, Modbus RTU, 65kA SCCR. Optional communication and STO modules available. | Stock | 675 | 729
14976814 | WEG Electric CFW500 series AC high-performance drive, NEMA 4X, 460 VAC, 3hp with 3-phase input, SVC, V/Hz, VVW, FOC or torque mode, A frame, RS-485, Modbus RTU, 65kA SCCR. Optional communication and STO modules available. | Stock | 700 | 756
14977065 | WEG Electric CFW500 series AC high-performance drive with disconnect, NEMA 4X, 460 VAC, 3hp with 3-phase input, SVC, V/Hz, VVW, FOC or torque mode, A frame, RS-485, Modbus RTU, 65kA SCCR. Optional communication and STO modules available. | Stock | 805 | 869
14977261 | WEG Electric CFW500 series AC high-performance drive, NEMA 4X, 460 VAC, 5hp with 3-phase input, SVC, V/Hz, VVW, FOC or torque mode, A frame, RS-485, Modbus RTU, 65kA SCCR. Optional communication and STO modules available. | Stock | 825 | 891
14977266 | WEG Electric CFW500 series AC high-performance drive with disconnect, NEMA 4X, 460 VAC, 5hp with 3-phase input, SVC, V/Hz, VVW, FOC or torque mode, A frame, RS-485, Modbus RTU, 65kA SCCR. Optional communication and STO modules available. | Stock | 950 | 1026
14977391 | WEG Electric CFW500 series AC high-performance drive, NEMA 4X, 460 VAC, 10hp with 3-phase input, SVC, V/Hz, VVW, FOC or torque mode, B frame, RS-485, Modbus RTU, 65kA SCCR. Optional communication and STO modules available. | Stock | 1025 | 1107
14977397 | WEG Electric CFW500 series AC high-performance drive with disconnect, NEMA 4X, 460 VAC, 10hp with 3-phase input, SVC, V/Hz, VVW, FOC or torque mode, B frame, RS-485, Modbus RTU, 65kA SCCR. Optional communication and STO modules available. | Stock | 1180 | 1274
14977629 | WEG Electric CFW500 series AC high-performance drive, NEMA 4X, 460 VAC, 15hp with 3-phase input, SVC, V/Hz, VVW, FOC or torque mode, B frame, RS-485, Modbus RTU, 65kA SCCR. Optional communication and STO modules available. | Stock | 1512.5 | 1634
14978365 | WEG Electric CFW500 series AC high-performance drive with disconnect, NEMA 4X, 460 VAC, 15hp with 3-phase input, SVC, V/Hz, VVW, FOC or torque mode, B frame, RS-485, Modbus RTU, 65kA SCCR. Optional communication and STO modules available. | Stock | 1740 | 1879
14978548 | WEG Electric CFW500 series AC high-performance drive, NEMA 4X, 460 VAC, 20hp with 3-phase input, SVC, V/Hz, VVW, FOC or torque mode, B frame, RS-485, Modbus RTU, 65kA SCCR. Optional communication and STO modules available. | Stock | 1825 | 1971
14978573 | WEG Electric CFW500 series AC high-performance drive with disconnect, NEMA 4X, 460 VAC, 20hp with 3-phase input, SVC, V/Hz, VVW, FOC or torque mode, B frame, RS-485, Modbus RTU, 65kA SCCR. Optional communication and STO modules available. | Stock | 2100 | 2268
14989840 | WEG Electric CFW500 series AC high-performance drive, NEMA 4X, 230 VAC, 1/4hp with 3-phase and 1-phase input, SVC, V/Hz, VVW, FOC or torque mode, A frame, RS-485, Modbus RTU, 65kA SCCR. Optional communication and STO modules available. | Stock | 387.5 | 419
14990863 | WEG Electric CFW500 series AC high-performance drive with disconnect, NEMA 4X, 230 VAC, 1/4hp with 3-phase and 1-phase input, SVC, V/Hz, VVW, FOC or torque mode, A frame, RS-485, Modbus RTU, 65kA SCCR. Optional communication and STO modules available. | Stock | 447.5 | 483
14990985 | WEG Electric CFW500 series AC high-performance drive, NEMA 4X, 230 VAC, 1/2hp with 3-phase and 1-phase input, SVC, V/Hz, VVW, FOC or torque mode, A frame, RS-485, Modbus RTU, 65kA SCCR. Optional communication and STO modules available. | Stock | 400 | 432
14991103 | WEG Electric CFW500 series AC high-performance drive with disconnect, NEMA 4X, 230 VAC, 1/2hp with 3-phase and 1-phase input, SVC, V/Hz, VVW, FOC or torque mode, A frame, RS-485, Modbus RTU, 65kA SCCR. Optional communication and STO modules available. | Stock | 460 | 497
14991517 | WEG Electric CFW500 series AC high-performance drive, NEMA 4X, 230 VAC, 1hp with 3-phase and 1-phase input, SVC, V/Hz, VVW, FOC or torque mode, A frame, RS-485, Modbus RTU, 65kA SCCR. Optional communication and STO modules available. | Stock | 425 | 459
14991753 | WEG Electric CFW500 series AC high-performance drive with disconnect, NEMA 4X, 230 VAC, 1hp with 3-phase and 1-phase input, SVC, V/Hz, VVW, FOC or torque mode, A frame, RS-485, Modbus RTU, 65kA SCCR. Optional communication and STO modules available. | Stock | 490 | 529
14991899 | WEG Electric CFW500 series AC high-performance drive, NEMA 4X, 460 VAC, 1/3hp with 3-phase input, SVC, V/Hz, VVW, FOC or torque mode, A frame, RS-485, Modbus RTU, 65kA SCCR. Optional communication and STO modules available. | Stock | 475 | 513
14991953 | WEG Electric CFW500 series AC high-performance drive with disconnect, NEMA 4X, 460 VAC, 1/3hp with 3-phase input, SVC, V/Hz, VVW, FOC or torque mode, A frame, RS-485, Modbus RTU, 65kA SCCR. Optional communication and STO modules available. | Stock | 547.5 | 591
14992113 | WEG Electric CFW500 series AC high-performance drive, NEMA 4X, 460 VAC, 1/2hp with 3-phase input, SVC, V/Hz, VVW, FOC or torque mode, A frame, RS-485, Modbus RTU, 65kA SCCR. Optional communication and STO modules available. | Stock | 487.5 | 527
14992148 | WEG Electric CFW500 series AC high-performance drive with disconnect, NEMA 4X, 460 VAC, 1/2hp with 3-phase input, SVC, V/Hz, VVW, FOC or torque mode, A frame, RS-485, Modbus RTU, 65kA SCCR. Optional communication and STO modules available. | Stock | 562.5 | 608
149D0111 | Socomec rotary handle, round, S0, black/blue, external front mount, 2-position, lockable in OFF only, defeatable, NEMA 4/4X. | Stock | 22 | 24
1.49e+113 | Socomec rotary handle, round, S0, red/yellow, external front mount, 2-position, lockable in OFF only, defeatable, NEMA 4/4X. | Stock | 22 | 23
14A0503 | Hammond subpanel, 5052-H32 aluminum. For use with 6x4 (HxW) EJ64xxx Eclipse Junior series, 1414xxxx and HJ64xxx enclosures. | from vendor up to 15 business days | 5.5 | 5.75
14A0505 | Hammond subpanel, 5052-H32 aluminum. For use with 6x6 (HxW) EJ664xxx Eclipse Junior series, 1414xxxx and HJ664xxx enclosures. | Stock | 5.75 | 6.25
14A0705 | Hammond subpanel, 5052-H32 aluminum. For use with 6x8/8x6 (HxW) EJxxxx Eclipse Junior series, 1414xxxx and HJ86xxx enclosures. | Stock | 6.75 | 7.25
14A0707 | Hammond subpanel, 5052-H32 aluminum. For use with 8x8 (HxW) EJ884xxx Eclipse Junior series and HJ884HLP enclosures. | Stock | 8 | 8.5
14A0907 | Hammond subpanel, 5052-H32 aluminum. For use with 8x10/10x8 (HxW) EJxxxx Eclipse Junior series, 1414xxxx and HJxxxx enclosures. | Stock | 9.25 | 9.75
14A0909 | Hammond subpanel, 5052-H32 aluminum. For use with 10x10 (HxW) EJ10106xxx Eclipse Junior series and HJ10106HLP enclosures. | Stock | 10.75 | 11.75
14A1105 | Hammond subpanel, 5052-H32 aluminum. For use with 12x6 (HxW) EJ126xx Eclipse Junior series and HJ1264HLP enclosures. | Stock | 8.5 | 9.25
14A1109 | Hammond subpanel, 5052-H32 aluminum. For use with 10x12/12x10 (HxW) EJxxxx Eclipse Junior series, 1414xxxx and HJxxxx enclosures. | Stock | 12.5 | 13.25
14A1111 | Hammond subpanel, 5052-H32 aluminum. For use with 12x12 (HxW) EJ1212xxxx Eclipse Junior series, 1414N4PHxxxL6 and HJ12126HLP enclosures. | Stock | 12.5 | 13.5
14A1307 | Hammond subpanel, 5052-H32 aluminum. For use with 14x8 (HxW) EJ1486xx Eclipse Junior series and HJ1486HLP enclosures. | Stock | 12.25 | 13.25
14A1311 | Hammond subpanel, 5052-H32 aluminum. For use with 12x14/14x12 (HxW) EJxxxx Eclipse Junior series, 1414xxxx and HJxxxx enclosures. | Stock | 16.25 | 17.5
14A1509 | Hammond subpanel, 5052-H32 aluminum. For use with 16x10 (HxW) EJ16106xx Eclipse Junior series and HJ16106HLP enclosures. | Stock | 12.5 | 13.25
14A1513 | Hammond subpanel, 5052-H32 aluminum. For use with 14x16/16x14 (HxW) EJxxxx Eclipse Junior series, 1414xxxx and HJxxxx enclosures. | Stock | 21.5 | 23
14B10 | Hammond enclosure terminal bracket, carbon steel, vertical or horizontal mount, RAL 9003 white, powder coat finish. Package of 2. For use with 10in (H or W) 1414 enclosures. | Stock | 20.5 | 22
14B12 | Hammond enclosure terminal bracket, carbon steel, vertical or horizontal mount, RAL 9003 white, powder coat finish. Package of 2. For use with 12in (H or W) 1414 enclosures. | Stock | 21.5 | 23
14B14 | Hammond enclosure terminal bracket, carbon steel, vertical or horizontal mount, RAL 9003 white, powder coat finish. Package of 2. For use with 14in (H or W) 1414 enclosures. | Stock | 22.5 | 24
14B6 | Hammond enclosure terminal bracket, carbon steel, vertical or horizontal mount, RAL 9003 white, powder coat finish. Package of 2. For use with 6in (H or W) 1414 enclosures. | Stock | 18.25 | 19.25
14B8 | Hammond enclosure terminal bracket, carbon steel, vertical or horizontal mount, RAL 9003 white, powder coat finish. Package of 2. For use with 8in (H or W) 1414 enclosures. | Stock | 19.25 | 20.5
14G0503 | Hammond subpanel, galvanized steel. For use with 6x4 (HxW) EJ64xxx Eclipse Junior series, 1414xxxx and HJ64xxx enclosures. | Stock | 4 | 4.25
14G0505 | Hammond subpanel, galvanized steel. For use with 6x6 (HxW) EJ664xxx Eclipse Junior series, 1414xxxx and HJ664xxx enclosures. | Stock | 5 | 5.25
14G0705 | Hammond subpanel, galvanized steel. For use with 6x8/8x6 (HxW) EJxxxx Eclipse Junior series, 1414xxxx and HJ86xxx enclosures. | Stock | 5.5 | 6
14G0707 | Hammond subpanel, galvanized steel. For use with 8x8 (HxW) EJ884xxx Eclipse Junior series and HJ884HLP enclosures. | Stock | 6.5 | 7
14G0907 | Hammond subpanel, galvanized steel. For use with 8x10/10x8 (HxW) EJxxxx Eclipse Junior series, 1414xxxx and HJxxxx enclosures. | Stock | 7.5 | 8
14G0909 | Hammond subpanel, galvanized steel. For use with 10x10 (HxW) EJ10106xxx Eclipse Junior series and HJ10106HLP enclosures. | Stock | 8.75 | 9.5
14G1105 | Hammond subpanel, galvanized steel. For use with 12x6 (HxW) EJ126xx Eclipse Junior series and HJ1264HLP enclosures. | Stock | 7 | 7.5
14G1109 | Hammond subpanel, galvanized steel. For use with 10x12/12x10 (HxW) EJxxxx Eclipse Junior series, 1414xxxx and HJxxxx enclosures. | Stock | 10 | 11
14G1111 | Hammond subpanel, galvanized steel. For use with 12x12 (HxW) EJ1212xxxx Eclipse Junior series, 1414N4PHxxxL6 and HJ12126HLP enclosures. | Stock | 11.75 | 12.75
14G1307 | Hammond subpanel, galvanized steel. For use with 14x8 (HxW) EJ1486xx Eclipse Junior series and HJ1486HLP enclosures. | from vendor up to 15 business days | 9.75 | 10.5
14G1311 | Hammond subpanel, galvanized steel. For use with 12x14/14x12 (HxW) EJxxxx Eclipse Junior series, 1414xxxx and HJxxxx enclosures. | Stock | 13.25 | 14.25
14G1509 | Hammond subpanel, galvanized steel. For use with 16x10 (HxW) EJ16106xx Eclipse Junior series and HJ16106HLP enclosures. | Stock | 12.75 | 13.75
14G1513 | Hammond subpanel, galvanized steel. For use with 14x16/16x14 (HxW) EJxxxx Eclipse Junior series, 1414xxxx and HJxxxx enclosures. | Stock | 17.5 | 18.75
14PLKS16 | Hammond enclosure padlock kit, 316 stainless steel. For use with 1414 enclosures. Mounting hardware included. | Stock | 18.75 | 20
14QR | Hammond enclosure quick-release clamp, replacement, zinc plated steel. For use with 1414 enclosures, 1485 wireway and 1486 trough. | Stock | 10.5 | 11.25
14QRS16 | Hammond enclosure quick-release clamp, replacement, 316 stainless steel. For use with 1414 enclosures, 1485 wireway and 1486 trough. | Stock | 27 | 29
14QRSS | Hammond enclosure quick-release clamp, replacement, 304 stainless steel. For use with 1414 enclosures, 1485 wireway and 1486 trough. | Stock | 22 | 23.5
14R0503 | Hammond subpanel, carbon steel, RAL 9003 white, powder coat finish. For use with 6x4 (HxW) EJ64xxx Eclipse Junior series, 1414xxxx and HJ64xxx enclosures. | Stock | 4 | 4.25
14R0503SS | Hammond subpanel, 304 stainless steel, #4 brush finish. For use with 6x4 (HxW) EJ64xxx Eclipse Junior series, 1414xxxx and HJ64xxx enclosures. | from vendor up to 15 business days | 14 | 15
14R0505 | Hammond subpanel, carbon steel, RAL 9003 white, powder coat finish. For use with 6x6 (HxW) EJ664xxx Eclipse Junior series, 1414xxxx and HJ664xxx enclosures. | Stock | 5 | 5.25
14R0505SS | Hammond subpanel, 304 stainless steel, #4 brush finish. For use with 6x6 (HxW) EJ664xxx Eclipse Junior series, 1414xxxx and HJ664xxx enclosures. | Stock | 17.25 | 18.5
14R0705 | Hammond subpanel, carbon steel, RAL 9003 white, powder coat finish. For use with 6x8/8x6 (HxW) EJxxxx Eclipse Junior series, 1414xxxx and HJ86xxx enclosures. | Stock | 5.5 | 6
14R0705SS | Hammond subpanel, 304 stainless steel, #4 brush finish. For use with 6x8/8x6 (HxW) EJxxxx Eclipse Junior series, 1414xxxx and HJ86xxx enclosures. | from vendor up to 15 business days | 20.5 | 21.5
14R0707 | Hammond subpanel, carbon steel, RAL 9003 white, powder coat finish. For use with 8x8 (HxW) EJ884xxx Eclipse Junior series and HJ884HLP enclosures. | Stock | 6.5 | 7
14R0707SS | Hammond subpanel, 304 stainless steel, #4 brush finish. For use with 8x8 (HxW) EJ884xxx Eclipse Junior series and HJ884HLP enclosures. | from vendor up to 15 business days | 25 | 26.5
14R0907 | Hammond subpanel, carbon steel, RAL 9003 white, powder coat finish. For use with 8x10/10x8 (HxW) EJxxxx Eclipse Junior series, 1414xxxx and HJxxxx enclosures. | Stock | 7.5 | 8
14R0907SS | Hammond subpanel, 304 stainless steel, #4 brush finish. For use with 8x10/10x8 (HxW) EJxxxx Eclipse Junior series, 1414xxxx and HJxxxx enclosures. | Stock | 29.5 | 31.5
14R0909 | Hammond subpanel, carbon steel, RAL 9003 white, powder coat finish. For use with 10x10 (HxW) EJ10106xxx Eclipse Junior series and HJ10106HLP enclosures. | Stock | 8.75 | 9.5
14R0909SS | Hammond subpanel, 304 stainless steel, #4 brush finish. For use with 10x10 (HxW) EJ10106xxx Eclipse Junior series and HJ10106HLP enclosures. | from vendor up to 15 business days | 35.5 | 38
14R1105 | Hammond subpanel, carbon steel, RAL 9003 white, powder coat finish. For use with 12x6 (HxW) EJ126xx Eclipse Junior series and HJ1264HLP enclosures. | Stock | 7 | 7.5
14R1109 | Hammond subpanel, carbon steel, RAL 9003 white, powder coat finish. For use with 10x12/12x10 (HxW) EJxxxx Eclipse Junior series, 1414xxxx and HJxxxx enclosures. | Stock | 10 | 11
14R1109SS | Hammond subpanel, 304 stainless steel, #4 brush finish. For use with 10x12/12x10 (HxW) EJxxxx Eclipse Junior series, 1414xxxx and HJxxxx enclosures. | Stock | 41.5 | 44
14R1111 | Hammond subpanel, carbon steel, RAL 9003 white, powder coat finish. For use with 12x12 (HxW) EJ1212xxxx Eclipse Junior series, 1414N4PHxxxL6 and HJ12126HLP enclosures. | Stock | 11.75 | 12.75
14R1111SS | Hammond subpanel, 304 stainless steel, #4 brush finish. For use with 12x12 (HxW) EJ1212xxxx Eclipse Junior series, 1414N4PHxxxL6 and HJ12126HLP enclosures. | Stock | 48 | 51
14R1307 | Hammond subpanel, carbon steel, RAL 9003 white, powder coat finish. For use with 14x8 (HxW) EJ1486xx Eclipse Junior series and HJ1486HLP enclosures. | Stock | 9.75 | 10.5
14R1311 | Hammond subpanel, carbon steel, RAL 9003 white, powder coat finish. For use with 12x14/14x12 (HxW) 1414xxxx, HJxxxx, and EJxxxx enclosures. | Stock | 13.25 | 14.25
14R1311SS | Hammond subpanel, 304 stainless steel, #4 brush finish. For use with 12x14/14x12 (HxW) 1414xxxx, HJxxxx, and EJxxxx enclosures. | from vendor up to 15 business days | 56 | 59
14R1509 | Hammond subpanel, carbon steel, RAL 9003 white, powder coat finish. For use with 16x10 (HxW) EJ16106xx Eclipse Junior series and HJ16106HLP enclosures. | Stock | 12.75 | 13.75
14R1513 | Hammond subpanel, carbon steel, RAL 9003 white, powder coat finish. For use with 14x16/16x14 (HxW) EJxxxx Eclipse Junior series, 1414xxxx and HJxxxx enclosures. | Stock | 17.5 | 18.75
14R1513SS | Hammond subpanel, 304 stainless steel, #4 brush finish. For use with 14x16/16x14 (HxW) EJxxxx Eclipse Junior series, 1414xxxx and HJxxxx enclosures. | Stock | 73 | 78
14S10 | Hammond enclosure terminal strap, 8.2in length, 6.3in usable length, carbon steel, vertical or horizontal mount, RAL 9003 white, powder coat finish. For use with 10in (H or W) 1414 enclosures. Mounting hardware included. | Stock | 10 | 10.75
14S12 | Hammond enclosure terminal strap, 10.2in length, 8.3in usable length, carbon steel, vertical or horizontal mount, RAL 9003 white, powder coat finish. For use with 12in (H or W) 1414 enclosures. Mounting hardware included. | Stock | 10.5 | 11.25
14S14 | Hammond enclosure terminal strap, 12.2in length, 10.3in usable length, carbon steel, vertical or horizontal mount, RAL 9003 white, powder coat finish. For use with 14in (H or W) 1414 enclosures. Mounting hardware included. | Stock | 11 | 12
14S16 | Hammond enclosure terminal strap, 14.2in length, 12.3in usable length, carbon steel, vertical or horizontal mount, RAL 9003 white, powder coat finish. For use with 16in (H or W) 1414 enclosures. Mounting hardware included. | Stock | 11.75 | 12.5
14S8 | Hammond enclosure terminal strap, 6.2in length, 4.3in usable length, carbon steel, vertical or horizontal mount, RAL 9003 white, powder coat finish. For use with 8in (H or W) 1414 enclosures. Mounting hardware included. | Stock | 9.5 | 10
15010055 | WERMA audible alarm buzzer, piezoelectric, 80 dB at 1m, 2.8 kHz tone frequency, continuous tone(s), 24 VDC, permanent LED indicator(s), red, 22mm, panel mount, polycarbonate housing, red, IP65. | Stock | 75 | 78
15010067 | WERMA audible alarm buzzer, piezoelectric, 80 dB at 1m, 2.8 kHz tone frequency, continuous tone(s), 115 VAC, permanent LED indicator(s), red, 22mm, panel mount, polycarbonate housing, red, IP65. | Stock | 82 | 85
1501-1460 | ASO Safety Solutions safety contact edge, 15 x 10mm, 4in length, pigtail, 8.2ft/2.5m cable length. Aluminum mounting rail included. Preassembled with 8.2k ohm resistor for 2-wire installation. | Stock | 77 | 80
1501-1461 | ASO Safety Solutions safety contact edge, 15 x 10mm, 6in length, pigtail, 8.2ft/2.5m cable length. Aluminum mounting rail included. Preassembled with 8.2k ohm resistor for 2-wire installation. | Stock | 80 | 83
1501-1462 | ASO Safety Solutions safety contact edge, 15 x 10mm, 8in length, pigtail, 8.2ft/2.5m cable length. Aluminum mounting rail included. Preassembled with 8.2k ohm resistor for 2-wire installation. | Stock | 82 | 85
1501-1463 | ASO Safety Solutions safety contact edge, 15 x 10mm, 1ft length, pigtail, 8.2ft/2.5m cable length. Aluminum mounting rail included. Preassembled with 8.2k ohm resistor for 2-wire installation. | Stock | 84 | 87
1501-1464 | ASO Safety Solutions safety contact edge, 15 x 10mm, 1.2ft length, pigtail, 8.2ft/2.5m cable length. Aluminum mounting rail included. Preassembled with 8.2k ohm resistor for 2-wire installation. | Stock | 85 | 88
1501-1465 | ASO Safety Solutions safety contact edge, 15 x 10mm, 1.5ft length, pigtail, 8.2ft/2.5m cable length. Aluminum mounting rail included. Preassembled with 8.2k ohm resistor for 2-wire installation. | Stock | 87 | 90
1501-1466 | ASO Safety Solutions safety contact edge, 15 x 10mm, 1.8ft length, pigtail, 8.2ft/2.5m cable length. Aluminum mounting rail included. Preassembled with 8.2k ohm resistor for 2-wire installation. | Stock | 92 | 96
1501-1467 | ASO Safety Solutions safety contact edge, 15 x 10mm, 2ft length, pigtail, 8.2ft/2.5m cable length. Aluminum mounting rail included. Preassembled with 8.2k ohm resistor for 2-wire installation. | Stock | 94 | 98
1501-1468 | ASO Safety Solutions safety contact edge, 15 x 10mm, 2.5ft length, pigtail, 8.2ft/2.5m cable length. Aluminum mounting rail included. Preassembled with 8.2k ohm resistor for 2-wire installation. | Stock | 96 | 100
1501-1469 | ASO Safety Solutions safety contact edge, 15 x 10mm, 3ft length, pigtail, 8.2ft/2.5m cable length. Aluminum mounting rail included. Preassembled with 8.2k ohm resistor for 2-wire installation. | Stock | 99 | 103
1501-1470 | ASO Safety Solutions safety contact edge, 15 x 10mm, 3.5ft length, pigtail, 8.2ft/2.5m cable length. Aluminum mounting rail included. Preassembled with 8.2k ohm resistor for 2-wire installation. | Stock | 104 | 108
1501-1471 | ASO Safety Solutions safety contact edge, 15 x 10mm, 4ft length, pigtail, 8.2ft/2.5m cable length. Aluminum mounting rail included. Preassembled with 8.2k ohm resistor for 2-wire installation. | Stock | 107 | 111
1502-2110 | ASO Safety Solutions safety contact edge, 25 x 30mm, 2ft length. Aluminum mounting rail included. Purchase required end caps separately. | Stock | 42.5 | 44
1502-2111 | ASO Safety Solutions safety contact edge, 25 x 30mm, 5ft length. Aluminum mounting rail included. Purchase required end caps separately. | Stock | 94 | 98
1502-2112 | ASO Safety Solutions safety contact edge, 25 x 30mm, 20ft length. Purchase required end caps separately. | Stock | 233 | 242
1502-2113 | ASO Safety Solutions safety contact edge, 25 x 45mm, 2ft length. Aluminum mounting rail included. Purchase required end caps separately. | Stock | 47 | 49
1502-2114 | ASO Safety Solutions safety contact edge, 25 x 45mm, 5ft length. Aluminum mounting rail included. Purchase required end caps separately. | Stock | 105 | 109
1502-2115 | ASO Safety Solutions safety contact edge, 25 x 45mm, 20ft length. Purchase required end caps separately. | Stock | 264 | 275
1502-2600 | ASO Safety Solutions safety contact edge, 25 x 30mm, 82ft length. Purchase required end caps separately. | Stock | 689 | 717
1502-2610 | ASO Safety Solutions safety contact edge, 25 x 45mm, 82ft length. Purchase required end caps separately. | Stock | 851 | 885
1502-4730 | ASO Safety Solutions safety contact edge, 15 x 25mm, 2ft length. Aluminum mounting rail included. Purchase required end caps separately. | Stock | 24.5 | 25.5
1502-4731 | ASO Safety Solutions safety contact edge, 15 x 25mm, 5ft length. Aluminum mounting rail included. Purchase required end caps separately. | Stock | 59 | 61
15030055 | WERMA audible alarm buzzer, piezoelectric, 80 dB at 1m, 2.8 kHz tone frequency, continuous tone(s), 24 VDC, permanent LED indicator(s), yellow, 22mm, panel mount, polycarbonate housing, yellow, IP65. | Stock | 75 | 78
15030067 | WERMA audible alarm buzzer, piezoelectric, 80 dB at 1m, 2.8 kHz tone frequency, continuous tone(s), 115 VAC, permanent LED indicator(s), yellow, 22mm, panel mount, polycarbonate housing, yellow, IP65. | Stock | 82 | 85
150L050NG | SureMotion timing belt, 3/8in L pitch, 1/2in wide, 40 tooth, 15in pitch length (circumference), neoprene, fiberglass reinforced. | Stock | 6 | 6.5
150L100NG | SureMotion timing belt, 3/8in L pitch, 1in wide, 40 tooth, 15in pitch length (circumference), neoprene, fiberglass reinforced. | Stock | 11.5 | 12.5
150MXL025NG | SureMotion timing belt, 0.08in MXL pitch, 1/4in wide, 150 tooth, 12in pitch length (circumference), neoprene, fiberglass reinforced. Package of 3. | Stock | 9 | 10
150MXL025PP | SureMotion timing belt, 0.08in MXL pitch, 1/4in wide, 150 tooth, 12in pitch length (circumference), polyurethane, polyester reinforced. Package of 3. | Stock | 13 | 14.5
150TDS84C | AutomationDirect EMI input filter, 230/460 VAC, 3-phase, 150A, panel mount, EMI/RFI filtering, drive rated, standard performance, studs. For use with 3-phase AC drives. | Stock | 355 | 369
150XL025NG | SureMotion timing belt, 1/5in XL pitch, 1/4in wide, 75 tooth, 15in pitch length (circumference), neoprene, fiberglass reinforced. | Stock | 2.5 | 2.75
150XL037NG | SureMotion timing belt, 1/5in XL pitch, 3/8in wide, 75 tooth, 15in pitch length (circumference), neoprene, fiberglass reinforced. | Stock | 4 | 4.5
151037 | FATH economy T-nut, 1/4-20 UNC, steel, slot size 6. Package of 10. For use with all 1in and 2in profile T-slotted aluminum rails. Manufacturer part number: 096E10U1/4-20. | Stock | 5.25
151038 | FATH hammer nut, 10-32 UNF, zinc plated steel, slot size 6. Package of 10. For use with all 1in and 2in profile T-slotted aluminum rails. Manufacturer part number: 096H0610-3210. | Stock | 10.5
151039 | FATH roll-in T-slot nut, 1/4-20 UNC, zinc plated steel, slot size 6. Package of 10. For use with all 1in and 2in profile T-slotted aluminum rails. Manufacturer part number: 096541U1/4F. | Stock | 14.5
151040 | FATH button head socket cap head screw, 1/4-20 UNC x 0.5in, zinc plated steel, slot size 6. Package of 10. For use with all 1in and 2in profile T-slotted aluminum rails. Manufacturer part number: 4ISO7380U1/4-1/2M. | Stock | 4
151041 | FATH flanged button head socket cap head screw, 1/4-20 UNC x 0.5in, zinc plated steel, slot size 6. Package of 10. For use with all 1in and 2in profile T-slotted aluminum rails. Manufacturer part number: 4ISO7380U1/4-1/2F. | Stock | 5
151042 | FATH angle connector, 45-degree, die-cast aluminum, slot size 6. For use with 1 x 1in profile T-slotted aluminum rails. Manufacturer part number: 093WS25145N6,5. | Stock | 3.5
151043 | FATH angle connector, 45-degree, die-cast aluminum, slot size 6. For use with all 2in profile T-slotted aluminum rails. Manufacturer part number: 093WS51145N6,5. | Stock | 5.75
151044 | FATH straight flat plate, 2 holes, anodized aluminum, slot size 6. For use with all 1in and 2in profile T-slotted aluminum rails. Manufacturer part number: 093EVA2551. | Stock | 2.5
151045 | FATH straight flat plate, 3 holes, anodized aluminum, slot size 6. For use with all 1in and 2in profile T-slotted aluminum rails. Manufacturer part number: 093EVA2576. | Stock | 3.5
151046 | FATH straight flat plate, 4 holes, anodized aluminum, slot size 6. For use with all 1in and 2in profile T-slotted aluminum rails. Manufacturer part number: 093EVA25102. | Stock | 4.25
151047 | FATH square flat plate, 4 holes, anodized aluminum, slot size 6. For use with all 1in and 2in profile T-slotted aluminum rails. Manufacturer part number: 093EVA5151. | Stock | 4
151048 | FATH rectangular flat plate, 6 holes, anodized aluminum, slot size 6. For use with all 1in and 2in profile T-slotted aluminum rails. Manufacturer part number: 093EVD5176. | Stock | 6.25
151049 | FATH rectangular flat plate, 8 holes, anodized aluminum, slot size 6. For use with all 1in and 2in profile T-slotted aluminum rails. Manufacturer part number: 093EVD51102. | Stock | 5.25
151050 | FATH flat plate, 4 holes, anodized aluminum, slot size 6. For use with all 1in and 2in profile T-slotted aluminum rails. Manufacturer part number: 093EVL5176. | Stock | 6
151051 | FATH flat plate, 5 holes, anodized aluminum, slot size 6. For use with all 1in and 2in profile T-slotted aluminum rails. Manufacturer part number: 093EVL7676. | Stock | 6.25
151052 | FATH tee flat plate, 4 holes, anodized aluminum, slot size 6. For use with all 1in and 2in profile T-slotted aluminum rails. Manufacturer part number: 093EVT5176. | Stock | 6.25
151053 | FATH tee flat plate, 5 holes, anodized aluminum, slot size 6. For use with all 1in and 2in profile T-slotted aluminum rails. Manufacturer part number: 093EVT7676. | Stock | 7
151054 | FATH tee flat plate, 12 holes, anodized aluminum, slot size 6. For use with all 1in and 2in profile T-slotted aluminum rails. Manufacturer part number: 093EVT102102D. | Stock | 10
151055 | FATH cross flat plate, 7 holes, anodized aluminum, slot size 6. For use with all 1in and 2in profile T-slotted aluminum rails. Manufacturer part number: 093EVX76127. | Stock | 9.25
151056 | FATH L-shaped flat plate, 5 holes, anodized aluminum, slot size 6. For use with all 1in and 2in profile T-slotted aluminum rails. Manufacturer part number: 093EVL7676S02. | Stock | 7.75
151057 | FATH T-shaped flat plate, 5 holes, anodized aluminum, slot size 6. For use with all 1in and 2in profile T-slotted aluminum rails. Manufacturer part number: 093EVT7676S01. | Stock | 10
151058 | FATH inside corner bracket, 90-degree, 2 holes, anodized aluminum, slot size 6. For use with all 1in profile T-slotted aluminum rails. Manufacturer part number: 093WD25. | Stock | 2.5
151059 | FATH angle bracket, 90-degree, 2 holes, die-cast aluminum, slot size 6. For use with all 1in profile T-slotted aluminum rails. Manufacturer part number: 093W201N06. | Stock | 3.75
151060 | FATH wide inside corner bracket, 90-degree, 4 holes, anodized aluminum, slot size 6. For use with all 1in profile T-slotted aluminum rails. Manufacturer part number: 093WD5125. | Stock | 4.5
151061 | FATH tall inside corner bracket, 90-degree, 4 holes, anodized aluminum, slot size 6. For use with all 1in profile T-slotted aluminum rails. Manufacturer part number: 093WD2551. | Stock | 4.5
151062 | FATH inside corner bracket, 90-degree, 8 holes, anodized aluminum, slot size 6. For use with all 1in profile T-slotted aluminum rails. Manufacturer part number: 093WD5151. | Stock | 6.5
151063 | FATH gusseted inside corner bracket, 90-degree, 2 holes, anodized aluminum, slot size 6. For use with all 1in profile T-slotted aluminum rails. Manufacturer part number: 093W8104N06. | Stock | 3
151064 | FATH tall gusseted inside corner bracket, 90-degree, 4 holes, anodized aluminum, slot size 6. For use with all 1in profile T-slotted aluminum rails. Manufacturer part number: 093W8103N06. | Stock | 5
151065 | FATH wide gusseted inside corner bracket, 90-degree, 4 holes, anodized aluminum, slot size 6. For use with all 1in profile T-slotted aluminum rails. Manufacturer part number: 093WD8104N06. | Stock | 5.5
151066 | FATH gusseted inside corner bracket, 90-degree, 8 holes, anodized aluminum, slot size 6. For use with all 1in profile T-slotted aluminum rails. Manufacturer part number: 093W8106N06. | Stock | 10
151067 | FATH pivot joint, 178-degree adjustable, 2 holes, die-cast zinc, slot size 6. For use with all 1in profile T-slotted aluminum rails. Manufacturer part number: 093G25AN06. | Stock | 29.5
151068 | FATH swivel base with anti-slip plate, 40mm, nylon. For use with all T-slotted aluminum rails. Requires threaded rod. Manufacturer part number: 098D040KG. | Stock | 3.75
151069 | FATH swivel base with anti-slip plate, 80mm, nylon. For use with all T-slotted aluminum rails. Requires threaded rod. Manufacturer part number: 098D080KG. | Stock | 5.75
151070 | FATH swivel base with anti-slip plate, 80mm, nylon. For use with all T-slotted aluminum rails. Requires threaded rod. Manufacturer part number: 098D080KBG. | Stock | 5.75
151071 | FATH swivel base with anti-slip plate, 40mm, die-cast zinc. For use with all T-slotted aluminum rails. Requires threaded rod. Manufacturer part number: 098D040ZSG. | Stock | 9.25
151072 | FATH swivel base with anti-slip plate, 80mm, die-cast zinc. For use with all T-slotted aluminum rails. Requires threaded rod. Manufacturer part number: 098D080ZSG. | Stock | 16.5
151073 | FATH swivel base with anti-slip plate, 80mm, die-cast zinc. For use with all T-slotted aluminum rails. Requires threaded rod. Manufacturer part number: 098D080ZBSG. | Stock | 16.5
151074 | FATH threaded rod, 1/4-20 UNC x 1.5in, stainless steel. For use with all 1in profile T-slotted aluminum rails. Manufacturer part number: 098DU1/4-1,5M. | Stock | 7
151075 | FATH threaded rod, 3/8-16 UNC x 1.5in, steel. For use with all 1in and 1.5in profile T-slotted aluminum rails. Manufacturer part number: 098DU3/8-1,5M. | Stock | 4.25
151076 | FATH left-hand detachable combination hinge, fiberglass reinforced plastic, slot size 6. For use with all 1in profile T-slotted aluminum rails. Manufacturer part number: 095K2525L06. | Stock | 5.75
151077 | FATH right-hand detachable combination hinge, fiberglass reinforced plastic, slot size 6. For use with all 1in profile T-slotted aluminum rails. Manufacturer part number: 095K2525R06. | Stock | 5.75
151078 | FATH non-detachable combination hinge, fiberglass reinforced plastic, slot size 6. For use with all 1in profile T-slotted aluminum rails. Manufacturer part number: 095K2525F06. | Stock | 5.75
151079 | FATH non-detachable combination hinge with locking lever, fiberglass reinforced plastic, slot size 6. For use with all 1in profile T-slotted aluminum rails. Manufacturer part number: 095KF2525F06. | Stock | 11
151080 | FATH left-hand detachable combination hinge, die-cast aluminum, slot size 6. For use with all 1in profile T-slotted aluminum rails. Manufacturer part number: 095A2525LS20. | Stock | 16.5
151081 | FATH right-hand detachable combination hinge, die-cast aluminum, slot size 6. For use with all 1in profile T-slotted aluminum rails. Manufacturer part number: 095A2525RS20. | Stock | 16.5
151082 | FATH non-detachable combination hinge, die-cast aluminum, slot size 6. For use with all 1in profile T-slotted aluminum rails. Manufacturer part number: 095A2525FS20. | Stock | 16.5
151083 | FATH bridge handle, 120mm, fiberglass reinforced plastic, slot size 6. For use with all 1in and 2in profile T-slotted aluminum rails. Manufacturer part number: 92012. | Stock | 4
151084 | FATH cover cap, 120mm, fiberglass reinforced plastic, slot size 6. For use with FATH 151083 120mm bridge handle. Manufacturer part number: 92019. | Stock | 6.25
151085 | FATH comfort handle, 120mm, fiberglass reinforced plastic, slot size 6. For use with all 1in, 2in, and 30mm profile T-slotted aluminum rails. Manufacturer part number: 92300. | Stock | 4.25
151086 | FATH cover cap, 120mm, fiberglass reinforced plastic, slot size 6. For use with FATH 151085 120mm comfort handle. Manufacturer part number: 92301. | Stock | 3.75
151087 | FATH cover and reduction profile, 2000mm, polypropylene, slot size 6. Package of 25. For use with all 1in and 2in profile T-slotted aluminum rails. Manufacturer part number: 92033. | Stock | 106
151088 | FATH slider, glass-filled nylon/steel, slot size 6. For use with all 1in and 2in profile T-slotted aluminum rails. Manufacturer part number: 93009. | Stock | 4.25
151089 | FATH snap hook, glass-filled nylon/steel, slot size 6, 8 and 10. For use with all T-slotted aluminum rails. Manufacturer part number: 92020. | Stock | 4.25
151090 | FATH roller, 29 x 15mm, glass-filled nylon/steel, slot size 6. For use with all 1in and 2in profile T-slotted aluminum rails. Manufacturer part number: 93029. | Stock | 7
151091 | FATH stop bumper, rubber/zinc-plated steel, slot size 6, 8 and 10. For use with all T-slotted aluminum rails. Manufacturer part number: 051DC551520MM0610. | Stock | 5.75
151092 | FATH end cap, glass-filled nylon, slot size 6. Package of 10. For use with 1 x 1in profile T-slotted aluminum rails. Manufacturer part number: 091232P10. | Stock | 9.75
151093 | FATH end cap, glass-filled nylon, slot size 6. Package of 10. For use with 1 x 2in profile T-slotted aluminum rails. Manufacturer part number: 091233P10. | Stock | 14
151094 | FATH end cap, glass-filled nylon, slot size 6. Package of 10. For use with 2 x 2in profile T-slotted aluminum rails. Manufacturer part number: 091235P10. | Stock | 18.5
151095 | FATH clip cable binder with hammer, nylon/rubber, slot size 6. Package of 10. For use with all 1in profile T-slotted aluminum rails. Manufacturer part number: 093408N6,5P10. | Stock | 42.5
151096 | FATH economy T-nut, 5/16-18 UNC, steel, slot size 8. Package of 10. For use with all 1.5in and 3in profile T-slotted aluminum rails. Manufacturer part number: 096E15U5/16-18S02. | Stock | 6.25
151097 | FATH hammer nut, 1/4-20 UNC, zinc plated steel, slot size 8. Package of 10. For use with all 1.5in and 3in profile T-slotted aluminum rails. Manufacturer part number: 096H081/415. | Stock | 9.25
151098 | FATH roll-in T-slot nut, 1/4-20 UNC, zinc plated steel, slot size 8. Package of 10. For use with all 1.5in and 3in profile T-slotted aluminum rails. Manufacturer part number: 09602U1/4F. | Stock | 19
151099 | FATH roll-in T-slot nut, 5/16-18 UNC, zinc plated steel, slot size 8. Package of 10. For use with all 1.5in and 3in profile T-slotted aluminum rails. Manufacturer part number: 09602U5/16F. | Stock | 19
151100 | FATH button head socket cap head screw, 5/16-18 UNC, zinc plated steel, slot size 8. Package of 10. For use with all 1.5in and 3in profile T-slotted aluminum rails. Manufacturer part number: 4ISO7380U,31-,68M. | Stock | 5
151101 | FATH flanged button head socket cap head screw, 5/16-18 UNC, zinc plated steel, slot size 8. Package of 10. For use with all 1.5in and 3in profile T-slotted aluminum rails. Manufacturer part number: 4ISO7380U,31-,68F. | Stock | 5.75
151102 | FATH duo connector, steel, slot size 8. Package of 10. For use with all 1.5in, 3in, 40mm, and 80mm profile T-slotted aluminum rails. Manufacturer part number: 099DSV0840. | Stock | 22.5
151103 | FATH T-matic connector, zinc plated steel, slot size 8. Package of 10. For use with all 1.5in, 3in, 40mm, and 80mm profile T-slotted aluminum rails. Manufacturer part number: 099H085. | Stock | 92
151104 | FATH automatic connector, steel, slot size 8. Package of 10. For use with all 1.5in, 3in, 30mm, 40mm, and 80mm profile T-slotted aluminum rails. Manufacturer part number: 099G081. | Stock | 57
151105 | FATH automatic butt connector, steel, slot size 8. For use with all 1.5in, 3in, 30mm, 40mm, and 80mm profile T-slotted aluminum rails. Manufacturer part number: 099G081M6. | Stock | 9.25
151106 | FATH milling connector, zinc plated steel, slot size 8. For use with all 1.5in, 3in, 40mm, and 80mm profile T-slotted aluminum rails. Manufacturer part number: 099D0840M0530. | Stock | 8.25
151107 | FATH angle connector, 45-degree, 1.5 x 1.5in, die-cast aluminum, slot size 8. For use with 1.5 x 1.5in profile T-slotted aluminum rails. Manufacturer part number: 093WS38145N08. | Stock | 6.5
151108 | FATH angle connector, 45-degree, 1.5 x 3in, die-cast aluminum, slot size 8. For use with all 3in profile T-slotted aluminum rails. Manufacturer part number: 093WS76145N08. | Stock | 10
151109 | FATH connecting strip, zinc plated steel, slot size 8. For use with all 1.5in, 3in, 40mm, and 80mm profile T-slotted aluminum rails. Mounting hardware included. Manufacturer part number: 096010S11. | Stock | 15
151110 | FATH straight flat plate, 2 holes, anodized aluminum, slot size 8. For use with all 1.5in and 3in profile T-slotted aluminum rails. Manufacturer part number: 093EVA3876. | Stock | 5
151111 | FATH straight flat plate, 3 holes, anodized aluminum, slot size 8. For use with all 1.5in and 3in profile T-slotted aluminum rails. Manufacturer part number: 093EVA38114. | Stock | 4.5
151112 | FATH straight flat plate, 4 holes, anodized aluminum, slot size 8. For use with all 1.5in and 3in profile T-slotted aluminum rails. Manufacturer part number: 093EVA38152. | Stock | 6
151113 | FATH square flat plate, 4 holes, anodized aluminum, slot size 8. For use with all 1.5in and 3in profile T-slotted aluminum rails. Manufacturer part number: 093EVA7676. | Stock | 5.75
151114 | FATH rectangular flat plate, 6 holes, anodized aluminum, slot size 8. For use with all 1.5in and 3in profile T-slotted aluminum rails. Manufacturer part number: 093EVD76114. | Stock | 8.25
151115 | FATH rectangular flat plate, 8 holes, anodized aluminum, slot size 8. For use with all 1.5in and 3in profile T-slotted aluminum rails. Manufacturer part number: 093EVD76152. | Stock | 10.5
151116 | FATH flat plate, 90-degree, 4 holes, anodized aluminum, slot size 8. For use with all 1.5in and 3in profile T-slotted aluminum rails. Manufacturer part number: 093EVL76114. | Stock | 8.25
151117 | FATH flat plate, 90-degree, 5 holes, anodized aluminum, slot size 8. For use with all 1.5in and 3in profile T-slotted aluminum rails. Manufacturer part number: 093EVL114114. | Stock | 11.5
151118 | FATH tee flat plate, 4 holes, anodized aluminum, slot size 8. For use with all 1.5in and 3in profile T-slotted aluminum rails. Manufacturer part number: 093EVT76114. | Stock | 9
151119 | FATH tee flat plate, 5 holes, anodized aluminum, slot size 8. For use with all 1.5in and 3in profile T-slotted aluminum rails. Manufacturer part number: 093EVT114114. | Stock | 11.5
151120 | FATH tee flat plate, 12 holes, anodized aluminum, slot size 8. For use with all 1.5in and 3in profile T-slotted aluminum rails. Manufacturer part number: 093EVT152152D. | Stock | 18
151121 | FATH cross flat plate, 7 holes, anodized aluminum, slot size 8. For use with all 1.5in and 3in profile T-slotted aluminum rails. Manufacturer part number: 093EVX114190. | Stock | 18
151122 | FATH L-shaped flat plate, 5 holes, anodized aluminum, slot size 8. For use with all 1.5in and 3in profile T-slotted aluminum rails. Manufacturer part number: 093EVL114114S02. | Stock | 13
151123 | FATH T-shaped flat plate, 5 holes, anodized aluminum, slot size 8. For use with all 1.5in and 3in profile T-slotted aluminum rails. Manufacturer part number: 093EVT114114S01. | Stock | 14
151124 | FATH inside corner bracket, 90-degree, 2 holes, anodized aluminum, slot size 8. For use with all 1.5in profile T-slotted aluminum rails. Manufacturer part number: 093WD38. | Stock | 3.5
151125 | FATH angle bracket, 90-degree, 4 holes, die-cast aluminum, slot size 8. For use with all 40mm profile T-slotted aluminum rails. Manufacturer part number: 093W403N08. | Stock | 7.5
151126 | FATH angle bracket, 90-degree, 4 holes, die-cast aluminum, slot size 8. For use with all 40mm profile T-slotted aluminum rails. Manufacturer part number: 093W802N08R. | Stock | 11
151127 | FATH wide inside corner bracket, 4 holes, anodized aluminum, slot size 8. For use with all 1.5in profile T-slotted aluminum rails. Manufacturer part number: 093WD7638. | Stock | 6.25
151128 | FATH tall inside corner bracket, 90-degree, 4 holes, anodized aluminum, slot size 8. For use with all 1.5in profile T-slotted aluminum rails. Manufacturer part number: 093WD3876. | Stock | 5.75
151129 | FATH gusseted inside corner bracket, 90-degree, 2 holes, anodized aluminum, slot size 8. For use with all 1.5in profile T-slotted aluminum rails. Manufacturer part number: 093W8384N08. | Stock | 3.5
151130 | FATH tall gusseted inside corner bracket, 90-degree, 4 holes, anodized aluminum, slot size 8. For use with all 1.5in profile T-slotted aluminum rails. Manufacturer part number: 093W8383N08. | Stock | 7.5
151131 | FATH gusseted inside corner bracket, 90-degree, 8 holes, anodized aluminum, slot size 8. For use with all 1.5in profile T-slotted aluminum rails. Manufacturer part number: 093W8766N08. | Stock | 12.5
151132 | FATH pivot joint, 178-degree adjustable, 2 holes, die-cast zinc, slot size 8. For use with all 1.5in profile T-slotted aluminum rails. Manufacturer part number: 093G38AN08. | Stock | 28.5
151134 | FATH swivel caster, TPU/nylon/steel. For use with all 1.5in, 40mm and 45mm profile T-slotted aluminum rails. Double brake included. Requires FATH 151136 or 151261 caster adapter plate. Manufacturer part number: 098S100UDN. | Stock | 45
151135 | FATH fixed caster, TPU/nylon/steel. For use with all 1.5in, 40mm and 45mm profile T-slotted aluminum rails. Manufacturer part number: 098F100UN. | Stock | 39
151136 | FATH caster adapter plate, 40 x 40mm, steel, slot size 8. For use with all 1.5in and 40mm profile T-slotted aluminum rails. Manufacturer part number: 098SA40N08. | Stock | 4.25
151137 | FATH swivel caster, TPU/nylon/steel. For use with all 1.5in, 40mm and 45mm profile T-slotted aluminum rails. Double brake and mounting plate included. Manufacturer part number: 098S100UD4045N. | Stock | 60
151138 | FATH fixed caster, TPU/nylon/steel. For use with all 1.5in, 40mm and 45mm profile T-slotted aluminum rails. Mounting plate included. Manufacturer part number: 098F100U4045N. | Stock | 47
151139 | FATH left-hand detachable combination hinge, fiberglass reinforced plastic, slot size 8. For use with all 1.5in and 40mm profile T-slotted aluminum rails. Manufacturer part number: 095K4040L08. | Stock | 7
151140 | FATH right-hand detachable combination hinge, fiberglass reinforced plastic, slot size 8. For use with all 1.5in and 40mm profile T-slotted aluminum rails. Manufacturer part number: 095K4040R08. | Stock | 7
151141 | FATH non-detachable combination hinge, fiberglass reinforced plastic, slot size 8. For use with all 1.5in and 40mm profile T-slotted aluminum rails. Manufacturer part number: 095K4040F08. | Stock | 7
151142 | FATH non-detachable combination hinge with locking lever, fiberglass reinforced plastic, slot size 8. For use with all 1.5in and 40mm profile T-slotted aluminum rails. Manufacturer part number: 095KF4040F08. | Stock | 12
151143 | FATH left-hand detachable combination hinge, die-cast aluminum, slot size 8. For use with all 1.5in and 40mm profile T-slotted aluminum rails. Manufacturer part number: 095A4040LS20. | Stock | 17.5
151144 | FATH right-hand detachable combination hinge, die-cast aluminum, slot size 8. For use with all 1.5in and 40mm profile T-slotted aluminum rails. Manufacturer part number: 095A4040RS20. | Stock | 17.5
151145 | FATH non-detachable combination hinge, die-cast aluminum, slot size 8. For use with all 1.5in and 40mm profile T-slotted aluminum rails. Manufacturer part number: 095A4040FS20. | Stock | 17.5
151146 | FATH bridge handle, 152mm, fiberglass reinforced plastic, slot size 8. For use with all 1.5in, 3in, 30mm, 40mm, and 80mm profile T-slotted aluminum rails. Manufacturer part number: 92002. | Stock | 5.75
151147 | FATH bridge handle, 160mm, fiberglass reinforced plastic, slot size 8. For use with all T-slotted aluminum rails. Manufacturer part number: 92017. | Stock | 5.75
151148 | FATH cover cap, 160mm, fiberglass reinforced plastic, slot size 8. For use with FATH 151147 160mm bridge handle. Manufacturer part number: 92018. | Stock | 6
151149 | FATH comfort handle, 160mm, fiberglass reinforced plastic, slot size 8. For use with all 1.5in, 3in, 40mm, 45mm, 80mm, and 90mm profile T-slotted aluminum rails. Manufacturer part number: 92302. | Stock | 6.25
151150 | FATH cover cap, 160mm, fiberglass reinforced plastic, slot size 8. For use with FATH 151149 160mm comfort handle. Manufacturer part number: 92303. | Stock | 2.25
151151 | FATH comfort handle, 200mm, fiberglass reinforced plastic, slot size 8. For use with all 1.5in, 3in, 40mm, 45mm, 80mm, and 90mm profile T-slotted aluminum rails. Manufacturer part number: 92304. | Stock | 12
151152 | FATH cover cap, 200mm, fiberglass reinforced plastic, slot size 8. For use with FATH 151151 200mm comfort handle. Manufacturer part number: 92305. | Stock | 3
151153 | FATH machine handle, 240mm, fiberglass reinforced plastic, slot size 8. For use with all 1.5in, 3in, 40mm, 45mm, 80mm, and 90mm profile T-slotted aluminum rails. Cover caps included. Manufacturer part number: 92008. | Stock | 32
151154 | FATH compact slam latch, die-cast aluminum, slot size 8. For use with all 1.5in, 3in, 40mm, 45mm, 80mm, and 90mm profile T-slotted aluminum rails. Manufacturer part number: 957408. | Stock | 45
151155 | FATH compact sliding door latch, die-cast aluminum, slot size 8. For use with all 1.5in, 3in, 40mm, 45mm, 80mm, and 90mm profile T-slotted aluminum rails. Manufacturer part number: 957415. | Stock | 56
151156 | FATH emergency opener, fiberglass reinforced plastic, slot size 8. For use with FATH 151155 compact slam latch. Manufacturer part number: 957409. | Stock | 35.5
151157 | FATH ball catch, fiberglass reinforced plastic, slot size 8. For use with all T-slotted aluminum rails. Manufacturer part number: 93043. | Stock | 7
151158 | FATH double ball catch, brass, slot size 8. For use with all 1.5in, 3in, 40mm, 45mm, 80mm, and 90mm profile T-slotted aluminum rails. Manufacturer part number: 930464. | Stock | 14
151159 | FATH door latch, die-cast zinc, slot size 8. For use with all 1.5in, 3in, 40mm, 45mm, 80mm, and 90mm profile T-slotted aluminum rails. Manufacturer part number: 93082. | Stock | 22
151160 | FATH sealing strip, 2000mm, PVC/TPE, slot size 8. Package of 2. For use with all 1.5in, 3in, 40mm, and 80mm profile T-slotted aluminum rails. Manufacturer part number: 92264. | Stock | 54
151161 | FATH conduit cover, 2000mm, polypropylene, slot size 8. Package of 2. For use with all 1.5in and 40mm profile T-slotted aluminum rails. Manufacturer part number: 093715N0872. | Stock | 86
151162 | FATH conduit cover, 2000mm, polypropylene, slot size 8. Package of 2. For use with all 1.5in and 40mm profile T-slotted aluminum rails. Manufacturer part number: 093715N0891. | Stock | 86
151163 | FATH cover profile, 6ft, nitrile rubber, slot size 8. For use with all 1.5in, 3in, 40mm, and 80mm profile T-slotted aluminum rails. Manufacturer part number: 92057.1829. | Stock | 24
151164 | FATH cover and reduction profile, 2000mm, polypropylene, slot size 8. Package of 25. For use with all 1.5in, 3in, 40mm, and 80mm profile T-slotted aluminum rails. Manufacturer part number: 92031. | Stock | 106
151165 | FATH cover profile, 2000mm, polypropylene, slot size 8. Package of 25. For use with all 1.5in, 3in, 40mm, and 80mm profile T-slotted aluminum rails. Manufacturer part number: 92050. | Stock | 84
151166 | FATH slider, glass-filled nylon/steel, slot size 8. For use with all 40mm and 80mm profile T-slotted aluminum rails. Manufacturer part number: 93001. | Stock | 4.25
151168 | FATH slider, rubber/plastic/steel, slot size 8. For use with all 1.5in, 3in, 40mm, and 80mm profile T-slotted aluminum rails. Manufacturer part number: 093PS0840F. | Stock | 17.5
151169 | FATH slider with clamp lever, rubber/plastic/steel, slot size 8. For use with all 1.5in, 3in, 40mm, and 80mm profile T-slotted aluminum rails. Manufacturer part number: 093PS0840FS01. | Stock | 34.5
151170 | FATH stop bumper, rubber/zinc-plated steel, slot size 8 and 10. For use with all T-slotted aluminum rails. Manufacturer part number: 051DC553030FM08. | Stock | 8.75
151171 | FATH end cap, glass-filled nylon, slot size 8. Package of 10. For use with 1.5 x 1.5in profile T-slotted aluminum rails. Manufacturer part number: 091079P10. | Stock | 16
151172 | FATH end cap, glass-filled nylon, slot size 8. Package of 10. For use with 1.5 x 3in profile T-slotted aluminum rails. Manufacturer part number: 091080P10. | Stock | 20
151173 | FATH end cap, glass-filled nylon, slot size 8. Package of 10. For use with 3 x 3in profile T-slotted aluminum rails. Manufacturer part number: 091231P10. | Stock | 35.5
151174 | FATH cross cable binding block, nylon, slot size 8. Package of 10. For use with all 1.5in and 40mm profile T-slotted aluminum rails. Manufacturer part number: 093255P10. | Stock | 15
151175 | FATH hook and loop, 4.5 x 20 x 200mm, glass-filled nylon/polypropylene, slot size 8. Package of 10. For use with all 1.5in and 40mm profile T-slotted aluminum rails. Manufacturer part number: 093803N08S01P10. | Stock | 62
151176 | FATH clip cable binder with hammer, nylon/rubber, slot size 8. Package of 10. For use with all 1.5in and 40mm profile T-slotted aluminum rails. Manufacturer part number: 093405N08P10. | Stock | 37
151177 | FATH ground connector, glass-filled nylon/copper/steel, slot size 8. For use with all 1.5in and 40mm profile T-slotted aluminum rails. Manufacturer part number: 093099S01. | Stock | 27.5
151178 | FATH grounding terminal, steel/brass, slot size 8. For use with all 1.5in and 40mm profile T-slotted aluminum rails. Manufacturer part number: 93091. | Stock | 3.75
151179 | FATH economy T-nut, M6, steel, slot size 8. Package of 10. For use with all 30mm profile T-slotted aluminum rails. Manufacturer part number: 096E30M6. | Stock | 6.25
151180 | FATH double economy T-nut, M6, steel, slot size 8. Package of 4. For use with all 30mm profile T-slotted aluminum rails. Manufacturer part number: 096E30M6S02R01. | Stock | 5
151181 | FATH hammer nut, M6, zinc plated steel, slot size 8. Package of 10. For use with all 30mm profile T-slotted aluminum rails. Manufacturer part number: 096H08615. | Stock | 8.75
151182 | FATH roll-in T-slot nut, M8, zinc plated steel, slot size 8. Package of 10. For use with all 30mm profile T-slotted aluminum rails. Manufacturer part number: 096318F. | Stock | 18.5
151183 | FATH button head socket cap head screw, M8 x 16mm, zinc plated steel, slot size 8. Package of 10. For use with all 30mm, 40mm, and 80mm profile T-slotted aluminum rails. Manufacturer part number: 4ISO7380M0816MS01. | Stock | 4.5
151184 | FATH flanged button head socket cap head screw, M8 x 16mm, zinc plated steel, slot size 8. Package of 10. For use with all 30mm, 40mm, and 80mm profile T-slotted aluminum rails. Manufacturer part number: 4ISO7380M0816MS03. | Stock | 5.25
151185 | FATH 2D cube connector, 30 x 30 x 30mm, die-cast aluminum, slot size 8. For use with 30 x 30mm profile T-slotted aluminum rails. (2) plastic cover caps included. Manufacturer part number: 093WW303N08. | Stock | 9.25
151186 | FATH 3D cube connector, 30 x 30 x 30mm, die-cast aluminum, slot size 8. For use with 30 x 30mm profile T-slotted aluminum rails. (3) plastic cover caps included. Manufacturer part number: 093WW304N08. | Stock | 9.5
151187 | FATH angle connector, 45-degree, die-cast aluminum, slot size 8. For use with all 30mm profile T-slotted aluminum rails. Manufacturer part number: 093WS30245N08. | Stock | 4.5
151188 | FATH angle connector, 45-degree, die-cast aluminum, slot size 8. For use with 30 x 60mm profile T-slotted aluminum rails. Manufacturer part number: 093WS60145N08. | Stock | 7
151189 | FATH straight flat plate, 2 holes, anodized aluminum, slot size 8. For use with all 30mm profile T-slotted aluminum rails. Manufacturer part number: 093VA3060. | Stock | 4.25
151190 | FATH straight flat plate, 4 holes, anodized aluminum, slot size 8. For use with all 30mm profile T-slotted aluminum rails. Manufacturer part number: 093VA30120. | Stock | 5.25
151191 | FATH square flat plate, 4 holes, anodized aluminum, slot size 8. For use with all 30mm profile T-slotted aluminum rails. Manufacturer part number: 093VA6060. | Stock | 5.25
151192 | FATH rectangular flat plate, 8 holes, anodized aluminum, slot size 8. For use with all 30mm profile T-slotted aluminum rails. Manufacturer part number: 093VD60120. | Stock | 9.25
151193 | FATH flat plate, 90-degree, 5 holes, anodized aluminum, slot size 8. For use with all 30mm profile T-slotted aluminum rails. Manufacturer part number: 093VL9090. | Stock | 9.25
151194 | FATH tee flat plate, 5 holes, anodized aluminum, slot size 8. For use with all 30mm profile T-slotted aluminum rails. Manufacturer part number: 093VT9090. | Stock | 9.75
151195 | FATH inside corner bracket, 90-degree, 2 holes, anodized aluminum, slot size 8. For use with all 30mm profile T-slotted aluminum rails. Manufacturer part number: 093WD30. | Stock | 4
151196 | FATH wide inside corner bracket, 90-degree, 4 holes, anodized aluminum, slot size 8. For use with all 30mm profile T-slotted aluminum rails. Manufacturer part number: 093WD6030. | Stock | 5
151197 | FATH tall inside corner bracket, 90-degree, 4 holes, anodized aluminum, slot size 8. For use with all 30mm profile T-slotted aluminum rails. Manufacturer part number: 093WD3060. | Stock | 5.5
151198 | FATH inside corner bracket, 90-degree, 8 holes, anodized aluminum, slot size 8. For use with all 30mm profile T-slotted aluminum rails. Manufacturer part number: 093WD6060. | Stock | 10.5
151199 | FATH pivot joint, 178-degree adjustable, 2 holes, die-cast zinc, slot size 8. For use with all 30mm profile T-slotted aluminum rails. Manufacturer part number: 093G30AN08. | Stock | 27.5
151200 | FATH pivot joint with locking handle, 178-degree adjustable, 2 holes, die-cast zinc, slot size 8. For use with all 30mm profile T-slotted aluminum rails. Manufacturer part number: 093GF30AN08. | Stock | 37
151201 | FATH threaded rod, M8 x 40mm, zinc plated steel. For use with all 30mm profile T-slotted aluminum rails. Manufacturer part number: 098DM08040M. | Stock | 3.5
151202 | FATH threaded rod, M10 x 45mm, zinc plated steel. For use with all 30mm profile T-slotted aluminum rails. Manufacturer part number: 098DM10045M. | Stock | 3.75
151203 | FATH left-hand detachable combination hinge, fiberglass reinforced plastic, slot size 8. For use with all 30mm profile T-slotted aluminum rails. Manufacturer part number: 095K3030L08. | Stock | 6
151204 | FATH right-hand detachable combination hinge, fiberglass reinforced plastic, slot size 8. For use with all 30mm profile T-slotted aluminum rails. Manufacturer part number: 095K3030R08. | Stock | 6.25
151205 | FATH non-detachable combination hinge, fiberglass reinforced plastic, slot size 8. For use with all 30mm profile T-slotted aluminum rails. Manufacturer part number: 095K3030F08. | Stock | 6.25
151206 | FATH non-detachable combination hinge with locking lever, fiberglass reinforced plastic, slot size 8. For use with all 30mm profile T-slotted aluminum rails. Manufacturer part number: 095KF3030F08. | Stock | 11
151207 | FATH left-hand detachable combination hinge, die-cast aluminum, slot size 8. For use with all 30mm profile T-slotted aluminum rails. Manufacturer part number: 095A3030LS20. | Stock | 16
151208 | FATH right-hand detachable combination hinge, die-cast aluminum, slot size 8. For use with all 30mm profile T-slotted aluminum rails. Manufacturer part number: 095A3030RS20. | Stock | 16
151209 | FATH non-detachable combination hinge, die-cast aluminum, slot size 8. For use with all 30mm profile T-slotted aluminum rails. Manufacturer part number: 095A3030FS20. | Stock | 16
151210 | FATH cover and reduction profile, 2000mm, thermoplastic elastomer, slot size 8. Package of 25. For use with all 30mm profile T-slotted aluminum rails. Manufacturer part number: 92242. | Stock | 144
151211 | FATH slider, glass-filled nylon/steel, slot size 8. For use with all 30mm profile T-slotted aluminum rails. Manufacturer part number: 93007. | Stock | 4.25
151212 | FATH end cap, glass-filled nylon, slot size 8. Package of 10. For use with all 30mm profile T-slotted aluminum rails. Manufacturer part number: 091027P10. | Stock | 9
151213 | FATH economy T-nut, M8, steel, slot size 8. Package of 10. For use with all 40mm and 80mm profile T-slotted aluminum rails. Manufacturer part number: 096E40M8. | Stock | 5.75
151214 | FATH hammer nut, M6, zinc plated steel, slot size 8. Package of 10. For use with all 40mm and 80mm profile T-slotted aluminum rails. Manufacturer part number: 096H08630. | Stock | 8.75
151215 | FATH roll-in T-slot nut, M6, zinc plated steel, slot size 8. Package of 10. For use with all 40mm and 80mm profile T-slotted aluminum rails. Manufacturer part number: 096026F. | Stock | 18.5
151216 | FATH roll-in T-slot nut, M8, zinc plated steel, slot size 8. Package of 10. For use with all 40mm and 80mm profile T-slotted aluminum rails. Manufacturer part number: 096028F. | Stock | 18.5
151217 | FATH angle connector, 45-degree, die-cast aluminum, slot size 8. For use with 40 x 40mm profile T-slotted aluminum rails. Manufacturer part number: 093WS40145N08. | Stock | 12.5
151218 | FATH angle connector, 45-degree, die-cast aluminum, slot size 8. For use with all 80mm profile T-slotted rails. Manufacturer part number: 093WS80145N08. | Stock | 10.5
151219 | FATH flat plate, 5 holes, anodized aluminum, slot size 8. For use with all 40mm and 80mm profile T-slotted aluminum rails. Manufacturer part number: 093VL120120. | Stock | 14
151220 | FATH tee flat plate, 5 holes, anodized aluminum, slot size 8. For use with all 40mm and 80mm profile T-slotted aluminum rails. Manufacturer part number: 093VT120120. | Stock | 16
151221 | FATH tee flat plate, 12 holes, anodized aluminum, slot size 8. For use with all 40mm and 80mm profile T-slotted aluminum rails. Manufacturer part number: 093VT160160D. | Stock | 26.5
151222 | FATH inside corner bracket, 90-degree, 2 holes, anodized aluminum, slot size 8. For use with all 40mm profile T-slotted aluminum rails. Manufacturer part number: 093WD40. | Stock | 4
151223 | FATH wide inside corner bracket, 90-degree, 4 holes, anodized aluminum, slot size 8. For use with all 40mm profile T-slotted aluminum rails. Manufacturer part number: 093WD8040. | Stock | 6
151224 | FATH tall inside corner bracket, 90-degree, 4 holes, anodized aluminum, slot size 8. For use with all 40mm profile T-slotted aluminum rails. Manufacturer part number: 093WD4080. | Stock | 6
151225 | FATH inside corner bracket, 90-degree, 8 holes, anodized aluminum, slot size 8. For use with all 40mm profile T-slotted aluminum rails. Manufacturer part number: 093WD8080. | Stock | 11
151226 | FATH gusseted inside corner bracket, 90-degree, 2 holes, anodized aluminum, slot size 8. For use with all 40mm profile T-slotted aluminum rails. Manufacturer part number: 093W8404N08. | Stock | 3.5
151227 | FATH tall gusseted inside corner bracket, 90-degree, 4 holes, anodized aluminum, slot size 8. For use with all 40mm profile T-slotted aluminum rails. Manufacturer part number: 093W8403N08. | Stock | 8.75
151228 | FATH gusseted inside corner bracket, 90-degree, 8 holes, anodized aluminum, slot size 8. For use with all 40mm profile T-slotted aluminum rails. Manufacturer part number: 093W8806N08. | Stock | 14
151229 | FATH pivot joint, 178-degree adjustable, 2 holes, die-cast zinc, slot size 8. For use with all 40mm profile T-slotted aluminum rails. Manufacturer part number: 093G40AN. | Stock | 28.5
151230 | FATH pivot joint with locking handle, 178-degree adjustable, 2 holes, die-cast zinc, slot size 8. For use with all 40mm profile T-slotted aluminum rails. Manufacturer part number: 093GF40AN. | Stock | 38
151231 | FATH threaded rod, M12 x 66mm, zinc plated steel. For use with all 40mm and 45mm profile T-slotted aluminum rails. Manufacturer part number: 098DM12066M. | Stock | 4.25
151232 | FATH transport/base plate, 40 x 80mm, M12, die-cast zinc. For use with all 40mm profile T-slotted aluminum rails. Mounting hardware included. Manufacturer part number: 093T40801208S. | Stock | 16
151233 | FATH transport/base plate, 80 x 80mm, M12, die-cast zinc. For use with all 40mm profile T-slotted aluminum rails. Mounting hardware included. Manufacturer part number: 093T80801208S. | Stock | 22
151234 | FATH end cap, glass-filled nylon, slot size 8. Package of 10. For use with 40 x 40mm profile T-slotted aluminum rails. Manufacturer part number: 091007P10. | Stock | 16
151235 | FATH end cap, glass-filled nylon, slot size 8. Package of 10. For use with 40 x 80mm profile T-slotted aluminum rails. Manufacturer part number: 091009P10. | Stock | 19.5
151236 | FATH end cap, glass-filled nylon, slot size 8. Package of 10. For use with 80 x 80mm profile T-slotted aluminum rails. Manufacturer part number: 091023P10. | Stock | 31
151237 | FATH economy T-nut, M8, steel, slot size 10. Package of 10. For use with all 45mm and 90mm profile T-slotted aluminum rails. Manufacturer part number: 096E45M8. | Stock | 7
151238 | FATH hammer nut, M8, zinc plated steel, slot size 10. Package of 10. For use with all 45mm and 90mm profile T-slotted aluminum rails. Manufacturer part number: 096H10830. | Stock | 8.75
151239 | FATH roll-in T-slot nut, M6, zinc plated steel, slot size 10. Package of 10. For use with all 45mm and 90mm profile T-slotted aluminum rails. Manufacturer part number: 096166F. | Stock | 23
151240 | FATH roll-in T-slot nut, M8, zinc plated steel, slot size 10. Package of 10. For use with all 45mm and 90mm profile T-slotted aluminum rails. Manufacturer part number: 096168F. | Stock | 23
151241 | FATH button head socket cap head screw, M8 x 20mm, zinc plated steel, slot size 10. Package of 10. For use with all 45mm and 90mm profile T-slotted aluminum rails. Manufacturer part number: 4ISO7380M0820M. | Stock | 4.25
151242 | FATH T-matic connector, zinc plated steel, slot size 10. Package of 10. For use with all 45mm and 90mm profile T-slotted aluminum rails. Manufacturer part number: 099H103. | Stock | 92
151243 | FATH automatic connector, steel, slot size 10. Package of 10. For use with all 45mm and 90mm profile T-slotted aluminum rails. Manufacturer part number: 099G103. | Stock | 57
151244 | FATH automatic butt connector, steel, slot size 10. For use with all 45mm and 90mm profile T-slotted aluminum rails. Manufacturer part number: 099G103M6. | Stock | 10.5
151245 | FATH milling connector, zinc plated steel, slot size 10. For use with all 45mm and 90mm profile T-slotted aluminum rails. Manufacturer part number: 099D1045M0630. | Stock | 11
151246 | FATH angle connector, 45-degree, die-cast aluminum, slot size 10. For use with 45 x 45mm profile T-slotted aluminum rails. Manufacturer part number: 093WS45245N10. | Stock | 9.75
151247 | FATH angle connector, 45-degree, die-cast aluminum, slot size 10. For use with all 90mm profile T-slotted aluminum rails. Manufacturer part number: 093WS90145N10. | Stock | 16
151248 | FATH connecting strip, zinc plated steel, slot size 10. For use with all 45mm and 90mm profile T-slotted aluminum rails. Mounting hardware included. Manufacturer part number: 096030S38. | Stock | 17.5
151249 | FATH flat plate, 5 holes, anodized aluminum, slot size 10. For use with all 45mm and 90mm profile T-slotted aluminum rails. Manufacturer part number: 093VL135135. | Stock | 18.5
151250 | FATH tee flat plate, 5 holes, anodized aluminum, slot size 10. For use with all 45mm and 90mm profile T-slotted aluminum rails. Manufacturer part number: 093VT135135. | Stock | 19.5
151251 | FATH angle bracket, 90-degree, 2 holes, die-cast aluminum, slot size 10. For use with all 45mm profile T-slotted aluminum rails. Manufacturer part number: 093W421N10. | Stock | 3.75
151252 | FATH angle bracket, 90-degree, 4 holes, die-cast aluminum, slot size 10. For use with all 45mm profile T-slotted aluminum rails. Manufacturer part number: 093W451N10. | Stock | 7.5
151253 | FATH pivot joint, 178-degree adjustable, 2 holes, die-cast zinc, slot size 10. For use with all 45mm profile T-slotted aluminum rails. Manufacturer part number: 093G45AN. | Stock | 28.5
151254 | FATH pivot joint with locking handle, 178-degree adjustable, 2 holes, die-cast zinc, slot size 10. For use with all 45mm profile T-slotted aluminum rails. Manufacturer part number: 093GF45AN. | Stock | 38
151255 | FATH swivel base with anti-slip plate, 100mm, nylon. For use with all 45mm profile T-slotted aluminum rails. Requires threaded rod. Manufacturer part number: 098D100KG. | Stock | 9.75
151256 | FATH swivel base with anti-slip plate, 100mm, nylon. For use with all 45mm profile T-slotted aluminum rails. Requires threaded rod. Manufacturer part number: 098D100KBG. | Stock | 9.75
151257 | FATH swivel base with anti-slip plate, 100mm, die-cast zinc. For use with all 45mm profile T-slotted aluminum rails. Requires threaded rod. Manufacturer part number: 098D100ZSG. | Stock | 23
151258 | FATH swivel base with anti-slip plate, 100mm, die-cast zinc. For use with all 45mm profile T-slotted aluminum rails. Requires threaded rod. Manufacturer part number: 098D100ZBSG. | Stock | 23
151259 | FATH transport/base plate, 45 x 90mm, M12, die-cast zinc. For use with all 45mm profile T-slotted aluminum rails. Mounting hardware included. Manufacturer part number: 093T45901208S. | Stock | 19.5
151260 | FATH transport/base plate, 90 x 90mm, M12, die-cast zinc. For use with all 45mm profile T-slotted aluminum rails. Mounting hardware included. Manufacturer part number: 093T90901208S. | Stock | 24
151261 | FATH caster adapter plate, 45 x 45mm, steel, slot size 10. For use with all 45mm profile T-slotted aluminum rails. Manufacturer part number: 098SA45N10. | Stock | 4.25
151262 | FATH left-hand detachable combination hinge, fiberglass reinforced plastic, slot size 10. For use with all 45mm profile T-slotted aluminum rails. Manufacturer part number: 095K4545L10. | Stock | 7.5
151263 | FATH right-hand detachable combination hinge, fiberglass reinforced plastic, slot size 10. For use with all 45mm profile T-slotted aluminum rails. Manufacturer part number: 095K4545R10. | Stock | 7.5
151264 | FATH non-detachable combination hinge, fiberglass reinforced plastic, slot size 10. For use with all 45mm profile T-slotted aluminum rails. Manufacturer part number: 095K4545F10. | Stock | 7.5
151265 | FATH non-detachable combination hinge with locking lever, fiberglass reinforced plastic, slot size 10. For use with all 45mm profile T-slotted aluminum rails. Manufacturer part number: 095KF4545F10. | Stock | 11.5
151266 | FATH left-hand detachable combination hinge, die-cast aluminum, slot size 10. For use with all 45mm profile T-slotted aluminum rails. Manufacturer part number: 095A4545LS20. | Stock | 17.5
151267 | FATH right-hand detachable combination hinge, die-cast aluminum, slot size 10. For use with all 45mm profile T-slotted aluminum rails. Manufacturer part number: 095A4545RS20. | Stock | 17.5
151268 | FATH non-detachable combination hinge, die-cast aluminum, slot size 10. For use with all 45mm profile T-slotted aluminum rails. Manufacturer part number: 095A4545FS20. | Stock | 17.5
151269 | FATH sealing strip, 2000mm, PVC/TPE, slot size 10. Package of 2. For use with all 45mm and 90mm profile T-slotted aluminum rails. Manufacturer part number: 92259. | Stock | 55
151270 | FATH conduit cover, 2000mm, polypropylene, slot size 10. Package of 2. For use with all 45mm profile T-slotted aluminum rails. Manufacturer part number: 093715N1072. | Stock | 86
151271 | FATH conduit cover, 2000mm, polypropylene, slot size 10. Package of 2. For use with all 45mm profile T-slotted aluminum rails. Manufacturer part number: 093715N1091. | Stock | 86
151272 | FATH cover profile, 2000mm, polypropylene, slot size 10. Package of 25. For use with all 45mm and 90mm profile T-slotted aluminum rails. Manufacturer part number: 92041. | Stock | 106
151273 | FATH slider, glass-filled nylon/steel, slot size 10. For use with all 45mm and 90mm profile T-slotted aluminum rails. Manufacturer part number: 93006. | Stock | 4.25
151274 | FATH roller, 39.5mm, glass-filled nylon/steel, slot size 10. For use with all 45mm and 90mm profile T-slotted aluminum rails. Manufacturer part number: 93021. | Stock | 9.25
151275 | FATH end cap, glass-filled nylon, slot size 10. Package of 10. For use with 45 x 45mm profile T-slotted aluminum rails. Manufacturer part number: 091011P10. | Stock | 16
151276 | FATH end cap, glass-filled nylon, slot size 10. Package of 10. For use with 45 x 90mm profile T-slotted aluminum rails. Manufacturer part number: 091006P10. | Stock | 23
151277 | FATH end cap, glass-filled nylon, slot size 10. Package of 10. For use with 90 x 90mm profile T-slotted aluminum rails. Manufacturer part number: 091169P10. | Stock | 31
151278 | FATH cross cable binding block, nylon, slot size 10. Package of 10. For use with all 45mm profile T-slotted aluminum rails. Manufacturer part number: 093249P10. | Stock | 15
151279 | FATH hook and loop, 6 x 20 x 200mm, glass-filled nylon/polypropylene, slot size 10. Package of 10. For use with all 45mm profile T-slotted aluminum rails. Manufacturer part number: 093809N10S01P10. | Stock | 57
151280 | FATH clip cable binder, nylon/rubber, slot size 10. Package of 10. For use with all 45mm profile T-slotted aluminum rails. Manufacturer part number: 093406N10P10. | Stock | 32
151281 | FATH ground connector, glass-filled nylon/copper/steel, slot size 10. For use with all 45mm profile T-slotted aluminum rails. Manufacturer part number: 093099S02. | Stock | 27.5
1512-8M-20-NG | SureMotion timing belt, 8mm pitch, 20mm wide, 189 tooth, 1512mm pitch length (circumference), neoprene, fiberglass reinforced. | Stock | 41.5 | 46
1512-8M-30-NG | SureMotion timing belt, 8mm pitch, 30mm wide, 189 tooth, 1512mm pitch length (circumference), neoprene, fiberglass reinforced. | Stock | 60 | 66
1515C | SureFrame 15 Series standard T-slotted rail, 6063-T6 anodized aluminum alloy, cut to length, 1.5 x 1.5in profile, slot size 8. | Stock | 0.59
1515CL | SureFrame 15 Series light T-slotted rail, 6063-T6 anodized aluminum alloy, cut to length, 1.5 x 1.5in profile, slot size 8. | Stock | 0.47
1515CUL | SureFrame 15 Series ultra light T-slotted rail, 6063-T6 anodized aluminum alloy, cut to length, 1.5 x 1.5in profile, slot size 8. | Stock | 0.45
15245117 | WEG Electric CFW500 series main cooling fan, replacement, 80 x 80 x 38mm, 24 VDC. For use with WEG CFW500 series F frame AC drives. | Stock | 220.5 | 236
1530C | SureFrame 15 Series standard T-slotted rail, 6063-T6 anodized aluminum alloy, cut to length, 1.5 x 3in profile, slot size 8. | Stock | 1.06
1530CL | SureFrame 15 Series light T-slotted rail, 6063-T6 anodized aluminum alloy, cut to length, 1.5 x 3in profile, slot size 8. | Stock | 0.9
15342437 | WEG Electric CFW500 series AC high-performance drive, enclosed, 230 VAC, 25hp with 3-phase input, SVC, V/Hz, VVW, FOC or torque mode, F frame, RS-485, Modbus RTU, 65kA SCCR. Optional communication and STO modules available. | Stock | 1867.5 | 2034
15342760 | WEG Electric CFW500 series AC high-performance drive, enclosed, 230 VAC, 30hp with 3-phase input, SVC, V/Hz, VVW, FOC or torque mode, F frame, RS-485, Modbus RTU, 65kA SCCR. Optional communication and STO modules available. | Stock | 2340 | 2548
15342909 | WEG Electric CFW500 series AC high-performance drive, enclosed, 230 VAC, 40hp with 3-phase input, SVC, V/Hz, VVW, FOC or torque mode, F frame, RS-485, Modbus RTU, 65kA SCCR. Optional communication and STO modules available. | Stock | 3172.5 | 3455
15353140 | WEG Electric CFW500 series communication module, Modbus RTU and BACnet, 2 ports, (2) RS-485 (3-pin terminal) port(s). For use with WEG CFW500 series AC drives. | Stock | 64.5 | 70
1550Z101 | Hammond enclosure, NEMA 1/4/4X/12/13, 50 x 45 x 30mm (HxWxD), die-cast aluminum alloy, screw cover. | Stock | 6 | 6.25
1550Z101BK | Hammond enclosure, NEMA 1/4/4X/12/13, 50 x 45 x 30mm (HxWxD), die-cast aluminum alloy, black, powder coat finish, screw cover. | Stock | 9.5 | 9.75
1550Z101GASKET | Hammond enclosure gasket, replacement, silicone. For use with 1550Z101xx enclosures. | Stock | 1.75
1550Z102 | Hammond enclosure, NEMA 1/4/4X/12/13, 90 x 36 x 30mm (HxWxD), die-cast aluminum alloy, screw cover. | Stock | 6.25 | 6.5
1550Z102BK | Hammond enclosure, NEMA 1/4/4X/12/13, 90 x 36 x 30mm (HxWxD), die-cast aluminum alloy, black, powder coat finish, screw cover. | Stock | 10.5 | 10.75
1550Z102GASKET | Hammond enclosure gasket, replacement, silicone. For use with 1550Z102xx enclosures. | Stock | 2.25
1550Z103 | Hammond enclosure, NEMA 1/4/4X/12/13, 98 x 64 x 34mm (HxWxD), die-cast aluminum alloy, screw cover. | Stock | 9 | 9.25
1550Z103BK | Hammond enclosure, NEMA 1/4/4X/12/13, 98 x 64 x 34mm (HxWxD), die-cast aluminum alloy, black, powder coat finish, screw cover. | Stock | 13 | 13.25
1550Z103GASKET | Hammond enclosure gasket, replacement, silicone. For use with 1550Z103xx enclosures. | Stock | 3
1550Z104 | Hammond enclosure, NEMA 1/4/4X/12/13, 64 x 58 x 35mm (HxWxD), die-cast aluminum alloy, screw cover. | Stock | 6.75
1550Z104BK | Hammond enclosure, NEMA 1/4/4X/12/13, 64 x 58 x 35mm (HxWxD), die-cast aluminum alloy, black, powder coat finish, screw cover. | Stock | 10.5 | 10.75
1550Z104GASKET | Hammond enclosure gasket, replacement, silicone. For use with 1550Z104xx enclosures. | Stock | 2.25
1550Z106 | Hammond enclosure, NEMA 1/4/4X/12/13, 115 x 65 x 30mm (HxWxD), die-cast aluminum alloy, screw cover. | Stock | 8.5 | 8.75
1550Z106BK | Hammond enclosure, NEMA 1/4/4X/12/13, 115 x 65 x 30mm (HxWxD), die-cast aluminum alloy, black, powder coat finish, screw cover. | Stock | 14.25 | 14.75
1550Z106GASKET | Hammond enclosure gasket, replacement, silicone. For use with 1550Z106xx and 1550Z111xx enclosures. | Stock | 2.5
1550Z107 | Hammond enclosure, NEMA 1/4/4X/12/13, 125 x 80 x 41mm (HxWxD), die-cast aluminum alloy, screw cover. | Stock | 12 | 12.25
1550Z107BK | Hammond enclosure, NEMA 1/4/4X/12/13, 125 x 80 x 41mm (HxWxD), die-cast aluminum alloy, black, powder coat finish, screw cover. | Stock | 17.25 | 17.75
1550Z107GASKET | Hammond enclosure gasket, replacement, silicone. For use with 1550Z107xx and 1550Z108xx enclosures. | Stock | 3.5 | 3.75
1550Z108 | Hammond enclosure, NEMA 1/4/4X/12/13, 125 x 80 x 59mm (HxWxD), die-cast aluminum alloy, screw cover. | Stock | 14.25 | 14.75
1550Z108BK | Hammond enclosure, NEMA 1/4/4X/12/13, 125 x 80 x 59mm (HxWxD), die-cast aluminum alloy, black, powder coat finish, screw cover. | Stock | 21 | 21.5
1550Z109 | Hammond enclosure, NEMA 1/4/4X/12/13, 150 x 64 x 36mm (HxWxD), die-cast aluminum alloy, screw cover. | Stock | 13.5 | 13.75
1550Z109BK | Hammond enclosure, NEMA 1/4/4X/12/13, 150 x 64 x 36mm (HxWxD), die-cast aluminum alloy, black, powder coat finish, screw cover. | Stock | 20 | 20.5
1550Z109GASKET | Hammond enclosure gasket, replacement, silicone. For use with 1550Z109xx enclosures. | Stock | 3.75
1550Z111 | Hammond enclosure, NEMA 1/4/4X/12/13, 115 x 65 x 55mm (HxWxD), die-cast aluminum alloy, screw cover. | Stock | 11 | 11.25
1550Z111BK | Hammond enclosure, NEMA 1/4/4X/12/13, 115 x 65 x 55mm (HxWxD), die-cast aluminum alloy, black, powder coat finish, screw cover. | Stock | 17.25 | 17.75
1550Z113 | Hammond enclosure, NEMA 1/4/4X/12/13, 115 x 90 x 55mm (HxWxD), die-cast aluminum alloy, screw cover. | Stock | 13.5 | 13.75
1550Z113BK | Hammond enclosure, NEMA 1/4/4X/12/13, 115 x 90 x 55mm (HxWxD), die-cast aluminum alloy, black, powder coat finish, screw cover. | Stock | 22 | 22.5
1550Z113GASKET | Hammond enclosure gasket, replacement, silicone. For use with 1550Z113xx enclosures. | Stock | 3
1550Z115 | Hammond enclosure, NEMA 1/4/4X/12/13, 148 x 108 x 75mm (HxWxD), die-cast aluminum alloy, screw cover. | Stock | 23 | 23.5
1550Z115BK | Hammond enclosure, NEMA 1/4/4X/12/13, 148 x 108 x 75mm (HxWxD), die-cast aluminum alloy, black, powder coat finish, screw cover. | Stock | 32.5 | 33.5
1550Z115GASKET | Hammond enclosure gasket, replacement, silicone. For use with 1550Z115xx enclosures. | Stock | 3.75
1550Z116 | Hammond enclosure, NEMA 1/4/4X/12/13, 160 x 100 x 60mm (HxWxD), die-cast aluminum alloy, screw cover. | Stock | 23 | 23.5
1550Z116BK | Hammond enclosure, NEMA 1/4/4X/12/13, 160 x 100 x 60mm (HxWxD), die-cast aluminum alloy, black, powder coat finish, screw cover. | Stock | 31.5 | 32.5
1550Z116GASKET | Hammond enclosure gasket, replacement, silicone. For use with 1550Z116xx and 1550Z117xx enclosures. | Stock | 3.75
1550Z117 | Hammond enclosure, NEMA 1/4/4X/12/13, 160 x 100 x 81mm (HxWxD), die-cast aluminum alloy, screw cover. | Stock | 25.5 | 26
1550Z117BK | Hammond enclosure, NEMA 1/4/4X/12/13, 160 x 100 x 81mm (HxWxD), die-cast aluminum alloy, black, powder coat finish, screw cover. | Stock | 35.5 | 36.5
1550Z120 | Hammond enclosure, NEMA 1/4/4X/12/13, 171 x 121 x 55mm (HxWxD), die-cast aluminum alloy, screw cover. | Stock | 24 | 24.5
1550Z120BK | Hammond enclosure, NEMA 1/4/4X/12/13, 171 x 121 x 55mm (HxWxD), die-cast aluminum alloy, black, powder coat finish, screw cover. | Stock | 30.5 | 31.5
1550Z120GASKET | Hammond enclosure gasket, replacement, silicone. For use with 1550Z120xx enclosures. | Stock | 4.25 | 4.5
1550Z124 | Hammond enclosure, NEMA 1/4/4X/12/13, 223 x 147 x 55mm (HxWxD), die-cast aluminum alloy, screw cover. | Stock | 25 | 25.5
1550Z124BK | Hammond enclosure, NEMA 1/4/4X/12/13, 223 x 147 x 55mm (HxWxD), die-cast aluminum alloy, black, powder coat finish, screw cover. | Stock | 36 | 37
1550Z124GASKET | Hammond enclosure gasket, replacement, silicone. For use with 1550Z124xx and 1550Z220xx enclosures. | Stock | 6.25
1550Z137 | Hammond enclosure, NEMA 1/4/4X/12/13, 121 x 121 x 102mm (HxWxD), die-cast aluminum alloy, screw cover. | Stock | 27 | 27.5
1550Z137BK | Hammond enclosure, NEMA 1/4/4X/12/13, 121 x 121 x 102mm (HxWxD), die-cast aluminum alloy, black, powder coat finish, screw cover. | Stock | 36.5 | 37.5
1550Z137GASKET | Hammond enclosure gasket, replacement, silicone. For use with 1550Z137xx enclosures. | Stock | 3.75
1550Z139 | Hammond enclosure, NEMA 1/4/4X/12/13, 159 x 159 x 102mm (HxWxD), die-cast aluminum alloy, screw cover. | Stock | 30.5 | 31.5
1550Z139BK | Hammond enclosure, NEMA 1/4/4X/12/13, 159 x 159 x 102mm (HxWxD), die-cast aluminum alloy, black, powder coat finish, screw cover. | Stock | 44 | 45
1550Z139GASKET | Hammond enclosure gasket, replacement, silicone. For use with 1550Z139xx enclosures. | Stock | 3.75
1550Z220 | Hammond enclosure, NEMA 1/4/4X/12/13, 223 x 147 x 83mm (HxWxD), die-cast aluminum alloy, screw cover. | Stock | 30.5 | 31.5
1550Z220BK | Hammond enclosure, NEMA 1/4/4X/12/13, 223 x 147 x 83mm (HxWxD), die-cast aluminum alloy, black, powder coat finish, screw cover. | Stock | 44 | 45
1554B2GY | Hammond enclosure, NEMA 4/4X/6/6P/12/13, 65 x 65 x 41mm (HxWxD), polycarbonate, RAL 7035 light gray, screw cover, purchase subpanel separately. | Stock | 9.5 | 9.75
1554B2GYCL | Hammond enclosure, NEMA 4/4X/6/6P/12/13, 65 x 65 x 41mm (HxWxD), polycarbonate, RAL 7035 light gray, clear polycarbonate screw cover, purchase subpanel separately. | Stock | 10.5 | 10.75
1554B2GYSL | Hammond enclosure, NEMA 4/4X/6/6P/12/13, 65 x 65 x 41mm (HxWxD), polycarbonate, RAL 7035 light gray, smoke polycarbonate screw cover, purchase subpanel separately. | Stock | 10.5 | 10.75
1554BGASKET | Hammond enclosure gasket, replacement, silicone. For use with 1554Bxx, 1555Bxx, 1555BF22GY and 1555B2F22GY enclosures. | Stock | 2
1554BGY | Hammond enclosure, 65 x 65 x 41mm (HxWxD), ABS plastic, RAL 7035 light gray, screw cover, purchase subpanel separately. | Stock | 8.5 | 8.75
1554BPL | Hammond subpanel, galvanized steel. For use with 1554Bxx and 1555Bxx enclosures. | Stock | 5 | 5.25
1554C2GY | Hammond enclosure, NEMA 4/4X/6/6P/12/13, 120 x 65 x 41mm (HxWxD), polycarbonate, RAL 7035 light gray, screw cover, purchase subpanel separately. | Stock | 13.5 | 13.75
1554C2GYCL | Hammond enclosure, NEMA 4/4X/6/6P/12/13, 120 x 65 x 41mm (HxWxD), polycarbonate, RAL 7035 light gray, clear polycarbonate screw cover, purchase subpanel separately. | Stock | 14.5 | 14.75
1554C2GYSL | Hammond enclosure, NEMA 4/4X/6/6P/12/13, 120 x 65 x 41mm (HxWxD), polycarbonate, RAL 7035 light gray, smoke polycarbonate screw cover, purchase subpanel separately. | Stock | 14.5 | 14.75
1554CGASKET | Hammond enclosure gasket, replacement, silicone. For use with 1554Cxx, 1554Dxx, 1555Cxx, 1555Dxx, 1555CFx2GY and 1555C2Fx2GY enclosures. | Stock | 1.75
1554CGY | Hammond enclosure, 120 x 65 x 41mm (HxWxD), ABS plastic, RAL 7035 light gray, screw cover, purchase subpanel separately. | Stock | 9.25 | 9.5
1554CPL | Hammond subpanel, galvanized steel. For use with 1554Cxx, 1554Dxx, 1555Cxx and 1555Dxx enclosures. | Stock | 6
1554D2GY | Hammond enclosure, NEMA 4/4X/6/6P/12/13, 120 x 65 x 61mm (HxWxD), polycarbonate, RAL 7035 light gray, screw cover, purchase subpanel separately. | Stock | 14.5 | 14.75
1554D2GYCL | Hammond enclosure, NEMA 4/4X/6/6P/12/13, 120 x 65 x 61mm (HxWxD), polycarbonate, RAL 7035 light gray, clear polycarbonate screw cover, purchase subpanel separately. | Stock | 17.5 | 18
1554D2GYSL | Hammond enclosure, NEMA 4/4X/6/6P/12/13, 120 x 65 x 61mm (HxWxD), polycarbonate, RAL 7035 light gray, smoke polycarbonate screw cover, purchase subpanel separately. | Stock | 17.5 | 18
1554DGY | Hammond enclosure, 120 x 65 x 61mm (HxWxD), ABS plastic, RAL 7035 light gray, screw cover, purchase subpanel separately. | Stock | 10.5 | 10.75
1554E2GY | Hammond enclosure, NEMA 4/4X/6/6P/12/13, 90 x 90 x 61mm (HxWxD), polycarbonate, RAL 7035 light gray, screw cover, purchase subpanel separately. | Stock | 14.75 | 15.25
1554E2GYCL | Hammond enclosure, NEMA 4/4X/6/6P/12/13, 90 x 90 x 61mm (HxWxD), polycarbonate, RAL 7035 light gray, clear polycarbonate screw cover, purchase subpanel separately. | Stock | 18 | 18.5
1554E2GYSL | Hammond enclosure, NEMA 4/4X/6/6P/12/13, 90 x 90 x 61mm (HxWxD), polycarbonate, RAL 7035 light gray, smoke polycarbonate screw cover, purchase subpanel separately. | Stock | 18 | 18.5
1554EE2GY | Hammond enclosure, NEMA 4/4X/6/6P/12/13, 90 x 90 x 91mm (HxWxD), polycarbonate, RAL 7035 light gray, screw cover, purchase subpanel separately. | Stock | 17 | 17.5
1554EE2GYCL | Hammond enclosure, NEMA 4/4X/6/6P/12/13, 90 x 90 x 91mm (HxWxD), polycarbonate, RAL 7035 light gray, clear polycarbonate screw cover, purchase subpanel separately. | Stock | 18.75 | 19.25
1554EE2GYSL | Hammond enclosure, NEMA 4/4X/6/6P/12/13, 90 x 90 x 91mm (HxWxD), polycarbonate, RAL 7035 light gray, smoke polycarbonate screw cover, purchase subpanel separately. | Stock | 18.75 | 19.25
1554EEGY | Hammond enclosure, 90 x 90 x 91mm (HxWxD), ABS plastic, RAL 7035 light gray, screw cover, purchase subpanel separately. | Stock | 13 | 13.25
1554EGASKET | Hammond enclosure gasket, replacement, silicone. For use with 1554Exx, 1554EExx, 1555Exx, 1555EExx, 1555EFxxGY and 1555E2FxxGY enclosures. | Stock | 2.75
1554EGY | Hammond enclosure, 90 x 90 x 61mm (HxWxD), ABS plastic, RAL 7035 light gray, screw cover, purchase subpanel separately. | Stock | 10.5 | 10.75
1554EPL | Hammond subpanel, galvanized steel. For use with 1554Exx, 1554EExx, 1555Exx and 1555EExx enclosures. | Stock | 6.25 | 6.5
1554F2GY | Hammond enclosure, NEMA 4/4X/6/6P/12/13, 120 x 90 x 61mm (HxWxD), polycarbonate, RAL 7035 light gray, screw cover, purchase subpanel separately. | Stock | 16.75 | 17.25
1554F2GYCL | Hammond enclosure, NEMA 4/4X/6/6P/12/13, 120 x 90 x 61mm (HxWxD), polycarbonate, RAL 7035 light gray, clear polycarbonate screw cover, purchase subpanel separately. | Stock | 18.25 | 18.5
1554F2GYSL | Hammond enclosure, NEMA 4/4X/6/6P/12/13, 120 x 90 x 61mm (HxWxD), polycarbonate, RAL 7035 light gray, smoke polycarbonate screw cover, purchase subpanel separately. | Stock | 18.25 | 18.5
1554FGASKET | Hammond enclosure gasket, replacement, silicone. For use with 1554Fxx, 1554Gxx, 1555Fxx, 1555Gxx, 1555FFxxGY and 1555F2FxxGY enclosures. | Stock | 1.75
1554FGY | Hammond enclosure, 120 x 90 x 61mm (HxWxD), ABS plastic, RAL 7035 light gray, screw cover, purchase subpanel separately. | Stock | 12.75 | 13
1554FPL | Hammond subpanel, galvanized steel. For use with 1554Fxx, 1554Gxx, 1555Fxx and 1555Gxx enclosures. | Stock | 6.25 | 6.5
1554FT | Hammond mounting feet kit, polycarbonate. For use with 1554Bxxx through 1554Vxxx enclosures. Includes (4) mounting feet and mounting hardware. | Stock | 6.75 | 7
1554FT-XY | Hammond mounting feet kit, polycarbonate. For use with 1554Xxxx and 1554Yxxx enclosures. Includes (4) mounting feet and mounting hardware. | Stock | 6.75 | 7
1554G2GY | Hammond enclosure, NEMA 4/4X/6/6P/12/13, 120 x 90 x 81mm (HxWxD), polycarbonate, RAL 7035 light gray, screw cover, purchase subpanel separately. | Stock | 19.5 | 20
1554G2GYCL | Hammond enclosure, NEMA 4/4X/6/6P/12/13, 120 x 90 x 81mm (HxWxD), polycarbonate, RAL 7035 light gray, clear polycarbonate screw cover, purchase subpanel separately. | Stock | 20.5 | 21
1554G2GYSL | Hammond enclosure, NEMA 4/4X/6/6P/12/13, 120 x 90 x 81mm (HxWxD), polycarbonate, RAL 7035 light gray, smoke polycarbonate screw cover, purchase subpanel separately. | Stock | 20.5 | 21
1554GGY | Hammond enclosure, 120 x 90 x 81mm (HxWxD), ABS plastic, RAL 7035 light gray, screw cover, purchase subpanel separately. | Stock | 13.25 | 13.5
1554H2GY | Hammond enclosure, NEMA 4/4X/6/6P/12/13, 180 x 120 x 61mm (HxWxD), polycarbonate, RAL 7035 light gray, screw cover, purchase subpanel separately. | Stock | 23.5 | 24
1554H2GYCL | Hammond enclosure, NEMA 4/4X/6/6P/12/13, 180 x 120 x 61mm (HxWxD), polycarbonate, RAL 7035 light gray, clear polycarbonate screw cover, purchase subpanel separately. | Stock | 25.5 | 26
1554H2GYSL | Hammond enclosure, NEMA 4/4X/6/6P/12/13, 180 x 120 x 61mm (HxWxD), polycarbonate, RAL 7035 light gray, smoke polycarbonate screw cover, purchase subpanel separately. | Stock | 25.5 | 26
1554HGASKET | Hammond enclosure gasket, replacement, silicone. For use with 1554Hxx, 1554Txx, 1555Hxx, 1555Txx, 1555HFxxGY and 1555H2FxxGY enclosures. | Stock | 4.25 | 4.5
1554HGY | Hammond enclosure, 180 x 120 x 61mm (HxWxD), ABS plastic, RAL 7035 light gray, screw cover, purchase subpanel separately. | Stock | 17.5 | 18
1554HL2GY | Hammond enclosure, NEMA 4/4X/6/6P/12/13, 180 x 120 x 46mm (HxWxD), polycarbonate, RAL 7035 light gray, screw cover, purchase subpanel separately. | Stock | 21.5 | 22
1554HL2GYCL | Hammond enclosure, NEMA 4/4X/6/6P/12/13, 180 x 120 x 46mm (HxWxD), polycarbonate, RAL 7035 light gray, clear polycarbonate screw cover, purchase subpanel separately. | Stock | 23.5 | 24
1554HLGY | Hammond enclosure, 180 x 120 x 46mm (HxWxD), ABS plastic, RAL 7035 light gray, screw cover, purchase subpanel separately. | Stock | 17.5 | 18
1554HPL | Hammond subpanel, galvanized steel. For use with 1554Hxx, 1554Txx, 1555Hxx and 1555Txx enclosures. | Stock | 7.75
1554J2GY | Hammond enclosure, NEMA 4/4X/6/6P/12/13, 160 x 90 x 61mm (HxWxD), polycarbonate, RAL 7035 light gray, screw cover, purchase subpanel separately. | Stock | 20.5
1554J2GYCL | Hammond enclosure, NEMA 4/4X/6/6P/12/13, 160 x 90 x 61mm (HxWxD), polycarbonate, RAL 7035 light gray, clear polycarbonate screw cover, purchase subpanel separately. | Stock | 21.5 | 22
1554J2GYSL | Hammond enclosure, NEMA 4/4X/6/6P/12/13, 160 x 90 x 61mm (HxWxD), polycarbonate, RAL 7035 light gray, smoke polycarbonate screw cover, purchase subpanel separately. | Stock | 21.5 | 22
1554JGASKET | Hammond enclosure gasket, replacement, silicone. For use with 1554Jxx, 1554Kxx, 1555Jxx, 1555Kxx, 1555JFxxGY and 1555J2FxxGY enclosures. | Stock | 2.25
1554JGY | Hammond enclosure, 160 x 90 x 61mm (HxWxD), ABS plastic, RAL 7035 light gray, screw cover, purchase subpanel separately. | Stock | 15.5 | 15.75
1554JL2GY | Hammond enclosure, NEMA 4/4X/6/6P/12/13, 160 x 90 x 46mm (HxWxD), polycarbonate, RAL 7035 light gray, screw cover, purchase subpanel separately. | Stock | 18.5 | 19
1554JL2GYCL | Hammond enclosure, NEMA 4/4X/6/6P/12/13, 160 x 90 x 46mm (HxWxD), polycarbonate, RAL 7035 light gray, clear polycarbonate screw cover, purchase subpanel separately. | Stock | 20 | 20.5
1554JLGY | Hammond enclosure, 160 x 90 x 46mm (HxWxD), ABS plastic, RAL 7035 light gray, screw cover, purchase subpanel separately. | Stock | 15.75 | 16
1554JPL | Hammond subpanel, galvanized steel. For use with 1554Jxx, 1554Kxx, 1555Jxx and 1555Kxx enclosures. | Stock | 7
1554K2GY | Hammond enclosure, NEMA 4/4X/6/6P/12/13, 160 x 90 x 91mm (HxWxD), polycarbonate, RAL 7035 light gray, screw cover, purchase subpanel separately. | Stock | 21.5 | 22
1554K2GYCL | Hammond enclosure, NEMA 4/4X/6/6P/12/13, 160 x 90 x 91mm (HxWxD), polycarbonate, RAL 7035 light gray, clear polycarbonate screw cover, purchase subpanel separately. | Stock | 25 | 25.5
1554K2GYSL | Hammond enclosure, NEMA 4/4X/6/6P/12/13, 160 x 90 x 91mm (HxWxD), polycarbonate, RAL 7035 light gray, smoke polycarbonate screw cover, purchase subpanel separately. | Stock | 25 | 25.5
1554KGY | Hammond enclosure, 160 x 90 x 91mm (HxWxD), ABS plastic, RAL 7035 light gray, screw cover, purchase subpanel separately. | Stock | 17 | 17.5
1554L2GY | Hammond enclosure, NEMA 4/4X/6/6P/12/13, 105 x 105 x 60mm (HxWxD), polycarbonate, RAL 7035 light gray, screw cover, purchase subpanel separately. | Stock | 17 | 17.25
1554L2GYCL | Hammond enclosure, NEMA 4/4X/6/6P/12/13, 105 x 105 x 60mm (HxWxD), polycarbonate, RAL 7035 light gray, clear polycarbonate screw cover, purchase subpanel separately. | Stock | 18.5 | 19
1554L2GYSL | Hammond enclosure, NEMA 4/4X/6/6P/12/13, 105 x 105 x 60mm (HxWxD), polycarbonate, RAL 7035 light gray, smoke polycarbonate screw cover, purchase subpanel separately. | Stock | 18.5 | 19
1554LA2GY | Hammond enclosure, NEMA 4/4X/6/6P/12/13, 105 x 105 x 90mm (HxWxD), polycarbonate, RAL 7035 light gray, screw cover, purchase subpanel separately. | Stock | 19.25 | 19.75
1554LA2GYCL | Hammond enclosure, NEMA 4/4X/6/6P/12/13, 105 x 105 x 90mm (HxWxD), polycarbonate, RAL 7035 light gray, clear polycarbonate screw cover, purchase subpanel separately. | Stock | 23.5 | 24
1554LA2GYSL | Hammond enclosure, NEMA 4/4X/6/6P/12/13, 105 x 105 x 90mm (HxWxD), polycarbonate, RAL 7035 light gray, smoke polycarbonate screw cover, purchase subpanel separately. | Stock | 23.5 | 24
1554LAGY | Hammond enclosure, 105 x 105 x 90mm (HxWxD), ABS plastic, RAL 7035 light gray, screw cover, purchase subpanel separately. | Stock | 16.25 | 16.75
1554LGASKET | Hammond enclosure gasket, replacement, silicone. For use with 1554Lxx, 1554LAxx, 1555Lxx and 1555LAxx enclosures. | Stock | 4.5
1554LGY | Hammond enclosure, 105 x 105 x 60mm (HxWxD), ABS plastic, RAL 7035 light gray, screw cover, purchase subpanel separately. | Stock | 12.75 | 13.25
1554LPL | Hammond subpanel, galvanized steel. For use with 1554Lxx, 1554LAxx, 1555Lxx and 1555LAxx enclosures. | Stock | 6
1554N2GY | Hammond enclosure, NEMA 4/4X/6/6P/12/13, 120 x 120 x 61mm (HxWxD), polycarbonate, RAL 7035 light gray, screw cover, purchase subpanel separately. | Stock | 18.75 | 19.25
1554N2GYCL | Hammond enclosure, NEMA 4/4X/6/6P/12/13, 120 x 120 x 61mm (HxWxD), polycarbonate, RAL 7035 light gray, clear polycarbonate screw cover, purchase subpanel separately. | Stock | 23 | 23.5
1554N2GYSL | Hammond enclosure, NEMA 4/4X/6/6P/12/13, 120 x 120 x 61mm (HxWxD), polycarbonate, RAL 7035 light gray, smoke polycarbonate screw cover, purchase subpanel separately. | Stock | 23 | 23.5
1554NGASKET | Hammond enclosure gasket, replacement, silicone. For use with 1554Nxx, 1554Pxx, 1555Nxx, 1555Pxx, 1555NFxxGY and 1555N2FxxGY enclosures. | Stock | 3.25
1554NGY | Hammond enclosure, 120 x 120 x 61mm (HxWxD), ABS plastic, RAL 7035 light gray, screw cover, purchase subpanel separately. | Stock | 16 | 16.25
1554NPL | Hammond subpanel, galvanized steel. For use with 1554Nxx, 1554Pxx, 1555Nxx and 1555Pxx enclosures. | Stock | 6.75 | 7
1554P2GY | Hammond enclosure, NEMA 4/4X/6/6P/12/13, 120 x 120 x 80mm (HxWxD), polycarbonate, RAL 7035 light gray, screw cover, purchase subpanel separately. | Stock | 24 | 24.5
1554P2GYCL | Hammond enclosure, NEMA 4/4X/6/6P/12/13, 120 x 120 x 80mm (HxWxD), polycarbonate, RAL 7035 light gray, clear polycarbonate screw cover, purchase subpanel separately. | Stock | 25 | 25.5
1554P2GYSL | Hammond enclosure, NEMA 4/4X/6/6P/12/13, 120 x 120 x 80mm (HxWxD), polycarbonate, RAL 7035 light gray, smoke polycarbonate screw cover, purchase subpanel separately. | Stock | 25 | 25.5
1554PGY | Hammond enclosure, 120 x 120 x 80mm (HxWxD), ABS plastic, RAL 7035 light gray, screw cover, purchase subpanel separately. | Stock | 17 | 17.5
1554Q2GY | Hammond enclosure, NEMA 4/4X/6/6P/12/13, 140 x 140 x 60mm (HxWxD), polycarbonate, RAL 7035 light gray, screw cover, purchase subpanel separately. | Stock | 20 | 20.5
1554Q2GYCL | Hammond enclosure, NEMA 4/4X/6/6P/12/13, 140 x 140 x 60mm (HxWxD), polycarbonate, RAL 7035 light gray, clear polycarbonate screw cover, purchase subpanel separately. | Stock | 24.5 | 25
1554Q2GYSL | Hammond enclosure, NEMA 4/4X/6/6P/12/13, 140 x 140 x 60mm (HxWxD), polycarbonate, RAL 7035 light gray, smoke polycarbonate screw cover, purchase subpanel separately. | Stock | 24.5 | 25
1554QA2GY | Hammond enclosure, NEMA 4/4X/6/6P/12/13, 140 x 140 x 90mm (HxWxD), polycarbonate, RAL 7035 light gray, screw cover, purchase subpanel separately. | Stock | 31 | 31.5
1554QA2GYCL | Hammond enclosure, NEMA 4/4X/6/6P/12/13, 140 x 140 x 90mm (HxWxD), polycarbonate, RAL 7035 light gray, clear polycarbonate screw cover, purchase subpanel separately. | Stock | 32 | 33
1554QA2GYSL | Hammond enclosure, NEMA 4/4X/6/6P/12/13, 140 x 140 x 90mm (HxWxD), polycarbonate, RAL 7035 light gray, smoke polycarbonate screw cover, purchase subpanel separately. | Stock | 32 | 33
1554QAGY | Hammond enclosure, 140 x 140 x 90mm (HxWxD), ABS plastic, RAL 7035 light gray, screw cover, purchase subpanel separately. | Stock | 23 | 23.5
1554QGASKET | Hammond enclosure gasket, replacement, silicone. For use with 1554Qxx, 1554QAxx, 1555Qxx and 1555QAxx enclosures. | Stock | 5.25
1554QGY | Hammond enclosure, 140 x 140 x 60mm (HxWxD), ABS plastic, RAL 7035 light gray, screw cover, purchase subpanel separately. | Stock | 16.75 | 17
1554QPL | Hammond subpanel, galvanized steel. For use with 1554Qxx, 1554QAxx, 1555Qxx and 1555QAxx enclosures. | Stock | 7.75 | 8
1554R2GY | Hammond enclosure, NEMA 4/4X/6/6P/12/13, 160 x 160 x 61mm (HxWxD), polycarbonate, RAL 7035 light gray, screw cover, purchase subpanel separately. | Stock | 31 | 31.5
1554R2GYCL | Hammond enclosure, NEMA 4/4X/6/6P/12/13, 160 x 160 x 61mm (HxWxD), polycarbonate, RAL 7035 light gray, clear polycarbonate screw cover, purchase subpanel separately. | Stock | 32 | 33
1554R2GYSL | Hammond enclosure, NEMA 4/4X/6/6P/12/13, 160 x 160 x 61mm (HxWxD), polycarbonate, RAL 7035 light gray, smoke polycarbonate screw cover, purchase subpanel separately. | Stock | 32 | 33
1554RGASKET | Hammond enclosure gasket, replacement, silicone. For use with 1554Rxx, 1554Sxx, 1555Rxx, 1555Sxx, 1555RFxxGY and 1555R2FxxGY enclosures. | Stock | 3.75
1554RGY | Hammond enclosure, 160 x 160 x 61mm (HxWxD), ABS plastic, RAL 7035 light gray, screw cover, purchase subpanel separately. | Stock | 23 | 23.5
1554RPL | Hammond subpanel, galvanized steel. For use with 1554Rxx, 1554Sxx, 1555Rxx and 1555Sxx enclosures. | Stock | 8.75
1554S2GY | Hammond enclosure, NEMA 4/4X/6/6P/12/13, 160 x 160 x 91mm (HxWxD), polycarbonate, RAL 7035 light gray, screw cover, purchase subpanel separately. | Stock | 28 | 28.5
1554S2GYCL | Hammond enclosure, NEMA 4/4X/6/6P/12/13, 160 x 160 x 91mm (HxWxD), polycarbonate, RAL 7035 light gray, clear polycarbonate screw cover, purchase subpanel separately. | Stock | 34.5 | 35.5
1554S2GYSL | Hammond enclosure, NEMA 4/4X/6/6P/12/13, 160 x 160 x 91mm (HxWxD), polycarbonate, RAL 7035 light gray, smoke polycarbonate screw cover, purchase subpanel separately. | Stock | 34.5 | 35.5
1554SGY | Hammond enclosure, 160 x 160 x 91mm (HxWxD), ABS plastic, RAL 7035 light gray, screw cover, purchase subpanel separately. | Stock | 25 | 25.5
1554T2GY | Hammond enclosure, NEMA 4/4X/6/6P/12/13, 180 x 120 x 91mm (HxWxD), polycarbonate, RAL 7035 light gray, screw cover, purchase subpanel separately. | Stock | 31 | 31.5
1554T2GYCL | Hammond enclosure, NEMA 4/4X/6/6P/12/13, 180 x 120 x 91mm (HxWxD), polycarbonate, RAL 7035 light gray, clear polycarbonate screw cover, purchase subpanel separately. | Stock | 32 | 33
1554T2GYSL | Hammond enclosure, NEMA 4/4X/6/6P/12/13, 180 x 120 x 91mm (HxWxD), polycarbonate, RAL 7035 light gray, smoke polycarbonate screw cover, purchase subpanel separately. | Stock | 32 | 33
1554TGY | Hammond enclosure, 180 x 120 x 91mm (HxWxD), ABS plastic, RAL 7035 light gray, screw cover, purchase subpanel separately. | Stock | 23 | 23.5
1554U2GY | Hammond enclosure, NEMA 4/4X/6/6P/12/13, 200 x 120 x 91mm (HxWxD), polycarbonate, RAL 7035 light gray, screw cover, purchase subpanel separately. | Stock | 28 | 28.5
1554U2GYCL | Hammond enclosure, NEMA 4/4X/6/6P/12/13, 200 x 120 x 91mm (HxWxD), polycarbonate, RAL 7035 light gray, clear polycarbonate screw cover, purchase subpanel separately. | Stock | 33 | 33.5
1554U2GYSL | Hammond enclosure, NEMA 4/4X/6/6P/12/13, 200 x 120 x 91mm (HxWxD), polycarbonate, RAL 7035 light gray, smoke polycarbonate screw cover, purchase subpanel separately. | Stock | 33 | 33.5
1554UGASKET | Hammond enclosure gasket, replacement, silicone. For use with 1554Uxx and 1555Uxx enclosures. | Stock | 4.5 | 4.75
1554UGY | Hammond enclosure, 200 x 120 x 91mm (HxWxD), ABS plastic, RAL 7035 light gray, screw cover, purchase subpanel separately. | Stock | 25.5 | 26
1554UPL | Hammond subpanel, galvanized steel. For use with 1554Uxx and 1555Uxx enclosures. | Stock | 8 | 8.25
1554V2GY | Hammond enclosure, NEMA 4/4X, 240 x 160 x 91mm (HxWxD), polycarbonate, RAL 7035 light gray, screw cover, purchase subpanel separately. | Stock | 39.5 | 40.5
1554V2GYCL | Hammond enclosure, NEMA 4/4X, 240 x 160 x 91mm (HxWxD), polycarbonate, RAL 7035 light gray, clear polycarbonate screw cover, purchase subpanel separately. | Stock | 41.5 | 42.5
1554V2GYSL | Hammond enclosure, NEMA 4/4X, 240 x 160 x 91mm (HxWxD), polycarbonate, RAL 7035 light gray, smoke polycarbonate screw cover, purchase subpanel separately. | Stock | 41.5 | 42.5
1554VA2GY | Hammond enclosure, NEMA 4/4X/6/6P/12/13, 240 x 160 x 90mm (HxWxD), polycarbonate, RAL 7035 light gray, screw cover, purchase subpanel separately. | Stock | 39.5 | 40.5
1554VA2GYCL | Hammond enclosure, NEMA 4/4X/6/6P/12/13, 240 x 160 x 90mm (HxWxD), polycarbonate, RAL 7035 light gray, clear polycarbonate screw cover, purchase subpanel separately. | Stock | 41.5 | 42.5
1554VA2GYSL | Hammond enclosure, NEMA 4/4X/6/6P/12/13, 240 x 160 x 90mm (HxWxD), polycarbonate, RAL 7035 light gray, smoke polycarbonate screw cover, purchase subpanel separately. | Stock | 41.5 | 42.5
1554VAGASKET | Hammond enclosure gasket, replacement, silicone. For use with 1554VAxx, 1554VBxx, 1555VAxx and 1555VBxx enclosures. | Stock | 6
1554VAGY | Hammond enclosure, 240 x 160 x 90mm (HxWxD), ABS plastic, RAL 7035 light gray, screw cover, purchase subpanel separately. | Stock | 31.5 | 32.5
1554VAL2GY | Hammond enclosure, NEMA 4/4X/6/6P/12/13, 240 x 160 x 60mm (HxWxD), polycarbonate, RAL 7035 light gray, screw cover, purchase subpanel separately. | Stock | 34.5 | 35.5
1554VAL2GYCL | Hammond enclosure, NEMA 4/4X/6/6P/12/13, 240 x 160 x 60mm (HxWxD), polycarbonate, RAL 7035 light gray, clear polycarbonate screw cover, purchase subpanel separately. | Stock | 36 | 37
1554VALGY | Hammond enclosure, 240 x 160 x 60mm (HxWxD), ABS plastic, RAL 7035 light gray, screw cover, purchase subpanel separately. | Stock | 30.5 | 31
1554VAPL | Hammond subpanel, galvanized steel. For use with 1554VAxx, 1554VBxx, 1555VAxx and 1555VBxx enclosures. | Stock | 7.75 | 8
1554VB2GY | Hammond enclosure, NEMA 4/4X/6/6P/12/13, 240 x 160 x 120mm (HxWxD), polycarbonate, RAL 7035 light gray, screw cover, purchase subpanel separately. | Stock | 39.5 | 40.5
1554VB2GYCL | Hammond enclosure, NEMA 4/4X/6/6P/12/13, 240 x 160 x 120mm (HxWxD), polycarbonate, RAL 7035 light gray, clear polycarbonate screw cover, purchase subpanel separately. | Stock | 41.5 | 42.5
1554VB2GYSL | Hammond enclosure, NEMA 4/4X/6/6P/12/13, 240 x 160 x 120mm (HxWxD), polycarbonate, RAL 7035 light gray, smoke polycarbonate screw cover, purchase subpanel separately. | Stock | 41.5 | 42.5
1554VBGY | Hammond enclosure, 240 x 160 x 120mm (HxWxD), ABS plastic, RAL 7035 light gray, screw cover, purchase subpanel separately. | Stock | 31.5 | 32.5
1554VGASKET | Hammond enclosure gasket, replacement, silicone. For use with 1554Vxx and 1555Vxx enclosures. | Stock | 4
1554VGY | Hammond enclosure, 240 x 160 x 91mm (HxWxD), ABS plastic, RAL 7035 light gray, screw cover, purchase subpanel separately. | Stock | 31.5 | 32.5
1554VPL | Hammond subpanel, galvanized steel. For use with 1554Vxx and 1555Vxx enclosures. | Stock | 10.5
1554W2GY | Hammond enclosure, NEMA 4/4X/6/6P/12/13, 180 x 180 x 60mm (HxWxD), polycarbonate, RAL 7035 light gray, screw cover, purchase subpanel separately. | Stock | 28.5 | 29
1554W2GYCL | Hammond enclosure, NEMA 4/4X/6/6P/12/13, 180 x 180 x 60mm (HxWxD), polycarbonate, RAL 7035 light gray, clear polycarbonate screw cover, purchase subpanel separately. | Stock | 30 | 31
1554W2GYSL | Hammond enclosure, NEMA 4/4X/6/6P/12/13, 180 x 180 x 60mm (HxWxD), polycarbonate, RAL 7035 light gray, smoke polycarbonate screw cover, purchase subpanel separately. | Stock | 30 | 31
1554WA2GY | Hammond enclosure, NEMA 4/4X/6/6P/12/13, 180 x 180 x 90mm (HxWxD), polycarbonate, RAL 7035 light gray, screw cover, purchase subpanel separately. | Stock | 30.5 | 31.5
1554WA2GYCL | Hammond enclosure, NEMA 4/4X/6/6P/12/13, 180 x 180 x 90mm (HxWxD), polycarbonate, RAL 7035 light gray, clear polycarbonate screw cover, purchase subpanel separately. | Stock | 36 | 37
1554WA2GYSL | Hammond enclosure, NEMA 4/4X/6/6P/12/13, 180 x 180 x 90mm (HxWxD), polycarbonate, RAL 7035 light gray, smoke polycarbonate screw cover, purchase subpanel separately. | Stock | 36 | 37
1554WAGY | Hammond enclosure, 180 x 180 x 60mm (HxWxD), ABS plastic, RAL 7035 light gray, screw cover, purchase subpanel separately. | Stock | 27 | 27.5
1554WGASKET | Hammond enclosure gasket, replacement, silicone. For use with 1554Wxx, 1554WAxx, 1555Wxx and 1555WAxx enclosures. | Stock | 8.5
1554WGY | Hammond enclosure, 180 x 180 x 90mm (HxWxD), ABS plastic, RAL 7035 light gray, screw cover, purchase subpanel separately. | Stock | 22 | 22.5
1554WPL | Hammond subpanel, galvanized steel. For use with 1554Wxx, 1554WAxx, 1555Wxx and 1555WAxx enclosures. | Stock | 9.5 | 9.75
1554X2GY | Hammond enclosure, NEMA 4/4X/6/6P/12/13, 299 x 200 x 90mm (HxWxD), polycarbonate, RAL 7035 light gray, screw cover, purchase subpanel separately. | Stock | 49.5 | 50
1554X2GYCL | Hammond enclosure, NEMA 4/4X/6/6P/12/13, 299 x 200 x 90mm (HxWxD), polycarbonate, RAL 7035 light gray, clear polycarbonate screw cover, purchase subpanel separately. | Stock | 52 | 53
1554X2GYSL | Hammond enclosure, NEMA 4/4X/6/6P/12/13, 299 x 200 x 90mm (HxWxD), polycarbonate, RAL 7035 light gray, smoke polycarbonate screw cover, purchase subpanel separately. | Stock | 52 | 53
1554XA2GY | Hammond enclosure, NEMA 4/4X/6/6P/12/13, 299 x 200 x 120mm (HxWxD), polycarbonate, RAL 7035 light gray, screw cover, purchase subpanel separately. | Stock | 55 | 56
1554XA2GYCL | Hammond enclosure, NEMA 4/4X/6/6P/12/13, 299 x 200 x 120mm (HxWxD), polycarbonate, RAL 7035 light gray, clear polycarbonate screw cover, purchase subpanel separately. | Stock | 59 | 61
1554XA2GYSL | Hammond enclosure, NEMA 4/4X/6/6P/12/13, 299 x 200 x 120mm (HxWxD), polycarbonate, RAL 7035 light gray, smoke polycarbonate screw cover, purchase subpanel separately. | Stock | 59 | 61
1554XAGY | Hammond enclosure, 299 x 200 x 120mm (HxWxD), ABS plastic, RAL 7035 light gray, screw cover, purchase subpanel separately. | Stock | 33 | 34
1554XGASKET | Hammond enclosure gasket, replacement, silicone. For use with 1554Xxx, 1554XAxx, 1555Xxx and 1555XAxx enclosures. | Stock | 8.5 | 8.75
1554XGY | Hammond enclosure, 299 x 200 x 90mm (HxWxD), ABS plastic, RAL 7035 light gray, screw cover, purchase subpanel separately. | Stock | 32.5 | 33
1554XPL | Hammond subpanel, galvanized steel. For use with 1554Xxx, 1554XAxx, 1555Xxx and 1555XAxx enclosures. | Stock | 9.75 | 10
1554Y2GY | Hammond enclosure, NEMA 4/4X/6/6P/12/13, 299 x 240 x 95mm (HxWxD), polycarbonate, RAL 7035 light gray, screw cover, purchase subpanel separately. | Stock | 55 | 57
1554Y2GYCL | Hammond enclosure, NEMA 4/4X/6/6P/12/13, 299 x 240 x 95mm (HxWxD), polycarbonate, RAL 7035 light gray, clear polycarbonate screw cover, purchase subpanel separately. | Stock | 62 | 63
1554Y2GYSL | Hammond enclosure, NEMA 4/4X/6/6P/12/13, 299 x 240 x 95mm (HxWxD), polycarbonate, RAL 7035 light gray, smoke polycarbonate screw cover, purchase subpanel separately. | Stock | 62 | 63
1554YA2GY | Hammond enclosure, NEMA 4/4X/6/6P/12/13, 299 x 240 x 120mm (HxWxD), polycarbonate, RAL 7035 light gray, screw cover, purchase subpanel separately. | Stock | 60 | 62
1554YA2GYCL | Hammond enclosure, NEMA 4/4X/6/6P/12/13, 299 x 240 x 120mm (HxWxD), polycarbonate, RAL 7035 light gray, clear polycarbonate screw cover, purchase subpanel separately. | Stock | 65 | 67
1554YA2GYSL | Hammond enclosure, NEMA 4/4X/6/6P/12/13, 299 x 240 x 120mm (HxWxD), polycarbonate, RAL 7035 light gray, smoke polycarbonate screw cover, purchase subpanel separately. | Stock | 65 | 67
1554YAGY | Hammond enclosure, 299 x 240 x 120mm (HxWxD), ABS plastic, RAL 7035 light gray, screw cover, purchase subpanel separately. | Stock | 35 | 36
1554YGASKET | Hammond enclosure gasket, replacement, silicone. For use with 1554Yxx, 1554YAxx, 1555Yxx and 1555YAxx enclosures. | Stock | 9.25 | 9.5
1554YGY | Hammond enclosure, 299 x 240 x 95mm (HxWxD), ABS plastic, RAL 7035 light gray, screw cover, purchase subpanel separately. | Stock | 33 | 34
1554YPL | Hammond subpanel, galvanized steel. For use with 1554Yxx, 1554YAxx, 1555Yxx and 1555YAxx enclosures. | Stock | 11 | 11.25
1555B2F22GY | Hammond enclosure, NEMA 4/4X/6/6P/12/13, 65 x 65 x 43mm (HxWxD), integral mounting flange, polycarbonate, RAL 7035 light gray, screw cover, purchase subpanel separately. | Stock | 13 | 13.25
1555B2GY | Hammond enclosure, NEMA 4/4X/6/6P/12/13, 65 x 65 x 41mm (HxWxD), polycarbonate, RAL 7035 light gray, screw cover with smooth recess, purchase subpanel separately. | Stock | 9.5 | 9.75
1555BF22GY | Hammond enclosure, NEMA 4/4X/6/6P/12/13, 65 x 65 x 43mm (HxWxD), integral mounting flange, ABS plastic, RAL 7035 light gray, screw cover, purchase subpanel separately. | Stock | 11.25 | 11.5
1555BFPL | Hammond subpanel, galvanized steel. For use with 1555BF22GY and 1555B2F22GY enclosures. | Stock | 4.75
1555BGY | Hammond enclosure, NEMA 4/4X/6/6P/12/13, 65 x 65 x 41mm (HxWxD), ABS plastic, RAL 7035 light gray, screw cover with smooth recess, purchase subpanel separately. | Stock | 8.5 | 8.75
1555C2F22GY | Hammond enclosure, NEMA 4/4X/6/6P/12/13, 120 x 66 x 43mm (HxWxD), integral mounting flange, polycarbonate, RAL 7035 light gray, screw cover, purchase subpanel separately. | Stock | 14.75 | 15
1555C2F42GY | Hammond enclosure, NEMA 4/4X/6/6P/12/13, 120 x 66 x 63mm (HxWxD), integral mounting flange, polycarbonate, RAL 7035 light gray, screw cover, purchase subpanel separately. | Stock | 15.25 | 15.75
1555C2GY | Hammond enclosure, NEMA 4/4X/6/6P/12/13, 120 x 65 x 41mm (HxWxD), polycarbonate, RAL 7035 light gray, screw cover with smooth recess, purchase subpanel separately. | Stock | 13.5 | 13.75
1555CF22GY | Hammond enclosure, NEMA 4/4X/6/6P/12/13, 120 x 66 x 43mm (HxWxD), integral mounting flange, ABS plastic, RAL 7035 light gray, screw cover, purchase subpanel separately. | Stock | 12.5 | 13
1555CF42GY | Hammond enclosure, NEMA 4/4X/6/6P/12/13, 120 x 66 x 63mm (HxWxD), integral mounting flange, ABS plastic, RAL 7035 light gray, screw cover, purchase subpanel separately. | Stock | 13 | 13.25
1555CFPL | Hammond subpanel, galvanized steel. For use with 1555CFx2GY and 1555C2Fx2GY enclosures. | Stock | 6
1555CGY | Hammond enclosure, NEMA 4/4X/6/6P/12/13, 120 x 65 x 41mm (HxWxD), ABS plastic, RAL 7035 light gray, screw cover with smooth recess, purchase subpanel separately. | Stock | 9.25 | 9.5
1555D2GY | Hammond enclosure, NEMA 4/4X/6/6P/12/13, 120 x 65 x 61mm (HxWxD), polycarbonate, RAL 7035 light gray, screw cover with smooth recess, purchase subpanel separately. | Stock | 14.5 | 14.75
1555DGY | Hammond enclosure, NEMA 4/4X/6/6P/12/13, 120 x 65 x 61mm (HxWxD), ABS plastic, RAL 7035 light gray, screw cover with smooth recess, purchase subpanel separately. | Stock | 10.5 | 10.75
1555E2F17GY | Hammond enclosure, NEMA 4/4X/6/6P/12/13, 90 x 90 x 38mm (HxWxD), integral mounting flange, polycarbonate, RAL 7035 light gray, screw cover, purchase subpanel separately. | Stock | 15 | 15.5
1555E2F42GY | Hammond enclosure, NEMA 4/4X/6/6P/12/13, 90 x 90 x 63mm (HxWxD), integral mounting flange, polycarbonate, RAL 7035 light gray, screw cover, purchase subpanel separately. | Stock | 16 | 16.25
1555E2GY | Hammond enclosure, NEMA 4/4X/6/6P/12/13, 90 x 90 x 61mm (HxWxD), polycarbonate, RAL 7035 light gray, screw cover with smooth recess, purchase subpanel separately. | Stock | 14.75 | 15.25
1555EE2GY | Hammond enclosure, NEMA 4/4X/6/6P/12/13, 90 x 90 x 91mm (HxWxD), polycarbonate, RAL 7035 light gray, screw cover with smooth recess, purchase subpanel separately. | Stock | 17 | 17.5
1555EEGY | Hammond enclosure, NEMA 4/4X/6/6P/12/13, 90 x 90 x 91mm (HxWxD), ABS plastic, RAL 7035 light gray, screw cover with smooth recess, purchase subpanel separately. | Stock | 13 | 13.25
1555EF17GY | Hammond enclosure, NEMA 4/4X/6/6P/12/13, 90 x 90 x 38mm (HxWxD), integral mounting flange, ABS plastic, RAL 7035 light gray, screw cover, purchase subpanel separately. | Stock | 13 | 13.25
1555EF42GY | Hammond enclosure, NEMA 4/4X/6/6P/12/13, 90 x 90 x 63mm (HxWxD), integral mounting flange, ABS plastic, RAL 7035 light gray, screw cover, purchase subpanel separately. | Stock | 13.75 | 14
1555EFPL | Hammond subpanel, galvanized steel. For use with 1555EFxxGY and 1555E2FxxGY enclosures. | Stock | 7
1555EGY | Hammond enclosure, NEMA 4/4X/6/6P/12/13, 90 x 90 x 61mm (HxWxD), ABS plastic, RAL 7035 light gray, screw cover with smooth recess, purchase subpanel separately. | Stock | 10.5 | 10.75
1555F2F17GY | Hammond enclosure, NEMA 4/4X/6/6P/12/13, 120 x 91 x 38mm (HxWxD), integral mounting flange, polycarbonate, RAL 7035 light gray, screw cover, purchase subpanel separately. | Stock | 15.5 | 15.75
1555F2F42GY | Hammond enclosure, NEMA 4/4X/6/6P/12/13, 120 x 91 x 63mm (HxWxD), integral mounting flange, polycarbonate, RAL 7035 light gray, screw cover, purchase subpanel separately. | Stock | 16.5 | 16.75
1555F2GY | Hammond enclosure, NEMA 4/4X/6/6P/12/13, 120 x 90 x 61mm (HxWxD), polycarbonate, RAL 7035 light gray, screw cover with smooth recess, purchase subpanel separately. | Stock | 16.75 | 17.25
1555FF17GY | Hammond enclosure, NEMA 4/4X/6/6P/12/13, 120 x 91 x 38mm (HxWxD), integral mounting flange, ABS plastic, RAL 7035 light gray, screw cover, purchase subpanel separately. | Stock | 13 | 13.5
1555FF42GY | Hammond enclosure, NEMA 4/4X/6/6P/12/13, 120 x 91 x 63mm (HxWxD), integral mounting flange, ABS plastic, RAL 7035 light gray, screw cover, purchase subpanel separately. | Stock | 13.5 | 14
1555FFPL | Hammond subpanel, galvanized steel. For use with 1555FFxxGY and 1555F2FxxGY enclosures. | Stock | 6.25 | 6.5
1555FGY | Hammond enclosure, NEMA 4/4X/6/6P/12/13, 120 x 90 x 61mm (HxWxD), ABS plastic, RAL 7035 light gray, screw cover with smooth recess, purchase subpanel separately. | Stock | 12.75 | 13
1555G2GY | Hammond enclosure, NEMA 4/4X/6/6P/12/13, 120 x 90 x 81mm (HxWxD), polycarbonate, RAL 7035 light gray, screw cover with smooth recess, purchase subpanel separately. | Stock | 19.5 | 20
1555GGY | Hammond enclosure, NEMA 4/4X/6/6P/12/13, 120 x 90 x 81mm (HxWxD), ABS plastic, RAL 7035 light gray, screw cover with smooth recess, purchase subpanel separately. | Stock | 13.25 | 13.5
1555H2F17GY | Hammond enclosure, NEMA 4/4X/6/6P/12/13, 180 x 121 x 38mm (HxWxD), integral mounting flange, polycarbonate, RAL 7035 light gray, screw cover, purchase subpanel separately. | Stock | 21.5 | 22
1555H2F42GY | Hammond enclosure, NEMA 4/4X/6/6P/12/13, 180 x 121 x 62mm (HxWxD), integral mounting flange, polycarbonate, RAL 7035 light gray, screw cover, purchase subpanel separately. | Stock | 23 | 23.5
1555H2GY | Hammond enclosure, NEMA 4/4X/6/6P/12/13, 180 x 120 x 61mm (HxWxD), polycarbonate, RAL 7035 light gray, screw cover with smooth recess, purchase subpanel separately. | Stock | 23.5 | 24
1555HF17GY | Hammond enclosure, NEMA 4/4X/6/6P/12/13, 180 x 121 x 38mm (HxWxD), integral mounting flange, ABS plastic, RAL 7035 light gray, screw cover, purchase subpanel separately. | Stock | 15.5 | 15.75
1555HF42GY | Hammond enclosure, NEMA 4/4X/6/6P/12/13, 180 x 121 x 62mm (HxWxD), integral mounting flange, ABS plastic, RAL 7035 light gray, screw cover, purchase subpanel separately. | Stock | 16 | 16.5
1555HFPL | Hammond subpanel, galvanized steel. For use with 1555HFxxGY and 1555H2FxxGY enclosures. | Stock | 7
1555HGY | Hammond enclosure, NEMA 4/4X/6/6P/12/13, 180 x 120 x 61mm (HxWxD), ABS plastic, RAL 7035 light gray, screw cover with smooth recess, purchase subpanel separately. | Stock | 17.5 | 18
1555HL2GY | Hammond enclosure, NEMA 4/4X/6/6P/12/13, 180 x 120 x 46mm (HxWxD), polycarbonate, RAL 7035 light gray, screw cover with smooth recess, purchase subpanel separately. | Stock | 23.5 | 24.5
1555HLGY | Hammond enclosure, 180 x 120 x 46mm (HxWxD), ABS plastic, RAL 7035 light gray, screw cover with smooth recess, purchase subpanel separately. | Stock | 17.5 | 18
1555J2F17GY | Hammond enclosure, NEMA 4/4X/6/6P/12/13, 160 x 91 x 38mm (HxWxD), integral mounting flange, polycarbonate, RAL 7035 light gray, screw cover, purchase subpanel separately. | Stock | 17 | 17.25
1555J2F42GY | Hammond enclosure, NEMA 4/4X/6/6P/12/13, 160 x 91 x 63mm (HxWxD), integral mounting flange, polycarbonate, RAL 7035 light gray, screw cover, purchase subpanel separately. | Stock | 18.25 | 18.75
1555J2GY | Hammond enclosure, NEMA 4/4X/6/6P/12/13, 160 x 90 x 61mm (HxWxD), polycarbonate, RAL 7035 light gray, screw cover with smooth recess, purchase subpanel separately. | Stock | 20 | 20.5
1555JF17GY | Hammond enclosure, NEMA 4/4X/6/6P/12/13, 160 x 91 x 38mm (HxWxD), integral mounting flange, ABS plastic, RAL 7035 light gray, screw cover, purchase subpanel separately. | Stock | 14 | 14.5
1555JF42GY | Hammond enclosure, NEMA 4/4X/6/6P/12/13, 160 x 91 x 63mm (HxWxD), integral mounting flange, ABS plastic, RAL 7035 light gray, screw cover, purchase subpanel separately. | Stock | 14.75 | 15.25
1555JFPL | Hammond subpanel, galvanized steel. For use with 1555JFxxGY and 1555J2FxxGY enclosures. | Stock | 7
1555JGY | Hammond enclosure, NEMA 4/4X/6/6P/12/13, 160 x 90 x 61mm (HxWxD), ABS plastic, RAL 7035 light gray, screw cover with smooth recess, purchase subpanel separately. | Stock | 15.5 | 15.75
1555JL2GY | Hammond enclosure, NEMA 4/4X/6/6P/12/13, 160 x 90 x 46mm (HxWxD), polycarbonate, RAL 7035 light gray, screw cover with smooth recess, purchase subpanel separately. | Stock | 20.5 | 21
1555JLGY | Hammond enclosure, 160 x 90 x 46mm (HxWxD), ABS plastic, RAL 7035 light gray, screw cover with smooth recess, purchase subpanel separately. | Stock | 15.75 | 16
1555K2GY | Hammond enclosure, NEMA 4/4X/6/6P/12/13, 160 x 90 x 91mm (HxWxD), polycarbonate, RAL 7035 light gray, screw cover with smooth recess, purchase subpanel separately. | Stock | 21.5 | 22
1555KGY | Hammond enclosure, NEMA 4/4X/6/6P/12/13, 160 x 90 x 91mm (HxWxD), ABS plastic, RAL 7035 light gray, screw cover with smooth recess, purchase subpanel separately. | Stock | 17 | 17.5
1555L2GY | Hammond enclosure, NEMA 4/4X/6/6P/12/13, 105 x 105 x 60mm (HxWxD), polycarbonate, RAL 7035 light gray, screw cover with smooth recess, purchase subpanel separately. | Stock | 17 | 17.25
1555LA2GY | Hammond enclosure, NEMA 4/4X/6/6P/12/13, 105 x 105 x 90mm (HxWxD), polycarbonate, RAL 7035 light gray, screw cover with smooth recess, purchase subpanel separately. | Stock | 19.25 | 19.75
1555LAGY | Hammond enclosure, NEMA 4/4X/6/6P/12/13, 105 x 105 x 90mm (HxWxD), ABS plastic, RAL 7035 light gray, screw cover with smooth recess, purchase subpanel separately. | Stock | 16.25 | 16.75
1555LGY | Hammond enclosure, NEMA 4/4X/6/6P/12/13, 105 x 105 x 60mm (HxWxD), ABS plastic, RAL 7035 light gray, screw cover with smooth recess, purchase subpanel separately. | Stock | 12.75 | 13.25
1555N2F17GY | Hammond enclosure, NEMA 4/4X/6/6P/12/13, 121 x 120 x 38mm (HxWxD), integral mounting flange, polycarbonate, RAL 7035 light gray, screw cover, purchase subpanel separately. | Stock | 18.25 | 18.75
1555N2F42GY | Hammond enclosure, NEMA 4/4X/6/6P/12/13, 121 x 120 x 63mm (HxWxD), integral mounting flange, polycarbonate, RAL 7035 light gray, screw cover, purchase subpanel separately. | Stock | 19.75 | 20
1555N2GY | Hammond enclosure, NEMA 4/4X/6/6P/12/13, 120 x 120 x 61mm (HxWxD), polycarbonate, RAL 7035 light gray, screw cover with smooth recess, purchase subpanel separately. | Stock | 18.75 | 19.25
1555NF17GY | Hammond enclosure, NEMA 4/4X/6/6P/12/13, 121 x 120 x 38mm (HxWxD), integral mounting flange, ABS plastic, RAL 7035 light gray, screw cover, purchase subpanel separately. | Stock | 13.75 | 14
1555NF42GY | Hammond enclosure, NEMA 4/4X/6/6P/12/13, 121 x 120 x 63mm (HxWxD), integral mounting flange, ABS plastic, RAL 7035 light gray, screw cover, purchase subpanel separately. | Stock | 14.25 | 14.75
1555NFPL | Hammond subpanel, galvanized steel. For use with 1555NFxxGY and 1555N2FxxGY enclosures. | Stock | 4.75
1555NGY | Hammond enclosure, NEMA 4/4X/6/6P/12/13, 120 x 120 x 61mm (HxWxD), ABS plastic, RAL 7035 light gray, screw cover with smooth recess, purchase subpanel separately. | Stock | 16 | 16.25
1555P2GY | Hammond enclosure, NEMA 4/4X/6/6P/12/13, 120 x 120 x 80mm (HxWxD), polycarbonate, RAL 7035 light gray, screw cover with smooth recess, purchase subpanel separately. | Stock | 24 | 24.5
1555PGY | Hammond enclosure, NEMA 4/4X/6/6P/12/13, 120 x 120 x 80mm (HxWxD), ABS plastic, RAL 7035 light gray, screw cover with smooth recess, purchase subpanel separately. | Stock | 17 | 17.5
1555Q2GY | Hammond enclosure, NEMA 4/4X/6/6P/12/13, 140 x 140 x 60mm (HxWxD), polycarbonate, RAL 7035 light gray, screw cover with smooth recess, purchase subpanel separately. | Stock | 20 | 20.5
1555QA2GY | Hammond enclosure, NEMA 4/4X/6/6P/12/13, 140 x 140 x 90mm (HxWxD), polycarbonate, RAL 7035 light gray, screw cover with smooth recess, purchase subpanel separately. | Stock | 30.5 | 31.5
1555QAGY | Hammond enclosure, NEMA 4/4X/6/6P/12/13, 140 x 140 x 90mm (HxWxD), ABS plastic, RAL 7035 light gray, screw cover with smooth recess, purchase subpanel separately. | Stock | 23 | 23.5
1555QGY | Hammond enclosure, NEMA 4/4X/6/6P/12/13, 140 x 140 x 60mm (HxWxD), ABS plastic, RAL 7035 light gray, screw cover with smooth recess, purchase subpanel separately. | Stock | 16.75 | 17
1555R2F17GY | Hammond enclosure, NEMA 4/4X/6/6P/12/13, 161 x 160 x 38mm (HxWxD), integral mounting flange, polycarbonate, RAL 7035 light gray, screw cover, purchase subpanel separately. | Stock | 20.5 | 21
1555R2F42GY | Hammond enclosure, NEMA 4/4X/6/6P/12/13, 160 x 160 x 63mm (HxWxD), integral mounting flange, polycarbonate, RAL 7035 light gray, screw cover, purchase subpanel separately. | Stock | 21.5 | 22
1555R2GY | Hammond enclosure, NEMA 4/4X/6/6P/12/13, 160 x 160 x 61mm (HxWxD), polycarbonate, RAL 7035 light gray, screw cover with smooth recess, purchase subpanel separately. | Stock | 30.5 | 31.5
1555RF17GY | Hammond enclosure, NEMA 4/4X/6/6P/12/13, 161 x 160 x 38mm (HxWxD), integral mounting flange, ABS plastic, RAL 7035 light gray, screw cover, purchase subpanel separately. | Stock | 17.25 | 17.5
1555RF42GY | Hammond enclosure, NEMA 4/4X/6/6P/12/13, 160 x 160 x 63mm (HxWxD), integral mounting flange, ABS plastic, RAL 7035 light gray, screw cover, purchase subpanel separately. | Stock | 18 | 18.5
1555RFPL | Hammond subpanel, galvanized steel. For use with 1555RFxxGY and 1555R2FxxGY enclosures. | Stock | 8.5 | 8.75
1555RGY | Hammond enclosure, NEMA 4/4X/6/6P/12/13, 160 x 160 x 61mm (HxWxD), ABS plastic, RAL 7035 light gray, screw cover with smooth recess, purchase subpanel separately. | Stock | 23 | 23.5
1555S2GY | Hammond enclosure, NEMA 4/4X/6/6P/12/13, 160 x 160 x 91mm (HxWxD), polycarbonate, RAL 7035 light gray, screw cover with smooth recess, purchase subpanel separately. | Stock | 28 | 28.5
1555SGY | Hammond enclosure, NEMA 4/4X/6/6P/12/13, 160 x 160 x 91mm (HxWxD), ABS plastic, RAL 7035 light gray, screw cover with smooth recess, purchase subpanel separately. | Stock | 25 | 25.5
1555T2GY | Hammond enclosure, NEMA 4/4X/6/6P/12/13, 180 x 120 x 91mm (HxWxD), polycarbonate, RAL 7035 light gray, screw cover with smooth recess, purchase subpanel separately. | Stock | 30.5 | 31.5
1555TGY | Hammond enclosure, NEMA 4/4X/6/6P/12/13, 180 x 120 x 91mm (HxWxD), ABS plastic, RAL 7035 light gray, screw cover with smooth recess, purchase subpanel separately. | Stock | 23 | 23.5
1555TS100 | Hammond Type 25 self-tapping screw, #4-24 x 0.25in, Phillips pan head, carbon steel, zinc plated finish. Package of 100. | Stock | 20 | 20.5
1555U2GY | Hammond enclosure, NEMA 4/4X/6/6P/12/13, 200 x 120 x 91mm (HxWxD), polycarbonate, RAL 7035 light gray, screw cover with smooth recess, purchase subpanel separately. | Stock | 28 | 28.5
1555UGY | Hammond enclosure, NEMA 4/4X/6/6P/12/13, 200 x 120 x 91mm (HxWxD), ABS plastic, RAL 7035 light gray, screw cover with smooth recess, purchase subpanel separately. | Stock | 25.5 | 26
1555V2GY | Hammond enclosure, NEMA 4/4X, 240 x 160 x 91mm (HxWxD), polycarbonate, RAL 7035 light gray, screw cover with smooth recess, purchase subpanel separately. | Stock | 39.5 | 40.5
1555VA2GY | Hammond enclosure, NEMA 4/4X/6/6P/12/13, 240 x 160 x 90mm (HxWxD), polycarbonate, RAL 7035 light gray, screw cover with smooth recess, purchase subpanel separately. | Stock | 39.5 | 40.5
1555VAGY | Hammond enclosure, NEMA 4/4X/6/6P/12/13, 240 x 160 x 90mm (HxWxD), ABS plastic, RAL 7035 light gray, screw cover with smooth recess, purchase subpanel separately. | Stock | 31.5 | 32.5
1555VAL2GY | Hammond enclosure, NEMA 4/4X/6/6P/12/13, 240 x 160 x 60mm (HxWxD), polycarbonate, RAL 7035 light gray, screw cover with smooth recess, purchase subpanel separately. | Stock | 38 | 39
1555VALGY | Hammond enclosure, 240 x 160 x 60mm (HxWxD), ABS plastic, RAL 7035 light gray, screw cover with smooth recess, purchase subpanel separately. | Stock | 30.5 | 31
1555VB2GY | Hammond enclosure, NEMA 4/4X/6/6P/12/13, 240 x 160 x 120mm (HxWxD), polycarbonate, RAL 7035 light gray, screw cover with smooth recess, purchase subpanel separately. | Stock | 39.5 | 40.5
1555VBGY | Hammond enclosure, NEMA 4/4X/6/6P/12/13, 240 x 160 x 120mm (HxWxD), ABS plastic, RAL 7035 light gray, screw cover with smooth recess, purchase subpanel separately. | Stock | 31.5 | 32.5
1555VGY | Hammond enclosure, NEMA 4/4X, 240 x 160 x 91mm (HxWxD), ABS plastic, RAL 7035 light gray, screw cover with smooth recess, purchase subpanel separately. | Stock | 31.5 | 32.5
1555W2GY | Hammond enclosure, NEMA 4/4X/6/6P/12/13, 180 x 180 x 60mm (HxWxD), polycarbonate, RAL 7035 light gray, screw cover with smooth recess, purchase subpanel separately. | Stock | 28.5 | 29
1555WA2GY | Hammond enclosure, NEMA 4/4X/6/6P/12/13, 180 x 180 x 90mm (HxWxD), polycarbonate, RAL 7035 light gray, screw cover with smooth recess, purchase subpanel separately. | Stock | 30.5 | 31
1555WAGY | Hammond enclosure, NEMA 4/4X/6/6P/12/13, 180 x 180 x 90mm (HxWxD), ABS plastic, RAL 7035 light gray, screw cover with smooth recess, purchase subpanel separately. | Stock | 27 | 27.5
1555WGY | Hammond enclosure, NEMA 4/4X/6/6P/12/13, 180 x 180 x 60mm (HxWxD), ABS plastic, RAL 7035 light gray, screw cover with smooth recess, purchase subpanel separately. | Stock | 22 | 22.5
1555X2GY | Hammond enclosure, NEMA 4/4X/6/6P/12/13, 299 x 200 x 90mm (HxWxD), polycarbonate, RAL 7035 light gray, screw cover with smooth recess, purchase subpanel separately. | Stock | 49 | 50
1555XA2GY | Hammond enclosure, NEMA 4/4X/6/6P/12/13, 299 x 200 x 120mm (HxWxD), polycarbonate, RAL 7035 light gray, screw cover with smooth recess, purchase subpanel separately. | Stock | 55 | 56
1555XAGY | Hammond enclosure, NEMA 4/4X/6/6P/12/13, 299 x 200 x 120mm (HxWxD), ABS plastic, RAL 7035 light gray, screw cover with smooth recess, purchase subpanel separately. | Stock | 33 | 34
1555XGY | Hammond enclosure, NEMA 4/4X/6/6P/12/13, 299 x 200 x 90mm (HxWxD), ABS plastic, RAL 7035 light gray, screw cover with smooth recess, purchase subpanel separately. | Stock | 32.5 | 33
1555Y2GY | Hammond enclosure, NEMA 4/4X/6/6P/12/13, 299 x 240 x 95mm (HxWxD), polycarbonate, RAL 7035 light gray, screw cover with smooth recess, purchase subpanel separately. | Stock | 55 | 56
1555YA2GY | Hammond enclosure, NEMA 4/4X/6/6P/12/13, 299 x 240 x 120mm (HxWxD), polycarbonate, RAL 7035 light gray, screw cover with smooth recess, purchase subpanel separately. | Stock | 60 | 62
1555YAGY | Hammond enclosure, NEMA 4/4X/6/6P/12/13, 299 x 240 x 120mm (HxWxD), ABS plastic, RAL 7035 light gray, screw cover with smooth recess, purchase subpanel separately. | Stock | 35 | 36
1555YGY | Hammond enclosure, NEMA 4/4X/6/6P/12/13, 299 x 240 x 95mm (HxWxD), ABS plastic, RAL 7035 light gray, screw cover with smooth recess, purchase subpanel separately. | Stock | 33 | 34
15560296 | WEG Electric CFW500 series STO module, for use with WEG CFW500 series AC drives. | Stock | 63 | 69
15570800 | WEG Electric CFW500 series AC high-performance drive, enclosed, 230 VAC, 1/4hp with 3-phase and 1-phase input, SVC, V/Hz, VVW, FOC or torque mode, A frame, RS-485, Modbus RTU, 65kA SCCR. Optional communication and STO modules available. | Stock | 205 | 223
15571879 | WEG Electric CFW500 series AC high-performance drive, enclosed, 230 VAC, 1/2hp with 3-phase and 1-phase input, SVC, V/Hz, VVW, FOC or torque mode, A frame, RS-485, Modbus RTU, 65kA SCCR. Optional communication and STO modules available. | Stock | 210 | 229
15571881 | WEG Electric CFW500 series AC high-performance drive, enclosed, 230 VAC, 1hp with 3-phase and 1-phase input, SVC, V/Hz, VVW, FOC or torque mode, A frame, RS-485, Modbus RTU, 65kA SCCR. Optional communication and STO modules available. | Stock | 227.5 | 248
15572625 | WEG Electric CFW500 series AC high-performance drive, enclosed, 230 VAC, 2hp with 3-phase input, SVC, V/Hz, VVW, FOC or torque mode, A frame, RS-485, Modbus RTU, 65kA SCCR. Optional communication and STO modules available. | Stock | 282.5 | 308
15572689 | WEG Electric CFW500 series AC high-performance drive, enclosed, 230 VAC, 3hp with 3-phase input, SVC, V/Hz, VVW, FOC or torque mode, A frame, RS-485, Modbus RTU, 65kA SCCR. Optional communication and STO modules available. | Stock | 348 | 379
15572819 | WEG Electric CFW500 series AC high-performance drive, enclosed, 460 VAC, 1/3hp with 3-phase input, SVC, V/Hz, VVW, FOC or torque mode, A frame, RS-485, Modbus RTU, 65kA SCCR. Optional communication and STO modules available. | Stock | 262 | 285
15572908 | WEG Electric CFW500 series AC high-performance drive, enclosed, 460 VAC, 3/4hp with 3-phase input, SVC, V/Hz, VVW, FOC or torque mode, A frame, RS-485, Modbus RTU, 65kA SCCR. Optional communication and STO modules available. | Stock | 272 | 296
15573714 | WEG Electric CFW500 series AC high-performance drive, enclosed, 460 VAC, 1hp with 3-phase input, SVC, V/Hz, VVW, FOC or torque mode, A frame, RS-485, Modbus RTU, 65kA SCCR. Optional communication and STO modules available. | Stock | 292 | 318
15573819 | WEG Electric CFW500 series AC high-performance drive, enclosed, 460 VAC, 2hp with 3-phase input, SVC, V/Hz, VVW, FOC or torque mode, A frame, RS-485, Modbus RTU, 65kA SCCR. Optional communication and STO modules available. | Stock | 359.5 | 392
15573823 | WEG Electric CFW500 series AC high-performance drive, enclosed, 460 VAC, 3hp with 3-phase input, SVC, V/Hz, VVW, FOC or torque mode, A frame, RS-485, Modbus RTU, 65kA SCCR. Optional communication and STO modules available. | Stock | 442 | 481
15574655 | WEG Electric CFW500 series AC high-performance drive, enclosed, 230 VAC, 2hp with 3-phase and 1-phase input, SVC, V/Hz, VVW, FOC or torque mode, B frame, RS-485, Modbus RTU, 65kA SCCR. Optional communication and STO modules available. | Stock | 305 | 332
15575067 | WEG Electric CFW500 series AC high-performance drive, enclosed, 230 VAC, 3hp with 3-phase and 1-phase input, SVC, V/Hz, VVW, FOC or torque mode, B frame, RS-485, Modbus RTU, 65kA SCCR. Optional communication and STO modules available. | Stock | 355 | 387
15575202 | WEG Electric CFW500 series AC high-performance drive, enclosed, 230 VAC, 5hp with 3-phase input, SVC, V/Hz, VVW, FOC or torque mode, B frame, RS-485, Modbus RTU, 65kA SCCR. Optional communication and STO modules available. | Stock | 379 | 413
15575568 | WEG Electric CFW500 series AC high-performance drive, enclosed, 460 VAC, 1hp with 3-phase input, SVC, V/Hz, VVW, FOC or torque mode, B frame, RS-485, Modbus RTU, 65kA SCCR. Optional communication and STO modules available. | Stock | 318.5 | 347
15575577 | WEG Electric CFW500 series AC high-performance drive, enclosed, 460 VAC, 2hp with 3-phase input, SVC, V/Hz, VVW, FOC or torque mode, B frame, RS-485, Modbus RTU, 65kA SCCR. Optional communication and STO modules available. | Stock | 401.5 | 437
15575665 | WEG Electric CFW500 series AC high-performance drive, enclosed, 460 VAC, 3hp with 3-phase input, SVC, V/Hz, VVW, FOC or torque mode, B frame, RS-485, Modbus RTU, 65kA SCCR. Optional communication and STO modules available. | Stock | 480 | 523
15575699 | WEG Electric CFW500 series AC high-performance drive, enclosed, 460 VAC, 5hp with 3-phase input, SVC, V/Hz, VVW, FOC or torque mode, B frame, RS-485, Modbus RTU, 65kA SCCR. Optional communication and STO modules available. | Stock | 543 | 591
15575701 | WEG Electric CFW500 series AC high-performance drive, enclosed, 230 VAC, 7-1/2hp with 3-phase input, SVC, V/Hz, VVW, FOC or torque mode, C frame, RS-485, Modbus RTU, 65kA SCCR. Optional communication and STO modules available. | Stock | 642 | 699
15575707 | WEG Electric CFW500 series AC high-performance drive, enclosed, 460 VAC, 10hp with 3-phase input, SVC, V/Hz, VVW, FOC or torque mode, C frame, RS-485, Modbus RTU, 65kA SCCR. Optional communication and STO modules available. | Stock | 673 | 733
15575716 | WEG Electric CFW500 series AC high-performance drive, enclosed, 230 VAC, 10hp with 3-phase input, SVC, V/Hz, VVW, FOC or torque mode, D frame, RS-485, Modbus RTU, 65kA SCCR. Optional communication and STO modules available. | Stock | 799.5 | 871
15576540 | WEG Electric CFW500 series AC high-performance drive, enclosed, 230 VAC, 15hp with 3-phase input, SVC, V/Hz, VVW, FOC or torque mode, D frame, RS-485, Modbus RTU, 65kA SCCR. Optional communication and STO modules available. | Stock | 1309.5 | 1426
15576919 | WEG Electric CFW500 series AC high-performance drive, enclosed, 460 VAC, 15hp with 3-phase input, SVC, V/Hz, VVW, FOC or torque mode, D frame, RS-485, Modbus RTU, 65kA SCCR. Optional communication and STO modules available. | Stock | 1003 | 1092
15577021 | WEG Electric CFW500 series AC high-performance drive, enclosed, 460 VAC, 20hp with 3-phase input, SVC, V/Hz, VVW, FOC or torque mode, D frame, RS-485, Modbus RTU, 65kA SCCR. Optional communication and STO modules available. | Stock | 1252.5 | 1364
15577077 | WEG Electric CFW500 series AC high-performance drive, enclosed, 230 VAC, 20hp with 3-phase input, SVC, V/Hz, VVW, FOC or torque mode, E frame, RS-485, Modbus RTU, 65kA SCCR. Optional communication and STO modules available. | Stock | 1521 | 1656
15577211 | WEG Electric CFW500 series AC high-performance drive, enclosed, 460 VAC, 25hp with 3-phase input, SVC, V/Hz, VVW, FOC or torque mode, E frame, RS-485, Modbus RTU, 65kA SCCR. Optional communication and STO modules available. | Stock | 1505.5 | 1640
15577452 | WEG Electric CFW500 series AC high-performance drive, enclosed, 460 VAC, 30hp with 3-phase input, SVC, V/Hz, VVW, FOC or torque mode, E frame, RS-485, Modbus RTU, 65kA SCCR. Optional communication and STO modules available. | Stock | 1896.5 | 2065
15578295 | WEG Electric CFW500 series remote advanced text HMI keypad, for use with WEG CFW500 series AC drives. Mounting hardware included. | Stock | 92.5 | 100
15578297 | WEG Electric CFW500 series frame assembly, NEMA 12. For use with WEG CFW500 series advanced text keypad. Mounting hardware included. | Stock | 11.5 | 12.5
1557B2BK | Hammond enclosure, NEMA 4/4X/6/6P/12/13, 80 x 80 x 45mm (HxWxD), polycarbonate, black, screw cover. | Stock | 14.5 | 15
1557B2GY | Hammond enclosure, NEMA 4/4X/6/6P/12/13, 80 x 80 x 45mm (HxWxD), polycarbonate, RAL 7035 light gray, screw cover. | Stock | 14.5 | 15
1557BA2BK | Hammond enclosure, NEMA 4/4X/6/6P/12/13, 80 x 80 x 60mm (HxWxD), polycarbonate, black, screw cover. | Stock | 15 | 15.5
1557BA2GY | Hammond enclosure, NEMA 4/4X/6/6P/12/13, 80 x 80 x 60mm (HxWxD), polycarbonate, RAL 7035 light gray, screw cover. | Stock | 15 | 15.5
1557BABK | Hammond enclosure, 80 x 80 x 60mm (HxWxD), ABS plastic, black, screw cover. | Stock | 11.25 | 11.5
1557BAGY | Hammond enclosure, 80 x 80 x 60mm (HxWxD), ABS plastic, RAL 7035 light gray, screw cover. | Stock | 11.25 | 11.5
1557BBK | Hammond enclosure, 80 x 80 x 45mm (HxWxD), ABS plastic, black, screw cover. | Stock | 11 | 11.25
1557BGASKET | Hammond enclosure gasket, replacement, silicone. For use with 1557Bxxxx enclosures. | Stock | 5
1557BGY | Hammond enclosure, 80 x 80 x 45mm (HxWxD), ABS plastic, RAL 7035 light gray, screw cover. | Stock | 11 | 11.25
1557D2BK | Hammond enclosure, NEMA 4/4X/6/6P/12/13, 120 x 120 x 45mm (HxWxD), polycarbonate, black, screw cover. | Stock | 16.75 | 17.25
1557D2GY | Hammond enclosure, NEMA 4/4X/6/6P/12/13, 120 x 120 x 45mm (HxWxD), polycarbonate, RAL 7035 light gray, screw cover. | Stock | 16.75 | 17.25
1557DA2BK | Hammond enclosure, NEMA 4/4X/6/6P/12/13, 120 x 120 x 70mm (HxWxD), polycarbonate, black, screw cover. | Stock | 19.5 | 20
1557DA2GY | Hammond enclosure, NEMA 4/4X/6/6P/12/13, 120 x 120 x 70mm (HxWxD), polycarbonate, RAL 7035 light gray, screw cover. | Stock | 19.5 | 20
1557DABK | Hammond enclosure, 120 x 120 x 70mm (HxWxD), ABS plastic, black, screw cover. | Stock | 16.75 | 17.25
1557DAGY | Hammond enclosure, 120 x 120 x 70mm (HxWxD), ABS plastic, RAL 7035 light gray, screw cover. | Stock | 16.75 | 17.25
1557DBK | Hammond enclosure, 120 x 120 x 45mm (HxWxD), ABS plastic, black, screw cover. | Stock | 12.75 | 13.25
1557DGASKET | Hammond enclosure gasket, replacement, silicone. For use with 1557Dxxxx enclosures. | Stock | 5
1557DGY | Hammond enclosure, 120 x 120 x 45mm (HxWxD), ABS plastic, RAL 7035 light gray, screw cover. | Stock | 12.75 | 13.25
1557F2BK | Hammond enclosure, NEMA 4/4X/6/6P/12/13, 160 x 160 x 45mm (HxWxD), polycarbonate, black, screw cover. | Stock | 24 | 24.5
1557F2GY | Hammond enclosure, NEMA 4/4X/6/6P/12/13, 160 x 160 x 45mm (HxWxD), polycarbonate, RAL 7035 light gray, screw cover. | Stock | 24 | 24.5
1557FA2BK | Hammond enclosure, NEMA 4/4X/6/6P/12/13, 160 x 160 x 70mm (HxWxD), polycarbonate, black, screw cover. | Stock | 30 | 31
1557FA2GY | Hammond enclosure, NEMA 4/4X/6/6P/12/13, 160 x 160 x 70mm (HxWxD), polycarbonate, RAL 7035 light gray, screw cover. | Stock | 30 | 31
1557FABK | Hammond enclosure, 160 x 160 x 70mm (HxWxD), ABS plastic, black, screw cover. | Stock | 24 | 24.5
1557FAGY | Hammond enclosure, 160 x 160 x 70mm (HxWxD), ABS plastic, RAL 7035 light gray, screw cover. | Stock | 24 | 24.5
1557FBK | Hammond enclosure, 160 x 160 x 45mm (HxWxD), ABS plastic, black, screw cover. | Stock | 17.75 | 18.25
1557FGASKET | Hammond enclosure gasket, replacement, silicone. For use with 1557Fxxxx enclosures. | Stock | 9.75 | 10
1557FGY | Hammond enclosure, 160 x 160 x 45mm (HxWxD), ABS plastic, RAL 7035 light gray, screw cover. | Stock | 17.75 | 18.25
1557FOOT2BK-24 | Hammond mounting feet kit, polycarbonate, black. For use with 1557xx2BK enclosures. Includes (24) mounting feet and mounting hardware. | Stock | 10.5 | 10.75
1557FOOT2GY-24 | Hammond mounting feet kit, polycarbonate, light gray. For use with 1557xx2GY enclosures. Includes (24) mounting feet and mounting hardware. | Stock | 10.75 | 11
1557FOOTBK-24 | Hammond mounting feet kit, ABS plastic, black. For use with 1557xxBK enclosures. Includes (24) mounting feet and mounting hardware. | Stock | 9.75 | 10
1557FOOTGY-24 | Hammond mounting feet kit, ABS plastic, light gray. For use with 1557xxGY enclosures. Includes (24) mounting feet and mounting hardware. | Stock | 10 | 10.25
1557H2BK | Hammond enclosure, NEMA 4/4X/6/6P/12/13, 200 x 200 x 45mm (HxWxD), polycarbonate, black, screw cover. | Stock | 30 | 31
1557H2GY | Hammond enclosure, NEMA 4/4X/6/6P/12/13, 200 x 200 x 45mm (HxWxD), polycarbonate, RAL 7035 light gray, screw cover. | Stock | 30 | 31
1557HA2BK | Hammond enclosure, NEMA 4/4X/6/6P/12/13, 200 x 200 x 70mm (HxWxD), polycarbonate, black, screw cover. | Stock | 33.5 | 34.5
1557HA2GY | Hammond enclosure, NEMA 4/4X/6/6P/12/13, 200 x 200 x 70mm (HxWxD), polycarbonate, RAL 7035 light gray, screw cover. | Stock | 33.5 | 34.5
1557HABK | Hammond enclosure, 200 x 200 x 70mm (HxWxD), ABS plastic, black, screw cover. | Stock | 25 | 25.5
1557HAGY | Hammond enclosure, 200 x 200 x 70mm (HxWxD), ABS plastic, RAL 7035 light gray, screw cover. | Stock | 25 | 25.5
1557HBK | Hammond enclosure, 200 x 200 x 45mm (HxWxD), ABS plastic, black, screw cover. | Stock | 24 | 24.5
1557HGASKET | Hammond enclosure gasket, replacement, silicone. For use with 1557Hxxxx enclosures. | Stock | 10 | 10.25
1557HGY | Hammond enclosure, 200 x 200 x 45mm (HxWxD), ABS plastic, RAL 7035 light gray, screw cover. | Stock | 24 | 24.5
156MXL025NG | SureMotion timing belt, 0.08in MXL pitch, 1/4in wide, 156 tooth, 12.5in pitch length (circumference), neoprene, fiberglass reinforced. Package of 3. | Stock | 11.5 | 12.5
156MXL025PP | SureMotion timing belt, 0.08in MXL pitch, 1/4in wide, 156 tooth, 12.5in pitch length (circumference), polyurethane, polyester reinforced. Package of 3. | Stock | 16.5 | 18
15733937 | WEG Electric CFW500 series AC high-performance drive, enclosed, 460 VAC, 40hp with 3-phase input, SVC, V/Hz, VVW, FOC or torque mode, F frame, RS-485, Modbus RTU, 65kA SCCR. Optional communication and STO modules available. | Stock | 2565 | 2793
15734064 | WEG Electric CFW500 series AC high-performance drive, enclosed, 460 VAC, 50hp with 3-phase input, SVC, V/Hz, VVW, FOC or torque mode, F frame, RS-485, Modbus RTU, 65kA SCCR. Optional communication and STO modules available. | Stock | 3285 | 3577
15734119 | WEG Electric CFW500 series AC high-performance drive, enclosed, 460 VAC, 60hp with 3-phase input, SVC, V/Hz, VVW, FOC or torque mode, F frame, RS-485, Modbus RTU, 65kA SCCR. Optional communication and STO modules available. | Stock | 4005 | 4361
1584-8M-20-NG | SureMotion timing belt, 8mm pitch, 20mm wide, 198 tooth, 1584mm pitch length (circumference), neoprene, fiberglass reinforced. | Stock | 44.5 | 49
1584-8M-30-NG | SureMotion timing belt, 8mm pitch, 30mm wide, 198 tooth, 1584mm pitch length (circumference), neoprene, fiberglass reinforced. | Stock | 64 | 71
1590Z060 | Hammond enclosure, NEMA 4/4X/6/6P, 50 x 45 x 30mm (HxWxD), die-cast aluminum alloy, screw cover. | Stock | 12.25 | 12.5
1590Z060BK | Hammond enclosure, NEMA 4/4X/6/6P, 50 x 45 x 30mm (HxWxD), die-cast aluminum alloy, black, powder coat finish, screw cover. | Stock | 17.5 | 18
1590Z060G | Hammond enclosure gasket, replacement, silicone. For use with 1590Z060xx enclosures. | Stock | 1.25
1590Z060GY | Hammond enclosure, NEMA 4/4X/6/6P, 50 x 45 x 30mm (HxWxD), die-cast aluminum alloy, RAL 7001 light gray, powder coat finish, screw cover. | Stock | 17.5 | 18
1590Z061 | Hammond enclosure, NEMA 4/4X/6/6P, 64 x 58 x 35mm (HxWxD), die-cast aluminum alloy, screw cover. | Stock | 19.25 | 19.75
1590Z061BK | Hammond enclosure, NEMA 4/4X/6/6P, 64 x 58 x 35mm (HxWxD), die-cast aluminum alloy, black, powder coat finish, screw cover. | from vendor up to 15 business days | 24.5 | 25
1590Z061G | Hammond enclosure gasket, replacement, silicone. For use with 1590Z061xx enclosures. | Stock | 1.5
1590Z061GY | Hammond enclosure, NEMA 4/4X/6/6P, 64 x 58 x 35mm (HxWxD), die-cast aluminum alloy, RAL 7001 light gray, powder coat finish, screw cover. | from vendor up to 15 business days | 24.5 | 25
1590Z062 | Hammond enclosure, NEMA 4/4X/6/6P, 98 x 64 x 34mm (HxWxD), die-cast aluminum alloy, screw cover. | Stock | 17.5 | 18
1590Z062BK | Hammond enclosure, NEMA 4/4X/6/6P, 98 x 64 x 34mm (HxWxD), die-cast aluminum alloy, black, powder coat finish, screw cover. | Stock | 23 | 23.5
1590Z062G | Hammond enclosure gasket, replacement, silicone. For use with 1590Z062xx enclosures. | Stock | 2 | 2.25
1590Z062GY | Hammond enclosure, NEMA 4/4X/6/6P, 98 x 64 x 34mm (HxWxD), die-cast aluminum alloy, RAL 7001 light gray, powder coat finish, screw cover. | Stock | 23 | 23.5
1590Z063 | Hammond enclosure, NEMA 4/4X/6/6P, 150 x 64 x 36mm (HxWxD), die-cast aluminum alloy, screw cover. | Stock | 26 | 26.5
1590Z063BK | Hammond enclosure, NEMA 4/4X/6/6P, 150 x 64 x 36mm (HxWxD), die-cast aluminum alloy, black, powder coat finish, screw cover. | Stock | 31 | 32
1590Z063G | Hammond enclosure gasket, replacement, silicone. For use with 1590Z063xx enclosures. | Stock | 2.5
1590Z063GY | Hammond enclosure, NEMA 4/4X/6/6P, 150 x 64 x 36mm (HxWxD), die-cast aluminum alloy, RAL 7001 light gray, powder coat finish, screw cover. | Stock | 31 | 32
1590Z100 | Hammond enclosure, NEMA 4/4X/6/6P, 80 x 75 x 52mm (HxWxD), die-cast aluminum alloy, screw cover, purchase subpanel separately. | Stock | 22 | 22.5
1590Z100BK | Hammond enclosure, NEMA 4/4X/6/6P, 80 x 75 x 52mm (HxWxD), die-cast aluminum alloy, black, powder coat finish, screw cover, purchase subpanel separately. | Stock | 27 | 28
1590Z100G | Hammond enclosure gasket, replacement, silicone. For use with 1590Z100xx and 1590Z110xx enclosures. | Stock | 1.75
1590Z100GY | Hammond enclosure, NEMA 4/4X/6/6P, 80 x 75 x 52mm (HxWxD), die-cast aluminum alloy, RAL 7001 light gray, powder coat finish, screw cover, purchase subpanel separately. | Stock | 27 | 28
1590Z100PL | Hammond subpanel, galvanized steel. For use with 1590Z100xx enclosures. | Stock | 7 | 7.25
1590Z110 | Hammond enclosure, NEMA 4/4X/6/6P, 80 x 75 x 52mm (HxWxD), die-cast aluminum alloy, screw cover. | Stock | 22 | 22.5
1590Z110BK | Hammond enclosure, NEMA 4/4X/6/6P, 80 x 75 x 52mm (HxWxD), die-cast aluminum alloy, black, powder coat finish, screw cover. | Stock | 27 | 28
1590Z110GY | Hammond enclosure, NEMA 4/4X/6/6P, 80 x 75 x 52mm (HxWxD), die-cast aluminum alloy, RAL 7001 light gray, powder coat finish, screw cover. | Stock | 27 | 28
1590Z119 | Hammond enclosure, NEMA 4/4X/6/6P, 122 x 120 x 82mm (HxWxD), die-cast aluminum alloy, screw cover, purchase subpanel separately. | Stock | 47.5 | 48.5
1590Z119BK | Hammond enclosure, NEMA 4/4X/6/6P, 122 x 120 x 82mm (HxWxD), die-cast aluminum alloy, black, powder coat finish, screw cover, purchase subpanel separately. | Stock | 53 | 54
1590Z119G | Hammond enclosure gasket, replacement, silicone. For use with 1590Z119xx enclosures. | Stock | 3.25 | 3.5
1590Z119GY | Hammond enclosure, NEMA 4/4X/6/6P, 122 x 120 x 82mm (HxWxD), die-cast aluminum alloy, RAL 7001 light gray, powder coat finish, screw cover, purchase subpanel separately. | Stock | 53 | 54
1590Z119PL | Hammond subpanel, galvanized steel. For use with 1590Z119xx enclosures. | Stock | 7.5
1590Z120 | Hammond enclosure, NEMA 4/4X/6/6P, 125 x 80 x 59mm (HxWxD), die-cast aluminum alloy, screw cover, purchase subpanel separately. | Stock | 26.5 | 27
1590Z120BK | Hammond enclosure, NEMA 4/4X/6/6P, 125 x 80 x 59mm (HxWxD), die-cast aluminum alloy, black, powder coat finish, screw cover, purchase subpanel separately. | Stock | 31.5 | 32.5
1590Z120G | Hammond enclosure gasket, replacement, silicone. For use with 1590Z120xx enclosures. | Stock | 2.5 | 2.75
1590Z120GY | Hammond enclosure, NEMA 4/4X/6/6P, 125 x 80 x 59mm (HxWxD), die-cast aluminum alloy, RAL 7001 light gray, powder coat finish, screw cover, purchase subpanel separately. | Stock | 31.5 | 32.5
1590Z120PL | Hammond subpanel, galvanized steel. For use with 1590Z120xx enclosures. | Stock | 7.25 | 7.5
1590Z130 | Hammond enclosure, NEMA 4/4X/6/6P, 175 x 80 x 52mm (HxWxD), die-cast aluminum alloy, screw cover. | Stock | 31.5 | 32.5
1590Z130BK | Hammond enclosure, NEMA 4/4X/6/6P, 175 x 80 x 52mm (HxWxD), die-cast aluminum alloy, black, powder coat finish, screw cover. | Stock | 37 | 37.5
1590Z130G | Hammond enclosure gasket, replacement, silicone. For use with 1590Z130xx and 1590Z135xx enclosures. | Stock | 2.75
1590Z130GY | Hammond enclosure, NEMA 4/4X/6/6P, 175 x 80 x 52mm (HxWxD), die-cast aluminum alloy, RAL 7001 light gray, powder coat finish, screw cover. | Stock | 37 | 37.5
1590Z135 | Hammond enclosure, NEMA 4/4X/6/6P, 175 x 80 x 60mm (HxWxD), die-cast aluminum alloy, screw cover. | Stock | 31.5 | 32.5
1590Z135BK | Hammond enclosure, NEMA 4/4X/6/6P, 175 x 80 x 60mm (HxWxD), die-cast aluminum alloy, black, powder coat finish, screw cover. | Stock | 37 | 37.5
1590Z135GY | Hammond enclosure, NEMA 4/4X/6/6P, 175 x 80 x 60mm (HxWxD), die-cast aluminum alloy, RAL 7001 light gray, powder coat finish, screw cover. | Stock | 37 | 37.5
1590Z140 | Hammond enclosure, NEMA 4/4X/6/6P, 250 x 80 x 57mm (HxWxD), die-cast aluminum alloy, screw cover, purchase subpanel separately. | Stock | 49 | 50
1590Z140BK | Hammond enclosure, NEMA 4/4X/6/6P, 250 x 80 x 57mm (HxWxD), die-cast aluminum alloy, black, powder coat finish, screw cover, purchase subpanel separately. | Stock | 56 | 57
1590Z140G | Hammond enclosure gasket, replacement, silicone. For use with 1590Z140xx enclosures. | Stock | 5 | 5.25
1590Z140GY | Hammond enclosure, NEMA 4/4X/6/6P, 250 x 80 x 57mm (HxWxD), die-cast aluminum alloy, RAL 7001 light gray, powder coat finish, screw cover, purchase subpanel separately. | Stock | 56 | 57
1590Z140PL | Hammond subpanel, galvanized steel. For use with 1590Z140xx enclosures. | Stock | 7.75 | 8
1590Z150 | Hammond enclosure, NEMA 4/4X/6/6P, 221 x 121 x 81mm (HxWxD), die-cast aluminum alloy, screw cover, purchase subpanel separately. | Stock | 58 | 59
1590Z150BK | Hammond enclosure, NEMA 4/4X/6/6P, 221 x 121 x 81mm (HxWxD), die-cast aluminum alloy, black, powder coat finish, screw cover, purchase subpanel separately. | Stock | 65 | 66
1590Z150G | Hammond enclosure gasket, replacement, silicone. For use with 1590Z150xx and 1590Z155xx enclosures. | Stock | 3.5
1590Z150GY | Hammond enclosure, NEMA 4/4X/6/6P, 221 x 121 x 81mm (HxWxD), die-cast aluminum alloy, RAL 7001 light gray, powder coat finish, screw cover, purchase subpanel separately. | Stock | 65 | 66
1590Z150PL | Hammond subpanel, galvanized steel. For use with 1590Z150xx and 1590Z155xx enclosures. | Stock | 7.5
1590Z155 | Hammond enclosure, NEMA 4/4X/6/6P, 221 x 121 x 90mm (HxWxD), die-cast aluminum alloy, screw cover, purchase subpanel separately. | Stock | 61 | 62
1590Z155BK | Hammond enclosure, NEMA 4/4X/6/6P, 221 x 121 x 90mm (HxWxD), die-cast aluminum alloy, black, powder coat finish, screw cover, purchase subpanel separately. | Stock | 68 | 70
1590Z155GY | Hammond enclosure, NEMA 4/4X/6/6P, 221 x 121 x 90mm (HxWxD), die-cast aluminum alloy, RAL 7001 light gray, powder coat finish, screw cover, purchase subpanel separately. | Stock | 68 | 70
1590Z160 | Hammond enclosure, NEMA 4/4X/6/6P, 160 x 160 x 90mm (HxWxD), die-cast aluminum alloy, screw cover, purchase subpanel separately. | Stock | 64 | 66
1590Z160BK | Hammond enclosure, NEMA 4/4X/6/6P, 160 x 160 x 90mm (HxWxD), die-cast aluminum alloy, black, powder coat finish, screw cover, purchase subpanel separately. | Stock | 71 | 73
1590Z160G | Hammond enclosure gasket, replacement, silicone. For use with 1590Z160xx enclosures. | Stock | 5
1590Z160GY | Hammond enclosure, NEMA 4/4X/6/6P, 160 x 160 x 90mm (HxWxD), die-cast aluminum alloy, RAL 7001 light gray, powder coat finish, screw cover, purchase subpanel separately. | Stock | 71 | 73
1590Z160PL | Hammond subpanel, galvanized steel. For use with 1590Z160xx enclosures. | Stock | 7.5 | 7.75
1590Z162 | Hammond enclosure, NEMA 4/4X/6/6P, 260 x 160 x 90mm (HxWxD), die-cast aluminum alloy, screw cover, purchase subpanel separately. | Stock | 87 | 89
1590Z162BK | Hammond enclosure, NEMA 4/4X/6/6P, 260 x 160 x 90mm (HxWxD), die-cast aluminum alloy, black, powder coat finish, screw cover, purchase subpanel separately. | Stock | 94 | 96
1590Z162G | Hammond enclosure gasket, replacement, silicone. For use with 1590Z162xx enclosures. | Stock | 3.5
1590Z162GY | Hammond enclosure, NEMA 4/4X/6/6P, 260 x 160 x 90mm (HxWxD), die-cast aluminum alloy, RAL 7001 light gray, powder coat finish, screw cover, purchase subpanel separately. | Stock | 94 | 96
1590Z162PL | Hammond subpanel, galvanized steel. For use with 1590Z162xx enclosures. | Stock | 7.75 | 8
1590Z164 | Hammond enclosure, NEMA 4/4X/6/6P, 360 x 122 x 80mm (HxWxD), die-cast aluminum alloy, screw cover, purchase subpanel separately. | Stock | 79 | 81
1590Z164BK | Hammond enclosure, NEMA 4/4X/6/6P, 360 x 122 x 80mm (HxWxD), die-cast aluminum alloy, black, powder coat finish, screw cover, purchase subpanel separately. | Stock | 86 | 88
1590Z164G | Hammond enclosure gasket, replacement, silicone. For use with 1590Z164xx enclosures. | Stock | 5.25
1590Z164GY | Hammond enclosure, NEMA 4/4X/6/6P, 360 x 122 x 80mm (HxWxD), die-cast aluminum alloy, RAL 7001 light gray, powder coat finish, screw cover, purchase subpanel separately. | Stock | 86 | 88
1590Z164PL | Hammond subpanel, galvanized steel. For use with 1590Z164xx enclosures. | Stock | 10.5 | 10.75
1590Z166 | Hammond enclosure, NEMA 4/4X/6/6P, 360 x 160 x 90mm (HxWxD), die-cast aluminum alloy, screw cover, purchase subpanel separately. | Stock | 125 | 128
1590Z166BK | Hammond enclosure, NEMA 4/4X/6/6P, 360 x 160 x 90mm (HxWxD), die-cast aluminum alloy, black, powder coat finish, screw cover, purchase subpanel separately. | Stock | 133 | 137
1590Z166G | Hammond enclosure gasket, replacement, silicone. For use with 1590Z166xx enclosures. | Stock | 6 | 6.25
1590Z166GY | Hammond enclosure, NEMA 4/4X/6/6P, 360 x 160 x 90mm (HxWxD), die-cast aluminum alloy, RAL 7001 light gray, powder coat finish, screw cover, purchase subpanel separately. | Stock | 133 | 137
1590Z166PL | Hammond subpanel, galvanized steel. For use with 1590Z166xx enclosures. | Stock | 8.25 | 8.5
1590Z231 | Hammond enclosure, NEMA 4/4X/6/6P, 230 x 200 x 110mm (HxWxD), die-cast aluminum alloy, screw cover, purchase subpanel separately. | Stock | 140 | 144
1590Z231BK | Hammond enclosure, NEMA 4/4X/6/6P, 230 x 200 x 110mm (HxWxD), die-cast aluminum alloy, black, powder coat finish, screw cover, purchase subpanel separately. | Stock | 149 | 153
1590Z231G | Hammond enclosure gasket, replacement, silicone. For use with 1590Z231xx enclosures. | Stock | 10.25 | 10.5
1590Z231GY | Hammond enclosure, NEMA 4/4X/6/6P, 230 x 200 x 110mm (HxWxD), die-cast aluminum alloy, RAL 7001 light gray, powder coat finish, screw cover, purchase subpanel separately. | Stock | 149 | 153
1590Z231PL | Hammond subpanel, galvanized steel. For use with 1590Z231xx enclosures. | Stock | 8 | 8.25
1590Z235 | Hammond enclosure, NEMA 4/4X/6/6P, 331 x 231 x 112mm (HxWxD), die-cast aluminum alloy, screw cover, purchase subpanel separately. | Stock | 188 | 192
1590Z235BK | Hammond enclosure, NEMA 4/4X/6/6P, 331 x 231 x 112mm (HxWxD), die-cast aluminum alloy, black, powder coat finish, screw cover, purchase subpanel separately. | Stock | 196 | 201
1590Z235G | Hammond enclosure gasket, replacement, silicone. For use with 1590Z235xx enclosures. | Stock | 15 | 15.5
1590Z235GY | Hammond enclosure, NEMA 4/4X/6/6P, 331 x 231 x 112mm (HxWxD), die-cast aluminum alloy, RAL 7001 light gray, powder coat finish, screw cover, purchase subpanel separately. | Stock | 196 | 201
1590Z235PL | Hammond subpanel, galvanized steel. For use with 1590Z235xx enclosures. | Stock | 8 | 8.25
1590ZGRP081 | Hammond enclosure, NEMA 4/4X, 80 x 75 x 55mm (HxWxD), fiberglass reinforced polyester, RAL 7000 light gray, screw cover, purchase subpanel separately. | Stock | 25.5 | 26
1590ZGRP081BK | Hammond enclosure, NEMA 4/4X, 80 x 75 x 55mm (HxWxD), fiberglass reinforced polyester, black, screw cover, purchase subpanel separately. | Stock | 25.5 | 26
1590ZGRP081PL | Hammond subpanel, galvanized steel. For use with 1590ZGRP081 and 1590ZGRP084 enclosures. | Stock | 6.25 | 6.5
1590ZGRP082 | Hammond enclosure, NEMA 4/4X, 110 x 75 x 55mm (HxWxD), fiberglass reinforced polyester, RAL 7000 light gray, screw cover, purchase subpanel separately. | Stock | 31 | 32
1590ZGRP082BK | Hammond enclosure, NEMA 4/4X, 110 x 75 x 55mm (HxWxD), fiberglass reinforced polyester, black, screw cover, purchase subpanel separately. | Stock | 31 | 32
1590ZGRP082PL | Hammond subpanel, galvanized steel. For use with 1590ZGRP082 enclosures. | Stock | 6.25 | 6.5
1590ZGRP083 | Hammond enclosure, NEMA 4/4X, 160 x 75 x 55mm (HxWxD), fiberglass reinforced polyester, RAL 7000 light gray, screw cover, purchase subpanel separately. | Stock | 35 | 36
1590ZGRP083BK | Hammond enclosure, NEMA 4/4X, 160 x 75 x 55mm (HxWxD), fiberglass reinforced polyester, black, screw cover, purchase subpanel separately. | Stock | 35 | 36
1590ZGRP083PL | Hammond subpanel, galvanized steel. For use with 1590ZGRP083 enclosures. | Stock | 7
1590ZGRP084 | Hammond enclosure, NEMA 4/4X, 81 x 76 x 75mm (HxWxD), fiberglass reinforced polyester, RAL 7000 light gray, screw cover, purchase subpanel separately. | Stock | 27.5 | 28
1590ZGRP084BK | Hammond enclosure, NEMA 4/4X, 81 x 76 x 75mm (HxWxD), fiberglass reinforced polyester, black, screw cover, purchase subpanel separately. | Stock | 27.5 | 28
1590ZGRP121 | Hammond enclosure, NEMA 4/4X, 122 x 120 x 90mm (HxWxD), fiberglass reinforced polyester, RAL 7000 light gray, screw cover, purchase subpanel separately. | Stock | 39.5 | 40.5
1590ZGRP121BK | Hammond enclosure, NEMA 4/4X, 122 x 120 x 90mm (HxWxD), fiberglass reinforced polyester, black, screw cover, purchase subpanel separately. | Stock | 39.5 | 40.5
1590ZGRP121PL | Hammond subpanel, galvanized steel. For use with 1590ZGRP121 enclosures. | Stock | 7.25
1590ZGRP123 | Hammond enclosure, NEMA 4/4X, 220 x 120 x 91mm (HxWxD), fiberglass reinforced polyester, RAL 7000 light gray, screw cover, purchase subpanel separately. | Stock | 40.5 | 41.5
1590ZGRP123BK | Hammond enclosure, NEMA 4/4X, 220 x 120 x 91mm (HxWxD), fiberglass reinforced polyester, black, screw cover, purchase subpanel separately. | Stock | 40.5 | 41.5
1590ZGRP123PL | Hammond subpanel, galvanized steel. For use with 1590ZGRP123 enclosures. | Stock | 8.25 | 8.5
1590ZGRP131 | Hammond enclosure, NEMA 4/4X, 190 x 75 x 55mm (HxWxD), fiberglass reinforced polyester, RAL 7000 light gray, screw cover, purchase subpanel separately. | Stock | 70 | 72
1590ZGRP131BK | Hammond enclosure, NEMA 4/4X, 190 x 75 x 55mm (HxWxD), fiberglass reinforced polyester, black, screw cover, purchase subpanel separately. | Stock | 70 | 72
1590ZGRP131PL | Hammond subpanel, galvanized steel. For use with 1590ZGRP131 enclosures. | Stock | 7.25 | 7.5
1590ZGRP161 | Hammond enclosure, NEMA 4/4X, 160 x 160 x 90mm (HxWxD), fiberglass reinforced polyester, RAL 7000 light gray, screw cover, purchase subpanel separately. | Stock | 55 | 57
1590ZGRP161BK | Hammond enclosure, NEMA 4/4X, 160 x 160 x 90mm (HxWxD), fiberglass reinforced polyester, black, screw cover, purchase subpanel separately. | Stock | 55 | 57
1590ZGRP161PL | Hammond subpanel, galvanized steel. For use with 1590ZGRP161 enclosures. | Stock | 8.5
1590ZGRP162 | Hammond enclosure, NEMA 4/4X, 260 x 160 x 90mm (HxWxD), fiberglass reinforced polyester, RAL 7000 light gray, screw cover, purchase subpanel separately. | Stock | 76 | 78
1590ZGRP162BK | Hammond enclosure, NEMA 4/4X, 260 x 160 x 90mm (HxWxD), fiberglass reinforced polyester, black, screw cover, purchase subpanel separately. | Stock | 76 | 78
1590ZGRP162PL | Hammond subpanel, galvanized steel. For use with 1590ZGRP162 enclosures. | Stock | 9.75 | 10
1590ZGRP163 | Hammond enclosure, NEMA 4/4X, 360 x 160 x 90mm (HxWxD), fiberglass reinforced polyester, RAL 7000 light gray, screw cover, purchase subpanel separately. | Stock | 88 | 90
1590ZGRP163BK | Hammond enclosure, NEMA 4/4X, 360 x 160 x 90mm (HxWxD), fiberglass reinforced polyester, black, screw cover, purchase subpanel separately. | Stock | 88 | 90
1590ZGRP163PL | Hammond subpanel, galvanized steel. For use with 1590ZGRP163 enclosures. | Stock | 9.75 | 10
1590ZGRP233 | Hammond enclosure, NEMA 4/4X, 250 x 200 x 120mm (HxWxD), fiberglass reinforced polyester, RAL 7000 light gray, screw cover, purchase subpanel separately. | Stock | 82 | 84
1590ZGRP233PL | Hammond subpanel, galvanized steel. For use with 1590ZGRP233 enclosures. | Stock | 10.25 | 10.5
1590ZGRP234 | Hammond enclosure, NEMA 4/4X, 255 x 250 x 120mm (HxWxD), fiberglass reinforced polyester, RAL 7000 light gray, screw cover, purchase subpanel separately. | Stock | 96 | 99
1590ZGRP234BK | Hammond enclosure, NEMA 4/4X, 255 x 250 x 120mm (HxWxD), fiberglass reinforced polyester, black, screw cover, purchase subpanel separately. | Stock | 96 | 99
1590ZGRP234PL | Hammond subpanel, galvanized steel. For use with 1590ZGRP234 and 1590ZGRP235 enclosures. | Stock | 11.5 | 11.75
1590ZGRP235 | Hammond enclosure, NEMA 4/4X, 255 x 250 x 161mm (HxWxD), fiberglass reinforced polyester, RAL 7000 light gray, screw cover, purchase subpanel separately. | Stock | 121 | 124
1590ZGRP235BK | Hammond enclosure, NEMA 4/4X, 255 x 250 x 161mm (HxWxD), fiberglass reinforced polyester, black, screw cover, purchase subpanel separately. | Stock | 121 | 124
1590ZGRP243 | Hammond enclosure, NEMA 4/4X, 400 x 250 x 120mm (HxWxD), fiberglass reinforced polyester, RAL 7000 light gray, screw cover, purchase subpanel separately. | Stock | 132 | 136
1590ZGRP243BK | Hammond enclosure, NEMA 4/4X, 400 x 250 x 120mm (HxWxD), fiberglass reinforced polyester, black, screw cover, purchase subpanel separately. | Stock | 132 | 136
1590ZGRP243PL | Hammond subpanel, galvanized steel. For use with 1590ZGRP243 and 1590ZGRP244 enclosures. | Stock | 13.5 | 13.75
1590ZGRP244 | Hammond enclosure, NEMA 4/4X, 400 x 250 x 160mm (HxWxD), fiberglass reinforced polyester, RAL 7000 light gray, screw cover, purchase subpanel separately. | Stock | 133 | 136
1590ZGRP244BK | Hammond enclosure, NEMA 4/4X, 400 x 250 x 160mm (HxWxD), fiberglass reinforced polyester, black, screw cover, purchase subpanel separately. | Stock | 133 | 136
1590ZGRP253 | Hammond enclosure, NEMA 4/4X, 405 x 400 x 120mm (HxWxD), fiberglass reinforced polyester, RAL 7000 light gray, screw cover, purchase subpanel separately. | Stock | 179 | 183
1590ZGRP253BK | Hammond enclosure, NEMA 4/4X, 405 x 400 x 120mm (HxWxD), fiberglass reinforced polyester, black, screw cover, purchase subpanel separately. | Stock | 179 | 183
1590ZGRP253PL | Hammond subpanel, galvanized steel. For use with 1590ZGRP253 enclosures. | Stock | 16.25 | 16.75
1590ZGRP263 | Hammond enclosure, NEMA 4/4X, 600 x 250 x 120mm (HxWxD), fiberglass reinforced polyester, RAL 7000 light gray, screw cover, purchase subpanel separately. | Stock | 190 | 194
1590ZGRP263BK | Hammond enclosure, NEMA 4/4X, 600 x 250 x 120mm (HxWxD), fiberglass reinforced polyester, black, screw cover, purchase subpanel separately. | Stock | 190 | 194
1590ZGRP263PL | Hammond subpanel, galvanized steel. For use with 1590ZGRP263 and 1590ZGRP264 enclosures. | Stock | 21.5 | 22
1590ZGRP264 | Hammond enclosure, NEMA 4/4X, 600 x 250 x 160mm (HxWxD), fiberglass reinforced polyester, RAL 7000 light gray, screw cover, purchase subpanel separately. | Stock | 192 | 197
1590ZGRP264BK | Hammond enclosure, NEMA 4/4X, 600 x 250 x 160mm (HxWxD), fiberglass reinforced polyester, black, screw cover, purchase subpanel separately. | Stock | 192 | 197
1600-8M-20-NG | SureMotion timing belt, 8mm pitch, 20mm wide, 200 tooth, 1600mm pitch length (circumference), neoprene, fiberglass reinforced. | Stock | 44.5 | 49
1600-8M-30-NG | SureMotion timing belt, 8mm pitch, 30mm wide, 200 tooth, 1600mm pitch length (circumference), neoprene, fiberglass reinforced. | Stock | 64 | 71
16020N | Southwire Compact Series autoranging digital multimeter, AC/DC voltage, AC/DC current, resistance, continuity, capacitance, frequency and non-contact AC voltage detection, CAT I VAC 600V. Built-in test leads included. | Stock | 37.25 | 38.5
1602-4090 | ASO Safety Solutions safety contact mat, 24 x 36in, integrated taper edge, 24 VAC/VDC operating voltage, polyurethane contact surface, black, IP65, 19.6ft/6m cable length, pigtail. | Stock | 362 | 376
1602-4091 | ASO Safety Solutions safety contact mat, 24 x 48in, integrated taper edge, 24 VAC/VDC operating voltage, polyurethane contact surface, black, IP65, 19.6ft/6m cable length, pigtail. | Stock | 444 | 462
1602-4092 | ASO Safety Solutions safety contact mat, 24 x 60in, integrated taper edge, 24 VAC/VDC operating voltage, polyurethane contact surface, black, IP65, 19.6ft/6m cable length, pigtail. | Stock | 596 | 620
1602-4093 | ASO Safety Solutions safety contact mat, 36 x 36in, integrated taper edge, 24 VAC/VDC operating voltage, polyurethane contact surface, black, IP65, 19.6ft/6m cable length, pigtail. | Stock | 544 | 566
1602-4094 | ASO Safety Solutions safety contact mat, 36 x 48in, integrated taper edge, 24 VAC/VDC operating voltage, polyurethane contact surface, black, IP65, 19.6ft/6m cable length, pigtail. | Stock | 643 | 669
1602-4095 | ASO Safety Solutions safety contact mat, 36 x 60in, integrated taper edge, 24 VAC/VDC operating voltage, polyurethane contact surface, black, IP65, 19.6ft/6m cable length, pigtail. | Stock | 816 | 849
1602-4100 | ASO Safety Solutions safety contact mat, 24 x 36in, straight edge, 24 VAC/VDC operating voltage, polyurethane contact surface, black, IP65, 4.7in/120mm cable length, (1) 3-pin male M8 connector and (1) 3-pin female M8 connector. | Stock | 333 | 346
1602-4101 | ASO Safety Solutions safety contact mat, 24 x 48in, straight edge, 24 VAC/VDC operating voltage, polyurethane contact surface, black, IP65, 4.7in/120mm cable length, (1) 3-pin male M8 connector and (1) 3-pin female M8 connector. | Stock | 413 | 430
1602-4102 | ASO Safety Solutions safety contact mat, 24 x 60in, straight edge, 24 VAC/VDC operating voltage, polyurethane contact surface, black, IP65, 4.7in/120mm cable length, (1) 3-pin male M8 connector and (1) 3-pin female M8 connector. | Stock | 529 | 550
1602-4103 | ASO Safety Solutions safety contact mat, 36 x 36in, straight edge, 24 VAC/VDC operating voltage, polyurethane contact surface, black, IP65, 4.7in/120mm cable length, (1) 3-pin male M8 connector and (1) 3-pin female M8 connector. | Stock | 456 | 474
1602-4104 | ASO Safety Solutions safety contact mat, 36 x 48in, straight edge, 24 VAC/VDC operating voltage, polyurethane contact surface, black, IP65, 4.7in/120mm cable length, (1) 3-pin male M8 connector and (1) 3-pin female M8 connector. | Stock | 624 | 649
1602-4105 | ASO Safety Solutions safety contact mat, 36 x 60in, straight edge, 24 VAC/VDC operating voltage, polyurethane contact surface, black, IP65, 4.7in/120mm cable length, (1) 3-pin male M8 connector and (1) 3-pin female M8 connector. | Stock | 730 | 759
1602-4540 | ASO Safety Solutions safety contact mat, 24 x 36in, straight edge, 24 VAC/VDC operating voltage, aluminum contact surface, IP65, 4.7in/120mm cable length, (1) 3-pin male M8 connector and (1) 3-pin female M8 connector. | Stock | 531 | 552
1602-4550 | ASO Safety Solutions safety contact mat, 24 x 48in, straight edge, 24 VAC/VDC operating voltage, aluminum contact surface, IP65, 4.7in/120mm cable length, (1) 3-pin male M8 connector and (1) 3-pin female M8 connector. | Stock | 642 | 668
1602-4560 | ASO Safety Solutions safety contact mat, 24 x 24in, integrated taper edge, 24 VAC/VDC operating voltage, polyurethane contact surface, black, IP65, 19.6ft/6m cable length, pigtail. | Stock | 332 | 345
16070060 | WERMA EvoSIGNAL Mini series audible signal horn, piezoelectric, 95 dB at 1m, 4 kHz tone frequency, continuous or pulse tone(s), 115-230 VAC, modular mount, ABS/PC plastic housing, gray, IP66. Requires mounting adapter. | Stock | 65 | 68
16070074 | WERMA EvoSIGNAL Mini series audible signal horn, piezoelectric, 95 dB at 1m, 4 kHz tone frequency, continuous or pulse tone(s), 12 VAC/VDC, modular mount, ABS/PC plastic housing, gray, IP66. Requires mounting adapter. | Stock | 65 | 68
16070075 | WERMA EvoSIGNAL Mini series audible signal horn, piezoelectric, 95 dB at 1m, 4 kHz tone frequency, continuous or pulse tone(s), 24 VAC/VDC, modular mount, ABS/PC plastic housing, gray, IP66. Requires mounting adapter. | Stock | 59 | 61
160MXL025NG | SureMotion timing belt, 0.08in MXL pitch, 1/4in wide, 160 tooth, 12.8in pitch length (circumference), neoprene, fiberglass reinforced. Package of 3. | Stock | 9 | 10
160MXL025PP | SureMotion timing belt, 0.08in MXL pitch, 1/4in wide, 160 tooth, 12.8in pitch length (circumference), polyurethane, polyester reinforced. Package of 3. | Stock | 14 | 15.5
160XL025NG | SureMotion timing belt, 1/5in XL pitch, 1/4in wide, 80 tooth, 16in pitch length (circumference), neoprene, fiberglass reinforced. | Stock | 2.5 | 2.75
160XL037NG | SureMotion timing belt, 1/5in XL pitch, 3/8in wide, 80 tooth, 16in pitch length (circumference), neoprene, fiberglass reinforced. | Stock | 4.25 | 4.75
16170060 | WERMA EvoSIGNAL Midi series audible signal horn, piezoelectric, 110 dB at 1m, 3.3 kHz tone frequency, (10) selectable tone(s), 115-230 VAC, modular mount, ABS/PC plastic housing, gray, IP66. Requires mounting adapter. | Stock | 83 | 86
16170070 | WERMA EvoSIGNAL Midi series audible signal horn, piezoelectric, 110 dB at 1m, 3.3 kHz tone frequency, (10) selectable tone(s), 12/24 VAC/VDC, modular mount, ABS/PC plastic housing, gray, IP66. Requires mounting adapter. | Stock | 77 | 80
166MXL025NG | SureMotion timing belt, 0.08in MXL pitch, 1/4in wide, 166 tooth, 13.3in pitch length (circumference), neoprene, fiberglass reinforced. Package of 3. | Stock | 9.25 | 10
1701-3690 | ASO Safety Solutions safety contact bumper, 60 x 100mm, 1ft length, (1) 3-pin male M8 connector and (1) 3-pin female M8 connector, 4.7in/120mm cable length. Aluminum mounting rail included. | Stock | 205 | 213
1701-3700 | ASO Safety Solutions safety contact bumper, 60 x 100mm, 1.5ft length, (1) 3-pin male M8 connector and (1) 3-pin female M8 connector, 4.7in/120mm cable length. Aluminum mounting rail included. | Stock | 227 | 236
1701-3710 | ASO Safety Solutions safety contact bumper, 60 x 100mm, 2ft length, (1) 3-pin male M8 connector and (1) 3-pin female M8 connector, 4.7in/120mm cable length. Aluminum mounting rail included. | Stock | 246 | 256
1701-3720 | ASO Safety Solutions safety contact bumper, 60 x 100mm, 2.5ft length, (1) 3-pin male M8 connector and (1) 3-pin female M8 connector, 4.7in/120mm cable length. Aluminum mounting rail included. | Stock | 268 | 279
1701-3730 | ASO Safety Solutions safety contact bumper, 60 x 100mm, 3ft length, (1) 3-pin male M8 connector and (1) 3-pin female M8 connector, 4.7in/120mm cable length. Aluminum mounting rail included. | Stock | 291 | 303
170MXL025NG | SureMotion timing belt, 0.08in MXL pitch, 1/4in wide, 170 tooth, 13.6in pitch length (circumference), neoprene, fiberglass reinforced. Package of 3. | Stock | 9.25 | 10
170MXL025PP | SureMotion timing belt, 0.08in MXL pitch, 1/4in wide, 170 tooth, 13.6in pitch length (circumference), polyurethane, polyester reinforced. Package of 3. | Stock | 14 | 15.5
170XL025NG | SureMotion timing belt, 1/5in XL pitch, 1/4in wide, 85 tooth, 17in pitch length (circumference), neoprene, fiberglass reinforced. | Stock | 2.75 | 3
170XL037NG | SureMotion timing belt, 1/5in XL pitch, 3/8in wide, 85 tooth, 17in pitch length (circumference), neoprene, fiberglass reinforced. | Stock | 4.25 | 4.75
176000-1 | IDEM terminal enclosure, PVC. For use with IDEM micro limit switches. | Stock | 1.5
176000-240 | IDEM terminal enclosure, PVC. Package of 240. For use with IDEM micro limit switches. | Stock | 0
176000-5 | IDEM terminal enclosure, PVC. Package of 5. For use with IDEM micro limit switches. | Stock | 7.5
1760-8M-20-NG | SureMotion timing belt, 8mm pitch, 20mm wide, 220 tooth, 1760mm pitch length (circumference), neoprene, fiberglass reinforced. | Stock | 48 | 53
1760-8M-30-NG | SureMotion timing belt, 8mm pitch, 30mm wide, 220 tooth, 1760mm pitch length (circumference), neoprene, fiberglass reinforced. | Stock | 70 | 77
176101-1 | IDEM micro limit switch, metal pin plunger, (1) N.O./(1) N.C. contact(s), snap action, polybutylene terephthalate, 25.4mm mount, screw terminals. | Stock | 8.75 | 9
176101-240 | IDEM micro limit switch, metal pin plunger, (1) N.O./(1) N.C. contact(s), snap action, polybutylene terephthalate, 25.4mm mount, screw terminals. Package of 240. | Stock | 0
176101-5 | IDEM micro limit switch, metal pin plunger, (1) N.O./(1) N.C. contact(s), snap action, polybutylene terephthalate, 25.4mm mount, screw terminals. Package of 5. | Stock | 40.5
176102-1 | IDEM micro limit switch, lever, (1) N.O./(1) N.C. contact(s), snap action, polybutylene terephthalate, 25.4mm mount, screw terminals. | Stock | 9 | 9.25
176102-240 | IDEM micro limit switch, lever, (1) N.O./(1) N.C. contact(s), snap action, polybutylene terephthalate, 25.4mm mount, screw terminals. Package of 240. | Stock | 0
176102-5 | IDEM micro limit switch, lever, (1) N.O./(1) N.C. contact(s), snap action, polybutylene terephthalate, 25.4mm mount, screw terminals. Package of 5. | Stock | 42
176103-1 | IDEM micro limit switch, lever with steel roller, (1) N.O./(1) N.C. contact(s), snap action, polybutylene terephthalate, 25.4mm mount, screw terminals. | Stock | 9.75 | 10
176103-240 | IDEM micro limit switch, lever with steel roller, (1) N.O./(1) N.C. contact(s), snap action, polybutylene terephthalate, 25.4mm mount, screw terminals. Package of 240. | Stock | 0
176103-5 | IDEM micro limit switch, lever with steel roller, (1) N.O./(1) N.C. contact(s), snap action, polybutylene terephthalate, 25.4mm mount, screw terminals. Package of 5. | Stock | 46
176104-1 | IDEM micro limit switch, metal pin plunger long, (1) N.O./(1) N.C. contact(s), snap action, polybutylene terephthalate, 25.4mm mount, screw terminals. | Stock | 9.75 | 10
176104-240 | IDEM micro limit switch, metal pin plunger long, (1) N.O./(1) N.C. contact(s), snap action, polybutylene terephthalate, 25.4mm mount, screw terminals. Package of 240. | Stock | 0
176104-5 | IDEM micro limit switch, metal pin plunger long, (1) N.O./(1) N.C. contact(s), snap action, polybutylene terephthalate, 25.4mm mount, screw terminals. Package of 5. | Stock | 46
176105-1 | IDEM micro limit switch, metal plunger, (1) N.O./(1) N.C. contact(s), snap action, polybutylene terephthalate, 25.4mm mount, screw terminals. | Stock | 10 | 10.5
176105-240 | IDEM micro limit switch, metal plunger, (1) N.O./(1) N.C. contact(s), snap action, polybutylene terephthalate, 25.4mm mount, screw terminals. Package of 240. | Stock | 0
176105-5 | IDEM micro limit switch, metal plunger, (1) N.O./(1) N.C. contact(s), snap action, polybutylene terephthalate, 25.4mm mount, screw terminals. Package of 5. | Stock | 47
176106-1 | IDEM micro limit switch, metal plunger with fixing nuts, (1) N.O./(1) N.C. contact(s), snap action, polybutylene terephthalate, 25.4mm mount, screw terminals. | Stock | 12.5 | 13
176106-240 | IDEM micro limit switch, metal plunger with fixing nuts, (1) N.O./(1) N.C. contact(s), snap action, polybutylene terephthalate, 25.4mm mount, screw terminals. Package of 240. | Stock | 0
176106-5 | IDEM micro limit switch, metal plunger with fixing nuts, (1) N.O./(1) N.C. contact(s), snap action, polybutylene terephthalate, 25.4mm mount, screw terminals. Package of 5. | Stock | 58
176107-1 | IDEM micro limit switch, metal plunger with metal roller and fixing nuts, (1) N.O./(1) N.C. contact(s), snap action, polybutylene terephthalate, 25.4mm mount, screw terminals. | Stock | 15.5 | 16
176107-240 | IDEM micro limit switch, metal plunger with metal roller and fixing nuts, (1) N.O./(1) N.C. contact(s), snap action, polybutylene terephthalate, 25.4mm mount, screw terminals. Package of 240. | Stock | 0
176107-5 | IDEM micro limit switch, metal plunger with metal roller and fixing nuts, (1) N.O./(1) N.C. contact(s), snap action, polybutylene terephthalate, 25.4mm mount, screw terminals. Package of 5. | Stock | 74
176108-1 | IDEM micro limit switch, metal plunger with metal cross roller and fixing nuts, (1) N.O./(1) N.C. contact(s), snap action, polybutylene terephthalate, 25.4mm mount, screw terminals. | Stock | 15.5 | 16
176108-240 | IDEM micro limit switch, metal plunger with metal cross roller and fixing nuts, (1) N.O./(1) N.C. contact(s), snap action, polybutylene terephthalate, 25.4mm mount, screw terminals. Package of 240. | Stock | 0
176108-5 | IDEM micro limit switch, metal plunger with metal cross roller and fixing nuts, (1) N.O./(1) N.C. contact(s), snap action, polybutylene terephthalate, 25.4mm mount, screw terminals. Package of 5. | Stock | 74
176109-1 | IDEM micro limit switch, lever hinge long, (1) N.O./(1) N.C. contact(s), snap action, polybutylene terephthalate, 25.4mm mount, screw terminals. | Stock | 9.75 | 10
176109-240 | IDEM micro limit switch, lever hinge long, (1) N.O./(1) N.C. contact(s), snap action, polybutylene terephthalate, 25.4mm mount, screw terminals. Package of 240. | Stock | 0
176109-5 | IDEM micro limit switch, lever hinge long, (1) N.O./(1) N.C. contact(s), snap action, polybutylene terephthalate, 25.4mm mount, screw terminals. Package of 5. | Stock | 46
176110-1 | IDEM micro limit switch, lever hinge, (1) N.O./(1) N.C. contact(s), snap action, polybutylene terephthalate, 25.4mm mount, screw terminals. | Stock | 9.75 | 10
176110-240 | IDEM micro limit switch, lever hinge, (1) N.O./(1) N.C. contact(s), snap action, polybutylene terephthalate, 25.4mm mount, screw terminals. Package of 240. | Stock | 0
176110-5 | IDEM micro limit switch, lever hinge, (1) N.O./(1) N.C. contact(s), snap action, polybutylene terephthalate, 25.4mm mount, screw terminals. Package of 5. | Stock | 46
176111-1 | IDEM micro limit switch, lever hinge long with steel roller, (1) N.O./(1) N.C. contact(s), snap action, polybutylene terephthalate, 25.4mm mount, screw terminals. | Stock | 10.5 | 11
176111-240 | IDEM micro limit switch, lever hinge long with steel roller, (1) N.O./(1) N.C. contact(s), snap action, polybutylene terephthalate, 25.4mm mount, screw terminals. Package of 240. | Stock | 0
176111-5 | IDEM micro limit switch, lever hinge long with steel roller, (1) N.O./(1) N.C. contact(s), snap action, polybutylene terephthalate, 25.4mm mount, screw terminals. Package of 5. | Stock | 49
176112-1 | IDEM micro limit switch, lever hinge with steel roller, (1) N.O./(1) N.C. contact(s), snap action, polybutylene terephthalate, 25.4mm mount, screw terminals. | Stock | 10 | 10.5
176112-240 | IDEM micro limit switch, lever hinge with steel roller, (1) N.O./(1) N.C. contact(s), snap action, polybutylene terephthalate, 25.4mm mount, screw terminals. Package of 240. | Stock | 0
176112-5 | IDEM micro limit switch, lever hinge with steel roller, (1) N.O./(1) N.C. contact(s), snap action, polybutylene terephthalate, 25.4mm mount, screw terminals. Package of 5. | Stock | 48
176113-1 | IDEM micro limit switch, one-way horizontal hinge lever with steel roller, (1) N.O./(1) N.C. contact(s), snap action, polybutylene terephthalate, 25.4mm mount, screw terminals. | Stock | 11.5 | 12
176113-240 | IDEM micro limit switch, one-way horizontal hinge lever with steel roller, (1) N.O./(1) N.C. contact(s), snap action, polybutylene terephthalate, 25.4mm mount, screw terminals. Package of 240. | Stock | 0
176113-5 | IDEM micro limit switch, one-way horizontal hinge lever with steel roller, (1) N.O./(1) N.C. contact(s), snap action, polybutylene terephthalate, 25.4mm mount, screw terminals. Package of 5. | Stock | 54
176114-240 | IDEM micro limit switch, metal plunger with dust cap, (1) N.O./(1) N.C. contact(s), snap action, polybutylene terephthalate, 25.4mm mount, screw terminals. Package of 240. | Stock | 0
177MXL025NG | SureMotion timing belt, 0.08in MXL pitch, 1/4in wide, 177 tooth, 14.2in pitch length (circumference), neoprene, fiberglass reinforced. Package of 3. | Stock | 11.5 | 12.5
1800-8M-20-NG | SureMotion timing belt, 8mm pitch, 20mm wide, 225 tooth, 1800mm pitch length (circumference), neoprene, fiberglass reinforced. | Stock | 49 | 54
1800-8M-30-NG | SureMotion timing belt, 8mm pitch, 30mm wide, 225 tooth, 1800mm pitch length (circumference), neoprene, fiberglass reinforced. | Stock | 71 | 78
1804-0565 | ASO Safety Solutions terminating resistor end cap, 8.2k ohm. For use with 25 x 30mm safety contact edge. | Stock | 12 | 12.5
1804-0575 | ASO Safety Solutions terminating resistor end cap, 8.2k ohm. For use with 25 x 45mm safety contact edge. | Stock | 13 | 13.5
1804-1375 | ASO Safety Solutions safety contact edge end cap, 1.6ft/0.5m cable length, 3-pin male M8. For use with 25 x 45mm safety contact edge. | Stock | 21 | 22
1804-1385 | ASO Safety Solutions safety contact edge end cap, 1.6ft/0.5m cable length, 3-pin female M8. For use with 25 x 45mm safety contact edge. | Stock | 21 | 22
1804-2195 | ASO Safety Solutions safety contact edge end cap, 1.6ft/0.5m cable length, 3-pin male M8. For use with 25 x 30mm safety contact edge. | Stock | 20 | 21
1804-2205 | ASO Safety Solutions safety contact edge end cap, 1.6ft/0.5m cable length, 3-pin female M8. For use with 25 x 30mm safety contact edge. | Stock | 20 | 21
1804-3720 | ASO Safety Solutions terminating resistor end cap, 8.2k ohm. For use with 15 x 25mm safety contact edge. | Stock | 12 | 12.5
1804-3730 | ASO Safety Solutions safety contact edge end cap, 1.6ft/0.5m cable length, 3-pin female M8. For use with 15 x 25mm safety contact edge. | Stock | 19.5 | 20.5
1804-3740 | ASO Safety Solutions safety contact edge end cap, 1.6ft/0.5m cable length, 3-pin male M8. For use with 15 x 25mm safety contact edge. | Stock | 19.5 | 20.5
180-5M-09-NG | SureMotion timing belt, 5mm pitch, 9mm wide, 36 tooth, 180mm pitch length (circumference), neoprene, fiberglass reinforced. | Stock | 5.75 | 6.25
180-5M-15-NG | SureMotion timing belt, 5mm pitch, 15mm wide, 36 tooth, 180mm pitch length (circumference), neoprene, fiberglass reinforced. | Stock | 8.25 | 9
180MXL025NG | SureMotion timing belt, 0.08in MXL pitch, 1/4in wide, 180 tooth, 14.4in pitch length (circumference), neoprene, fiberglass reinforced. Package of 3. | Stock | 10 | 11
180MXL025PP | SureMotion timing belt, 0.08in MXL pitch, 1/4in wide, 180 tooth, 14.4in pitch length (circumference), polyurethane, polyester reinforced. Package of 3. | Stock | 14.5 | 16
180TDS84C | AutomationDirect EMI input filter, 230 VAC, 3-phase, 180A, panel mount, EMI/RFI filtering, drive rated, standard performance, studs. For use with 3-phase AC drives. | Stock | 364 | 379
180XL037NG | SureMotion timing belt, 1/5in XL pitch, 3/8in wide, 90 tooth, 18in pitch length (circumference), neoprene, fiberglass reinforced. | Stock | 4.25 | 4.75
1810-0190 | ASO Safety Solutions terminating resistor, 8.2k ohm, 3-pin male M8. For use with safety contact mats and bumpers. | Stock | 8.25 | 8.5
1814308 | Dymo battery, replacement. For use with Dymo XTL 300 series handheld label makers. | Stock | 17 | 19.5
184MXL025NG | SureMotion timing belt, 0.08in MXL pitch, 1/4in wide, 184 tooth, 14.7in pitch length (circumference), neoprene, fiberglass reinforced. Package of 3. | Stock | 10 | 11
184MXL025PP | SureMotion timing belt, 0.08in MXL pitch, 1/4in wide, 184 tooth, 14.7in pitch length (circumference), polyurethane, polyester reinforced. Package of 3. | Stock | 10.5 | 11.5
1868704 | Dymo laminated wire/cable wrap pre-sized label cartridge, 13/16 x 13/16in labels, 250 labels, black text, white background, vinyl. For use with XTL 300 or XTL 500 series label makers. | Stock | 37.5 | 39
1868705 | Dymo laminated wire/cable wrap pre-sized label cartridge, 13/16 x 1-9/16in labels, 150 labels, black text, white background, vinyl. For use with XTL 300 or XTL 500 series label makers. | Stock | 27 | 28
1868708 | Dymo laminated wire/cable wrap pre-sized label cartridge, 1-1/2 x 1-9/16in labels, 150 labels, black text, white background, vinyl. For use with XTL 500 series label maker. | Stock | 33.5 | 35
1868736 | Dymo permanent flat surface label tape cartridge, 3/8in wide, 29.8ft roll, black text, white background, polyester. For use with XTL 300 or XTL 500 series label makers. | Stock | 24 | 25
1868737 | Dymo permanent flat surface label tape cartridge, 1/2in wide, 29.8ft roll, black text, white background, polyester. For use with XTL 300 or XTL 500 series label makers. | Stock | 24 | 25
1868741 | Dymo all-purpose label tape cartridge, 1/2in wide, 23ft roll, black text, clear background, vinyl. For use with XTL 300 or XTL 500 series label makers. | Stock | 18 | 18.5
1868743 | Dymo all-purpose label tape cartridge, 1in wide, 23ft roll, black text, clear background, vinyl. For use with XTL 300 or XTL 500 series label makers. | Stock | 33.5 | 35
1868751 | Dymo all-purpose label tape cartridge, 1/2in wide, 23ft roll, black text, white background, vinyl. For use with XTL 300 or XTL 500 series label makers. | Stock | 18 | 18.5
1868753 | Dymo all-purpose label tape cartridge, 1in wide, 23ft roll, black text, white background, vinyl. For use with XTL 300 or XTL 500 series label makers. | Stock | 33.5 | 35
1868755 | Dymo all-purpose label tape cartridge, 2in wide, 23ft roll, black text, white background, vinyl. For use with XTL 500 series label maker. | Stock | 48 | 50
1868763 | Dymo all-purpose label tape cartridge, 1in wide, 23ft roll, white text, red background, vinyl. For use with XTL 300 or XTL 500 series label makers. | Stock | 33.5 | 35
1868765 | Dymo all-purpose label tape cartridge, 2in wide, 23ft roll, white text, red background, vinyl. For use with XTL 500 series label maker. | Stock | 48 | 50
1868771 | Dymo all-purpose label tape cartridge, 1/2in wide, 23ft roll, black text, yellow background, vinyl. For use with XTL 300 or XTL 500 series label makers. | Stock | 18 | 18.5
1868773 | Dymo all-purpose label tape cartridge, 1in wide, 23ft roll, black text, yellow background, vinyl. For use with XTL 300 or XTL 500 series label makers. | Stock | 33.5 | 35
1868775 | Dymo all-purpose label tape cartridge, 2in wide, 23ft roll, black text, yellow background, vinyl. For use with XTL 500 series label maker. | Stock | 48 | 50
1868796 | Dymo all-purpose label tape cartridge, 1/2in wide, 23ft roll, white text, black background, vinyl. For use with XTL 300 or XTL 500 series label makers. | Stock | 18 | 18.5
1868806 | Dymo flexible cable wrap label tape cartridge, 1/2in wide, 18ft roll, black text, white background, flex nylon. For use with XTL 300 or XTL 500 series label makers. | Stock | 18 | 18.5
1868808 | Dymo flexible cable wrap label tape cartridge, 1in wide, 18ft roll, black text, white background, flex nylon. For use with XTL 300 or XTL 500 series label makers. | Stock | 24 | 25
1868809 | Dymo heat-shrink tube label tape cartridge, 1/4in wide, 8.9ft roll, black text, white background, polyolefin. For use with XTL 300 or XTL 500 series label makers. | Stock | 46 | 48
1868810 | Dymo heat-shrink tube label tape cartridge, 1/2in wide, 8.9ft roll, black text, white background, polyolefin. For use with XTL 300 or XTL 500 series label makers. | Stock | 55 | 57
1868811 | Dymo heat-shrink tube label tape cartridge, 1in wide, 8.9ft roll, black text, white background, polyolefin. For use with XTL 300 or XTL 500 series label makers. | Stock | 80 | 83
1868815 | Dymo XTL 500 series industrial label maker kit, prints labels up to 2-1/8in wide, thermal transfer, 300dpi, color TFT LCD touch screen, automatic label cutter. For use with Dymo XTL label cartridges. | Stock | 409 | 425
187L050NG | SureMotion timing belt, 3/8in L pitch, 1/2in wide, 50 tooth, 18.8in pitch length (circumference), neoprene, fiberglass reinforced. | Stock | 6.5 | 7.25
187L100NG | SureMotion timing belt, 3/8in L pitch, 1in wide, 50 tooth, 18.8in pitch length (circumference), neoprene, fiberglass reinforced. | Stock | 12.5 | 14
1888632 | Dymo AC power adapter, replacement. For use with Dymo XTL 300 series handheld label makers. | Stock | 19 | 20
1888635 | Dymo AC power adapter, replacement. For use with Dymo XTL 500 series industrial label maker. | Stock | 30 | 31
1888636 | Dymo battery, replacement. For use with Dymo XTL 500 series industrial label maker. | Stock | 49 | 51
1888637 | Dymo cutter mechanism, replacement. For use with Dymo XTL 500 series industrial label maker. | Stock | 18 | 18.5
18A1309 | Hammond subpanel, 5052-H32 aluminum. For use with 16x12 (HxW) 1418xxxx and C3R16126HCR enclosures. | from vendor up to 15 business days | 38.5 | 41
18A1313 | Hammond subpanel, 5052-H32 aluminum. For use with 16x16 (HxW) 1418xxxx and C3R16166HCR enclosures. | from vendor up to 15 business days | 47.5 | 51
18A1717 | Hammond subpanel, 5052-H32 aluminum. For use with 20x20 (HxW) 1418xxxx, 1447SAxxHK and C3R20208HCR enclosures. | from vendor up to 15 business days | 69 | 74
18A2117 | Hammond subpanel, 5052-H32 aluminum. For use with 24x20 (HxW) 1418xxxx, 1447SBxxHK, C3R24208HCR and HW2420xxxxHK enclosures. | Stock | 115 | 124
18A2121 | Hammond subpanel, 5052-H32 aluminum. For use with 24x24 (HxW) 1418xxxx, 1447SCxxHK, C3R2424xxHCR and HW2424xxxxHK enclosures. | Stock | 133 | 143
18A2721 | Hammond subpanel, 5052-H32 aluminum. For use with 24x30/30x24 (HxW) 1418xxxx, 1447Sxxxx, C3R3024xxHCR and HWxxxxxxHK enclosures. | from vendor up to 15 business days | 161 | 172
18A3321 | Hammond subpanel, 5052-H32 aluminum. For use with 36x24 (HxW) 1418xxxx, 1447Sxxxx, C3R362412HCR and HW3624xxxxHK enclosures. | from vendor up to 15 business days | 188 | 202
18A3327 | Hammond subpanel, 5052-H32 aluminum. For use with 36x30 (HxW) 1418xxxx, 1447Sxxxx, C3R363012HCR and HW3630xxxxHK enclosures. | Stock | 231 | 247
18A4533 | Hammond subpanel, 5052-H32 aluminum. For use with 36x48/48x36 (HxW) 1418xxxx, 1422UW12, 1447Sxxxx, C3R4836xxHCR, HW4836xxxxHK and HN4WM364812xx enclosures. | from vendor up to 15 business days | 361 | 385
18A5733 | Hammond subpanel, 5052-H32 aluminum. For use with 36x60/60x36 (HxW) 1418xxxx, 1422UX12, 1447Sxxxx, C3R603612HCR, HW6036xxxxHK and HN4WM366012xx enclosures. | Stock | 447 | 477
18B212 | Hammond enclosure terminal bracket, carbon steel, vertical or horizontal mount, RAL 9003 white, powder coat finish. Package of 2. For use with 12in (H or W) 1418 wall-mount enclosures. | from vendor up to 15 business days | 47 | 50
18B216 | Hammond enclosure terminal bracket, carbon steel, vertical or horizontal mount, RAL 9003 white, powder coat finish. Package of 2. For use with 16in (H or W) 1418 wall-mount enclosures. | from vendor up to 15 business days | 52 | 56
18B220 | Hammond enclosure terminal bracket, carbon steel, vertical or horizontal mount, RAL 9003 white, powder coat finish. Package of 2. For use with 20in (H or W) 1418 wall-mount enclosures. | from vendor up to 15 business days | 53 | 57
18B224 | Hammond enclosure terminal bracket, carbon steel, vertical or horizontal mount, RAL 9003 white, powder coat finish. Package of 2. For use with 24in (H or W) 1418 wall-mount enclosures. | from vendor up to 15 business days | 64 | 68
18B230 | Hammond enclosure terminal bracket, carbon steel, vertical or horizontal mount, RAL 9003 white, powder coat finish. Package of 2. For use with 30in (H or W) 1418 wall-mount enclosures. | from vendor up to 15 business days | 69 | 74
18B236 | Hammond enclosure terminal bracket, carbon steel, vertical or horizontal mount, RAL 9003 white, powder coat finish. Package of 2. For use with 36in (H or W) 1418 wall-mount enclosures. | from vendor up to 15 business days | 75 | 80
18B324 | Hammond enclosure terminal bracket, carbon steel, vertical or horizontal mount, RAL 9003 white, powder coat finish. Package of 3. For use with 24in (H or W) 1418 wall-mount enclosures. | from vendor up to 15 business days | 78 | 85
18B330 | Hammond enclosure terminal bracket, carbon steel, vertical or horizontal mount, RAL 9003 white, powder coat finish. Package of 3. For use with 30in (H or W) 1418 wall-mount enclosures. | from vendor up to 15 business days | 92 | 99
18B336 | Hammond enclosure terminal bracket, carbon steel, vertical or horizontal mount, RAL 9003 white, powder coat finish. Package of 3. For use with 36in (H or W) 1418 wall-mount enclosures. | from vendor up to 15 business days | 103 | 111
18G1309 | Hammond subpanel, galvanized steel. For use with 16x12 (HxW) 1418xxxx and C3R16126HCR enclosures. | Stock | 26.5 | 28
18G1313 | Hammond subpanel, galvanized steel. For use with 16x16 (HxW) 1418xxxx and C3R16166HCR enclosures. | Stock | 32.5 | 34.5
18G1515 | Hammond subpanel, galvanized steel. For use with 18x18 (HxW) C3R1818xxHCR enclosures. | from vendor up to 15 business days | 35.5 | 37.5
18G1709 | Hammond subpanel, galvanized steel. For use with 20x12 (HxW) 1418CA6 & 1418CA8 enclosures. | Stock | 30.5 | 32.5
18G1713 | Hammond subpanel, galvanized steel. For use with 20x16 (HxW) 1418xxxx and C3R20166HCR enclosures. | Stock | 38.5 | 41
18G1717 | Hammond subpanel, galvanized steel. For use with 20x20 (HxW) 1418xxxx, 1447SAxxHK and C3R20208HCR enclosures. | Stock | 46.5 | 49.5
18G2109 | Hammond subpanel, galvanized steel. For use with 24x12 (HxW) 1418xxxx enclosures. | from vendor up to 15 business days | 38.5 | 41
18G2113 | Hammond subpanel, galvanized steel. For use with 24x16 (HxW) 1418xxxx and HW24168xxHK enclosures. | Stock | 45 | 48
18G2117 | Hammond subpanel, galvanized steel. For use with 24x20 (HxW) 1418xxxx, 1447SBxxHK, C3R24208HCR and HW2420xxxxHK enclosures. | Stock | 60 | 64
18G2121 | Hammond subpanel, galvanized steel. For use with 24x24 (HxW) 1418xxxx, 1447SCxxHK, C3R2424xxHCR and HW2424xxxxHK enclosures. | Stock | 69 | 74
18G2709 | Hammond subpanel, galvanized steel. For use with 30x12 (HxW) 1418KA8 enclosures. | from vendor up to 15 business days | 55 | 59
18G2713 | Hammond subpanel, galvanized steel. For use with 30x16 (HxW) 1418FG6 & 1418KG8 enclosures. | from vendor up to 15 business days | 60 | 64
18G2717 | Hammond subpanel, galvanized steel. For use with 30x20 (HxW) 1418xxxx, 1447SDxxHK and HW30208xxHK enclosures. | Stock | 72 | 78
18G2721 | Hammond subpanel, galvanized steel. For use with 24x30/30x24 (HxW) 1418xxxx, 1447Sxxxx, C3R3024xxHCR and HWxxxxxxHK enclosures. | Stock | 84 | 90
18G2727 | Hammond subpanel, galvanized steel. For use with 30x30 (HxW) 1418xxxx, C3R3030xxHCR and HW30308xxHK enclosures. | Stock | 119 | 127
18G3321 | Hammond subpanel, galvanized steel. For use with 36x24 (HxW) 1418xxxx, 1447Sxxxx, C3R362412HCR and HW3624xxxxHK enclosures. | from vendor up to 15 business days | 101 | 109
18G3327 | Hammond subpanel, galvanized steel. For use with 36x30 (HxW) 1418xxxx, 1447Sxxxx, C3R363012HCR and HW3630xxxxHK enclosures. | Stock | 135 | 145
18G3333 | Hammond subpanel, galvanized steel. For use with 36x36 (HxW) 1418xxxx, C3R3636xxHCR and HW363612xxHK enclosures. | Stock | 158 | 169
18G3921 | Hammond subpanel, galvanized steel. For use with 24x42/42x24 (HxW) 1418N8, 1422Pxx and HN4WM24428xx enclosures. | from vendor up to 15 business days | 122 | 131
18G3927 | Hammond subpanel, galvanized steel. For use with 30x42/42x30 (HxW) 1418xxxx, 1422R10, 1447Sxxxx, C3R423012HCR, HW423010xxHK and HN4WM304210xx enclosures. | from vendor up to 15 business days | 154 | 165
18G3933 | Hammond subpanel, galvanized steel. For use with 36x42/42x36 (HxW) 1418xxxx, 1422UV12, 1447Sxxxx, C3R423612HCR, HW423610xxHK and HN4WM364210xx enclosures. | from vendor up to 15 business days | 181 | 194
18G4521 | Hammond subpanel, galvanized steel. For use with 24x48/48x24 (HxW) 1418Q8, 1422PW8, 1447SQ10HK and HN4WM24488xx enclosures. | from vendor up to 15 business days | 141 | 150
18G4527 | Hammond subpanel, galvanized steel. For use with 30x48/48x30 (HxW) 1418xxxx, 1422RW10 and HN4WM304810xx enclosures. | from vendor up to 15 business days | 173 | 185
18G4533 | Hammond subpanel, galvanized steel. For use with 36x48/48x36 (HxW) 1418xxxx, 1422UW12, 1447Sxxxx, C3R4836xxHCR, HW4836xxxxHK and HN4WM364812xx enclosures. | Stock | 205 | 219
18G5733 | Hammond subpanel, galvanized steel. For use with 36x60/60x36 (HxW) 1418xxxx, 1422UX12, 1447Sxxxx, C3R603612HCR, HW6036xxxxHK and HN4WM366012xx enclosures. | Stock | 211 | 226
18G6927 | Hammond subpanel, galvanized steel. For use with 72x30 (HxW) 1418Uxx enclosures. | from vendor up to 15 business days | 265 | 284
18G6933 | Hammond subpanel, galvanized steel. For use with 72x36 (HxW) 1418V12 enclosures. | from vendor up to 15 business days | 297 | 317
18P1309 | Hammond subpanel, carbon steel, RAL 9003 white, powder coat finish. For use with 16x12 (HxW) 1418xxxx and C3R16126HCR enclosures. | Stock | 26.5 | 28
18P1309PP | Hammond subpanel, perforated, carbon steel, ANSI 61 gray, powder coat finish. For use with 16x12 (HxW) 1418xxxx and C3R16126HCR enclosures. | Stock | 23.5 | 26.5
18P1309S16 | Hammond subpanel, 316 stainless steel, #4 brush finish. For use with 16x12 (HxW) 1418xxxx and C3R16126HCR enclosures. | from vendor up to 15 business days | 75 | 80
18P1313 | Hammond subpanel, carbon steel, RAL 9003 white, powder coat finish. For use with 16x16 (HxW) 1418xxxx and C3R16166HCR enclosures. | Stock | 32.5 | 34.5
18P1313PP | Hammond subpanel, perforated, carbon steel, ANSI 61 gray, powder coat finish. For use with 16x16 (HxW) 1418xxxx and C3R16166HCR enclosures. | from vendor up to 15 business days | 29 | 33
18P1313S16 | Hammond subpanel, 316 stainless steel, #4 brush finish. For use with 16x16 (HxW) 1418xxxx and C3R16166HCR enclosures. | Stock | 92 | 99
18P1515 | Hammond subpanel, carbon steel, RAL 9003 white, powder coat finish. For use with 18x18 (HxW) C3R18186HCR and C3R181810HCR enclosures. | Stock | 35.5 | 37.5
18P1515PP | Hammond subpanel, perforated, carbon steel, ANSI 61 gray, powder coat finish. For use with 18x18 (HxW) C3R18186HCR and C3R181810HCR enclosures. | from vendor up to 15 business days | 31.5 | 35.5
18P1709 | Hammond subpanel, carbon steel, RAL 9003 white, powder coat finish. For use with 20x12 (HxW) 1418CA6 and 1418CA8 enclosures. | Stock | 30.5 | 32.5
18P1713 | Hammond subpanel, carbon steel, RAL 9003 white, powder coat finish. For use with 20x16 (HxW) 1418xxxx and C3R20166HCR enclosures. | Stock | 38.5 | 41
18P1713PP | Hammond subpanel, perforated, carbon steel, ANSI 61 gray, powder coat finish. For use with 20x16 (HxW) 1418xxxx and C3R20166HCR enclosures. | Stock | 34.5 | 39
18P1713S16 | Hammond subpanel, 316 stainless steel, #4 brush finish. For use with 20x16 (HxW) 1418xxxx and C3R20166HCR enclosures. | from vendor up to 15 business days | 111 | 119
18P1717 | Hammond subpanel, carbon steel, RAL 9003 white, powder coat finish. For use with 20x20 (HxW) 1418xxxx, 1447SAxxHK, and C3R20208HCR enclosures. | Stock | 46.5 | 49.5
18P1717PP | Hammond subpanel, perforated, carbon steel, ANSI 61 gray, powder coat finish. For use with 20x20 (HxW) 1418xxxx, 1447SAxxHK, and C3R20208HCR enclosures. | from vendor up to 15 business days | 41.5 | 47
18P1717S16 | Hammond subpanel, 316 stainless steel, #4 brush finish. For use with 20x20 (HxW) 1418xxxx, 1447SAxxHK, and C3R20208HCR enclosures. | from vendor up to 15 business days | 143 | 152
18P2109 | Hammond subpanel, carbon steel, RAL 9003 white, powder coat finish. For use with 24x12 (HxW) 1418xxxx enclosures. | Stock | 38.5 | 41.5
18P2113 | Hammond subpanel, carbon steel, RAL 9003 white, powder coat finish. For use with 24x16 (HxW) 1418xxxx and HW24168xxHK enclosures. | Stock | 45 | 48
18P2113S16 | Hammond subpanel, 316 stainless steel, #4 brush finish. For use with 24x16 (HxW) 1418xxxx and HW24168xxHK enclosures. | Stock | 137 | 147
18P2117 | Hammond subpanel, carbon steel, RAL 9003 white, powder coat finish. For use with 24x20 (HxW) 1418xxxx, 1447SBxxHK, C3R24208HCR, and HW2420xxxxHK enclosures. | Stock | 60 | 64
18P2117PP | Hammond subpanel, perforated, carbon steel, ANSI 61 gray, powder coat finish. For use with 24x20 (HxW) 1418xxxx, 1447SBxxHK, C3R24208HCR, and HW2420xxxxHK enclosures. | Stock | 54 | 61
18P2117S16 | Hammond subpanel, 316 stainless steel, #4 brush finish. For use with 24x20 (HxW) 1418xxxx, 1447SBxxHK, C3R24208HCR, and HW2420xxxxHK enclosures. | Stock | 173 | 185
18P2121 | Hammond subpanel, carbon steel, RAL 9003 white, powder coat finish. For use with 24x24 (HxW) 1418xxxx, 1447SCxxHK, C3R2424xxHCR, and HW2424xxxxHK enclosures. | Stock | 69 | 74
18P2121PP | Hammond subpanel, perforated, carbon steel, ANSI 61 gray, powder coat finish. For use with 24x24 (HxW) 1418xxxx, 1447SCxxHK, C3R2424xxHCR, and HW2424xxxxHK enclosures. | Stock | 62 | 70
18P2121S16 | Hammond subpanel, 316 stainless steel, #4 brush finish. For use with 24x24 (HxW) 1418xxxx, 1447SCxxHK, C3R2424xxHCR, and HW2424xxxxHK enclosures. | Stock | 202 | 216
18P2709 | Hammond subpanel, carbon steel, RAL 9003 white, powder coat finish. For use with 30x12 (HxW) 1418KA8 enclosures. | Stock | 55 | 59
18P2713 | Hammond subpanel, carbon steel, RAL 9003 white, powder coat finish. For use with 30x16 (HxW) 1418FG6 and 1418KG8 enclosures. | Stock | 60 | 64
18P2717 | Hammond subpanel, carbon steel, RAL 9003 white, powder coat finish. For use with 30x20 (HxW) 1418xxxx, 1447SDxxHK, and HW30208xxHK enclosures. | Stock | 72 | 78
18P2717S16 | Hammond subpanel, 316 stainless steel, #4 brush finish. For use with 30x20 (HxW) 1418xxxx, 1447SDxxHK, and HW30208xxHK enclosures. | from vendor up to 15 business days | 214 | 229
18P2721 | Hammond subpanel, carbon steel, RAL 9003 white, powder coat finish. For use with 24x30 and 30x24 (HxW) 1418xxxx, 1447Sxxxx, C3R3024xxHCR, and HWxxxxxxHK enclosures. | Stock | 84 | 90
18P2721PP | Hammond subpanel, perforated, carbon steel, ANSI 61 gray, powder coat finish. For use with 24x30 and 30x24 (HxW) 1418xxxx, 1447Sxxxx, C3R3024xxHCR, and HWxxxxxxHK enclosures. | Stock | 75 | 85
18P2721S16 | Hammond subpanel, 316 stainless steel, #4 brush finish. For use with 24x30 and 30x24 (HxW) 1418xxxx, 1447Sxxxx, C3R3024xxHCR, and HWxxxxxxHK enclosures. | Stock | 243 | 261
18P2727 | Hammond subpanel, carbon steel, RAL 9003 white, powder coat finish. For use with 30x30 (HxW) 1418xxxx, C3R3030xxHCR, and HW30308xxHK enclosures. | Stock | 119 | 127
18P2727PP | Hammond subpanel, perforated, carbon steel, ANSI 61 gray, powder coat finish. For use with 30x30 (HxW) 1418xxxx, C3R3030xxHCR, and HW30308xxHK enclosures. | from vendor up to 15 business days | 106 | 120
18P2727S16 | Hammond subpanel, 316 stainless steel, #4 brush finish. For use with 30x30 (HxW) 1418xxxx, C3R3030xxHCR, and HW30308xxHK enclosures. | from vendor up to 15 business days | 320 | 341
18P3321 | Hammond subpanel, carbon steel, RAL 9003 white, powder coat finish. For use with 36x24 (HxW) 1418xxxx, 1447Sxxxx, C3R362412HCR, and HW3624xxxxHK enclosures. | Stock | 101 | 109
18P3321PP | Hammond subpanel, perforated, carbon steel, ANSI 61 gray, powder coat finish. For use with 36x24 (HxW) 1418xxxx, 1447Sxxxx, C3R362412HCR, and HW3624xxxxHK enclosures. | from vendor up to 15 business days | 91 | 103
18P3321S16 | Hammond subpanel, 316 stainless steel, #4 brush finish. For use with 36x24 (HxW) 1418xxxx, 1447Sxxxx, C3R362412HCR, and HW3624xxxxHK enclosures. | from vendor up to 15 business days | 307 | 328
18P3327 | Hammond subpanel, carbon steel, RAL 9003 white, powder coat finish. For use with 36x30 (HxW) 1418xxxx, 1447Sxxxx, C3R363012HCR, and HW3630xxxxHK enclosures. | Stock | 135 | 145
18P3327PP | Hammond subpanel, perforated, carbon steel, ANSI 61 gray, powder coat finish. For use with 36x30 (HxW) 1418xxxx, 1447Sxxxx, C3R363012HCR, and HW3630xxxxHK enclosures. | from vendor up to 15 business days | 121 | 136
18P3327S16 | Hammond subpanel, 316 stainless steel, #4 brush finish. For use with 36x30 (HxW) 1418xxxx, 1447Sxxxx, C3R363012HCR, and HW3630xxxxHK enclosures. | Stock | 381 | 405
18P3333 | Hammond subpanel, carbon steel, RAL 9003 white, powder coat finish. For use with 36x36 (HxW) 1418xxxx, C3R3636xxHCR, and HW363612xxHK enclosures. | Stock | 158 | 169
18P3333PP | Hammond subpanel, perforated, carbon steel, ANSI 61 gray, powder coat finish. For use with 36x36 (HxW) 1418xxxx, C3R3636xxHCR, and HW363612xxHK enclosures. | from vendor up to 15 business days | 142 | 160
18P3333S16 | Hammond subpanel, 316 stainless steel, #4 brush finish. For use with 36x36 (HxW) 1418xxxx, C3R3636xxHCR, and HW363612xxHK enclosures. | from vendor up to 15 business days | 459 | 490
18P3921 | Hammond subpanel, carbon steel, RAL 9003 white, powder coat finish. For use with 24x42 and 42x24 (HxW) 1418N8, 1422Pxx, and HN4WM24428xx enclosures. | Stock | 122 | 131
18P3927 | Hammond subpanel, carbon steel, RAL 9003 white, powder coat finish. For use with 30x42 and 42x30 (HxW) 1418xxxx, 1422R10, 1447Sxxxx, C3R423012HCR, HW423010xxHK, and HN4WM304210xx enclosures. | Stock | 154 | 165
18P3927S16 | Hammond subpanel, 316 stainless steel, #4 brush finish. For use with 30x42 and 42x30 (HxW) 1418xxxx, 1422R10, 1447Sxxxx, C3R423012HCR, HW423010xxHK, and HN4WM304210xx enclosures. | from vendor up to 15 business days | 447 | 477
18P3933 | Hammond subpanel, carbon steel, RAL 9003 white, powder coat finish. For use with 36x42 and 42x36 (HxW) 1418xxxx, 1422UV12, 1447Sxxxx, C3R423612HCR, HW423010xxHK, and HN4WM304210xx enclosures. | Stock | 181 | 194
18P3933S16 | Hammond subpanel, 316 stainless steel, #4 brush finish. For use with 36x42 and 42x36 (HxW) 1418xxxx, 1422UV12, 1447Sxxxx, C3R423612HCR, HW423010xxHK, and HN4WM304210xx enclosures. | from vendor up to 15 business days | 536 | 571
18P4521 | Hammond subpanel, carbon steel, RAL 9003 white, powder coat finish. For use with 24x48 and 48x24 (HxW) 1418Q8, 1422PW8, 1447SQ10HK, and HN4WM24488xx enclosures. | Stock | 141 | 150
18P4527 | Hammond subpanel, carbon steel, RAL 9003 white, powder coat finish. For use with 30x48 and 48x30 (HxW) 1418xxxx, 1422RW10, and HN4WM304810xx enclosures. | Stock | 173 | 185
18P4533 | Hammond subpanel, carbon steel, RAL 9003 white, powder coat finish. For use with 36x48 and 48x36 (HxW) 1418xxxx, 1422UW12, 1447Sxxxx, C3R4836xxHCR, HW4836xxxxHK, and HN4WM364812xx enclosures. | Stock | 205 | 219
18P4533S16 | Hammond subpanel, 316 stainless steel, #4 brush finish. For use with 36x48 and 48x36 (HxW) 1418xxxx, 1422UW12, 1447Sxxxx, C3R4836xxHCR, HW4836xxxxHK, and HN4WM364812xx enclosures. | from vendor up to 15 business days | 580 | 618
18P5733 | Hammond subpanel, carbon steel, RAL 9003 white, powder coat finish. For use with 36x60 and 60x36 (HxW) 1418xxxx, 1422UX12, 1447Sxxxx, C3R603612HCR, HW6036xxxxHK, and HN4WM366012xx enclosures. | Stock | 251 | 268
18P5733S16 | Hammond subpanel, 316 stainless steel, #4 brush finish. For use with 36x60 and 60x36 (HxW) 1418xxxx, 1422UX12, 1447Sxxxx, C3R603612HCR, HW6036xxxxHK, and HN4WM366012xx enclosures. | Stock | 767 | 817
18P6927 | Hammond subpanel, carbon steel, RAL 9003 white, powder coat finish. For use with 72x30 (HxW) 1418Uxx enclosures. | Stock | 266 | 284
18P6933 | Hammond subpanel, carbon steel, RAL 9003 white, powder coat finish. For use with 72x36 (HxW) 1418V12 enclosures. | from vendor up to 15 business days | 297 | 317
18S12 | Hammond enclosure terminal strap, 9.5in length, 7.6in usable length, carbon steel, vertical or horizontal mount, RAL 9003 white, powder coat finish. For use with 12in (H or W) 1418 wall-mount enclosures. Mounting hardware included. | from vendor up to 15 business days | 17.5 | 18.75
18S16 | Hammond enclosure terminal strap, 13.5in length, 11.6in usable length, carbon steel, vertical or horizontal mount, RAL 9003 white, powder coat finish. For use with 16in (H or W) 1418 wall-mount enclosures. Mounting hardware included. | Stock | 18 | 19.25
18S20 | Hammond enclosure terminal strap, 17.5in length, 15.6in usable length, carbon steel, vertical or horizontal mount, RAL 9003 white, powder coat finish. For use with 20in (H or W) 1418 wall-mount enclosures. Mounting hardware included. | Stock | 20.5 | 22
18S24 | Hammond enclosure terminal strap, 21.5in length, 19.6in usable length, carbon steel, vertical or horizontal mount, RAL 9003 white, powder coat finish. For use with 24in (H or W) 1418 wall-mount enclosures. Mounting hardware included. | from vendor up to 15 business days | 23.5 | 25
18S30 | Hammond enclosure terminal strap, 27.5in length, 25.6in usable length, carbon steel, vertical or horizontal mount, RAL 9003 white, powder coat finish. For use with 30in (H or W) 1418 wall-mount enclosures. Mounting hardware included. | from vendor up to 15 business days | 28 | 30
18S36 | Hammond enclosure terminal strap, 33.5in length, 31.6in usable length, carbon steel, vertical or horizontal mount, RAL 9003 white, powder coat finish. For use with 36in (H or W) 1418 wall-mount enclosures. Mounting hardware included. | from vendor up to 15 business days | 32 | 34
18S42 | Hammond enclosure terminal strap, 39.5in length, 37.6in usable length, carbon steel, vertical or horizontal mount, RAL 9003 white, powder coat finish. For use with 42in (H or W) 1418 wall-mount enclosures. Mounting hardware included. | from vendor up to 15 business days | 36.5 | 38.5
18S48 | Hammond enclosure terminal strap, 45.5in length, 43.6in usable length, carbon steel, vertical or horizontal mount, RAL 9003 white, powder coat finish. For use with 48in (H or W) 1418 wall-mount enclosures. Mounting hardware included. | from vendor up to 15 business days | 40.5 | 43
18S60 | Hammond enclosure terminal strap, 57.5in length, 55.6in usable length, carbon steel, vertical or horizontal mount, RAL 9003 white, powder coat finish. For use with 60in (H or W) 1418 wall-mount enclosures. Mounting hardware included. | from vendor up to 15 business days | 49 | 52
18S72 | Hammond enclosure terminal strap, 69.5in length, 67.6in usable length, carbon steel, vertical or horizontal mount, RAL 9003 white, powder coat finish. For use with 72in (H or W) 1418 wall-mount enclosures. Mounting hardware included. | from vendor up to 15 business days | 54 | 57
190XL025NG | SureMotion timing belt, 1/5in XL pitch, 1/4in wide, 95 tooth, 19in pitch length (circumference), neoprene, fiberglass reinforced. | Stock | 2.75 | 3
190XL037NG | SureMotion timing belt, 1/5in XL pitch, 3/8in wide, 95 tooth, 19in pitch length (circumference), neoprene, fiberglass reinforced. | Stock | 4.5 | 5
191202 | Leeson Washguard SST Duck series premium efficiency AC induction motor, washdown and high-performance inverter duty, 1/3hp, 3-phase, 208-230/460 VAC, 1800rpm, TENV, 56C frame, stainless steel, C-face only mount. | Stock | 446
191204 | Leeson Washguard SST Duck series premium efficiency AC induction motor, washdown and high-performance inverter duty, 1/2hp, 3-phase, 208-230/460 VAC, 1800rpm, TENV, 56C frame, stainless steel, rigid base/C-face mount. | Stock | 484
191205 | Leeson Washguard SST Duck series premium efficiency AC induction motor, washdown and high-performance inverter duty, 1/2hp, 3-phase, 208-230/460 VAC, 1800rpm, TENV, 56C frame, stainless steel, C-face only mount. | Stock | 472
191206 | Leeson Washguard SST Duck series standard efficiency AC induction motor, washdown and high-performance inverter duty, 3/4hp, 3-phase, 208-230/460 VAC, 3600rpm, TENV, 56C frame, stainless steel, rigid base/C-face mount. | Stock | 545
191207 | Leeson Washguard SST Duck series premium efficiency AC induction motor, washdown and high-performance inverter duty, 3/4hp, 3-phase, 208-230/460 VAC, 1800rpm, TENV, 56C frame, stainless steel, rigid base/C-face mount. | Stock | 528
191208 | Leeson Washguard SST Duck series premium efficiency AC induction motor, washdown and high-performance inverter duty, 3/4hp, 3-phase, 208-230/460 VAC, 1800rpm, TENV, 56C frame, stainless steel, C-face only mount. | Stock | 518
191475 | Leeson Washguard SST Duck series standard efficiency AC induction motor, washdown, 1/2hp, 1-phase, 115/230 VAC, 1800rpm, TEFC, 56C frame, stainless steel, rigid base/C-face mount. | Stock | 631
191477 | Leeson Washguard SST Duck series premium efficiency AC induction motor, washdown, 3/4hp, 1-phase, 115/230 VAC, 1800rpm, TEFC, 56C frame, stainless steel, rigid base/C-face mount. | Stock | 726
191479 | Leeson Washguard SST Duck series standard efficiency AC induction motor, washdown, 1hp, 1-phase, 115/230 VAC, 1800rpm, TEFC, 56C frame, stainless steel, rigid base/C-face mount. | Stock | 748
191487 | Leeson Washguard SST Duck series premium efficiency AC induction motor, washdown and inverter rated, 1hp, 3-phase, 208-230/460 VAC, 1800rpm, TEFC, 143TC frame, stainless steel, rigid base/C-face mount. | Stock | 818
191490 | Leeson Washguard SST Duck series premium efficiency AC induction motor, washdown and inverter rated, 2hp, 3-phase, 208-230/460 VAC, 3600rpm, TEFC, 145TC frame, stainless steel, rigid base/C-face mount. | Stock | 1029
191491 | Leeson Washguard SST Duck series premium efficiency AC induction motor, washdown and inverter rated, 2hp, 3-phase, 208-230/460 VAC, 1800rpm, TEFC, 145TC frame, stainless steel, rigid base/C-face mount. | Stock | 1011
191560 | Leeson Washguard SST Duck series premium efficiency AC induction motor, washdown and inverter rated, 1-1/2hp, 3-phase, 208-230/460 VAC, 3600rpm, TEFC, 56HC frame, stainless steel, rigid base/C-face mount. | Stock | 833
191561 | Leeson Washguard SST Duck series premium efficiency AC induction motor, washdown and inverter rated, 1-1/2hp, 3-phase, 208-230/460 VAC, 1800rpm, TEFC, 56HC frame, stainless steel, rigid base/C-face mount. | Stock | 791
191562 | Leeson Washguard SST Duck series premium efficiency AC induction motor, washdown and inverter rated, 2hp, 3-phase, 208-230/460 VAC, 3600rpm, TEFC, 56HC frame, stainless steel, rigid base/C-face mount. | Stock | 935
191563 | Leeson Washguard SST Duck series premium efficiency AC induction motor, washdown and inverter rated, 2hp, 3-phase, 208-230/460 VAC, 1800rpm, TEFC, 56HC frame, stainless steel, rigid base/C-face mount. | Stock | 851
191564 | Leeson Washguard SST Duck series premium efficiency AC induction motor, washdown and inverter rated, 1hp, 3-phase, 208-230/460 VAC, 1800rpm, TEFC, 56C frame, stainless steel, C-face only mount. | Stock | 679
191565 | Leeson Washguard SST Duck series premium efficiency AC induction motor, washdown and inverter rated, 1hp, 3-phase, 208-230/460 VAC, 1800rpm, TEFC, 143TC frame, stainless steel, C-face only mount. | Stock | 784
191569 | Leeson Washguard SST Duck series premium efficiency AC induction motor, washdown and inverter rated, 2hp, 3-phase, 208-230/460 VAC, 1800rpm, TEFC, 56C frame, stainless steel, C-face only mount. | Stock | 850
191570 | Leeson Washguard SST Duck series premium efficiency AC induction motor, washdown and inverter rated, 2hp, 3-phase, 208-230/460 VAC, 1800rpm, TEFC, 145TC frame, stainless steel, C-face only mount. | Stock | 908
192MXL025NG | SureMotion timing belt, 0.08in MXL pitch, 1/4in wide, 192 tooth, 15.4in pitch length (circumference), neoprene, fiberglass reinforced. Package of 3. | Stock | 9.75 | 11
195MXL025NG | SureMotion timing belt, 0.08in MXL pitch, 1/4in wide, 195 tooth, 15.6in pitch length (circumference), neoprene, fiberglass reinforced. Package of 3. | Stock | 9.75 | 11
195MXL025PP | SureMotion timing belt, 0.08in MXL pitch, 1/4in wide, 195 tooth, 15.6in pitch length (circumference), polyurethane, polyester reinforced. Package of 3. | Stock | 15 | 16.5
1PU06MC10 | NITRA pneumatic coiled tubing, ether-based polyurethane, clear blue, 6mm outside diameter, 5/32in (4mm) inside diameter, 10 coils, 3.2ft (0.98m) working length. | Stock | 7.25 | 8
1PU06MC20 | NITRA pneumatic coiled tubing, ether-based polyurethane, clear blue, 6mm outside diameter, 5/32in (4mm) inside diameter, 20 coils, 5.8ft (1.77m) working length. | Stock | 8.75 | 9.5
1PU06MC40 | NITRA pneumatic coiled tubing, ether-based polyurethane, clear blue, 6mm outside diameter, 5/32in (4mm) inside diameter, 40 coils, 8.4ft (2.56m) working length. | Stock | 10.5 | 11.5
1PU08MC10 | NITRA pneumatic coiled tubing, ether-based polyurethane, clear blue, 5/16in (8mm) outside diameter, 5mm inside diameter, 10 coils, 3.3ft (1.01m) working length. | Stock | 8.75 | 9.5
1PU08MC20 | NITRA pneumatic coiled tubing, ether-based polyurethane, clear blue, 5/16in (8mm) outside diameter, 5mm inside diameter, 20 coils, 6.1ft (1.86m) working length. | Stock | 12.5 | 13.5
1PU08MC40 | NITRA pneumatic coiled tubing, ether-based polyurethane, clear blue, 5/16in (8mm) outside diameter, 5mm inside diameter, 40 coils, 8.8ft (2.68m) working length. | Stock | 16 | 17.5
1PU10MC10 | NITRA pneumatic coiled tubing, ether-based polyurethane, clear blue, 10mm outside diameter, 6.5mm inside diameter, 10 coils, 4.0ft (1.22m) working length. | Stock | 11.5 | 12.5
1PU10MC20 | NITRA pneumatic coiled tubing, ether-based polyurethane, clear blue, 10mm outside diameter, 6.5mm inside diameter, 20 coils, 7.4ft (2.26m) working length. | Stock | 16 | 17.5
1PU10MC40 | NITRA pneumatic coiled tubing, ether-based polyurethane, clear blue, 10mm outside diameter, 6.5mm inside diameter, 40 coils, 14.2ft (4.33m) working length. | Stock | 21 | 23
1PU14C10 | NITRA pneumatic coiled tubing, ether-based polyurethane, clear blue, 1/4in outside diameter, 0.156in inside diameter, 10 coils, 3.2ft (0.98m) working length. | Stock | 7.25 | 8
1PU14C20 | NITRA pneumatic coiled tubing, ether-based polyurethane, clear blue, 1/4in outside diameter, 0.156in inside diameter, 20 coils, 5.8ft (1.77m) working length. | Stock | 9 | 9.75
1PU14C40 | NITRA pneumatic coiled tubing, ether-based polyurethane, clear blue, 1/4in outside diameter, 0.156in inside diameter, 40 coils, 8.4ft (2.56m) working length. | Stock | 10.5 | 11.5
1PU38C10 | NITRA pneumatic coiled tubing, ether-based polyurethane, clear blue, 3/8in outside diameter, 0.250in inside diameter, 10 coils, 4.0ft (1.22m) working length. | Stock | 10.5 | 11.5
1PU38C20 | NITRA pneumatic coiled tubing, ether-based polyurethane, clear blue, 3/8in outside diameter, 0.250in inside diameter, 20 coils, 7.4ft (2.26m) working length. | Stock | 15 | 16.5
1PU38C40 | NITRA pneumatic coiled tubing, ether-based polyurethane, clear blue, 3/8in outside diameter, 0.250in inside diameter, 40 coils, 14.2ft (4.33m) working length. | Stock | 19 | 20.5
1PU532C10 | NITRA pneumatic coiled tubing, ether-based polyurethane, clear blue, 5/32in (4mm) outside diameter, 0.093in inside diameter, 10 coils, 2.2ft (0.67m) working length. | Stock | 5.75 | 6.25
1PU532C20 | NITRA pneumatic coiled tubing, ether-based polyurethane, clear blue, 5/32in (4mm) outside diameter, 0.093in inside diameter, 20 coils, 3.9ft (1.19m) working length. | Stock | 6.25 | 6.75
1PU532C40 | NITRA pneumatic coiled tubing, ether-based polyurethane, clear blue, 5/32in (4mm) outside diameter, 0.093in inside diameter, 40 coils, 5.5ft (1.68m) working length. | Stock | 7 | 7.75
1UHD722918FTC | Hammond disconnect enclosure, NEMA 12, right flange, 72 x 29 x 18in (HxWxD), freestanding, carbon steel, ANSI 61 gray, powder coat finish, single-door, 3-point padlocking handle. | from vendor up to 15 business days | 2419 | 2573
1UHD722918N4SS | Hammond disconnect enclosure, NEMA 3R/4/4X/12/13, right flange, 72 x 29 x 18in (HxWxD), freestanding, 304 stainless steel, #4 brush finish, single-door, 3-point padlocking handle. | from vendor up to 15 business days | 6252 | 6711
1UHD723518FTC | Hammond disconnect enclosure, NEMA 12, right flange, 72 x 35 x 18in (HxWxD), freestanding, carbon steel, ANSI 61 gray, powder coat finish, single-door, 3-point padlocking handle. | Stock | 2680 | 2851
1UHD723518N4SS | Hammond disconnect enclosure, NEMA 3R/4/4X/12/13, right flange, 72 x 35 x 18in (HxWxD), freestanding, 304 stainless steel, #4 brush finish, single-door, 3-point padlocking handle. | from vendor up to 15 business days | 6938 | 7448
1UHD724118FTC | Hammond disconnect enclosure, NEMA 12, right flange, 72 x 41 x 18in (HxWxD), freestanding, carbon steel, ANSI 61 gray, powder coat finish, single-door, 3-point padlocking handle. | Stock | 2940 | 3128
1UHD724118N4SS | Hammond disconnect enclosure, NEMA 3R/4/4X/12/13, right flange, 72 x 41 x 18in (HxWxD), freestanding, 304 stainless steel, #4 brush finish, single-door, 3-point padlocking handle. | from vendor up to 15 business days | 7631 | 8192
1UHD844118FTC | Hammond disconnect enclosure, NEMA 12, right flange, 84 x 41 x 18in (HxWxD), freestanding, carbon steel, ANSI 61 gray, powder coat finish, single-door, 3-point padlocking handle. | from vendor up to 15 business days | 3268 | 3475
1UHD844118N4SS | Hammond disconnect enclosure, NEMA 3R/4/4X/12/13, right flange, 84 x 41 x 18in (HxWxD), freestanding, 304 stainless steel, #4 brush finish, single-door, 3-point padlocking handle. | from vendor up to 15 business days | 8454 | 9074
1UHD844124FTC | Hammond disconnect enclosure, NEMA 12, right flange, 84 x 41 x 24in (HxWxD), freestanding, carbon steel, ANSI 61 gray, powder coat finish, single-door, 3-point padlocking handle. | from vendor up to 15 business days | 3430 | 3648
1UHD844124N4SS | Hammond disconnect enclosure, NEMA 3R/4/4X/12/13, right flange, 84 x 41 x 24in (HxWxD), freestanding, 304 stainless steel, #4 brush finish, single-door, 3-point padlocking handle. | from vendor up to 15 business days | 8603 | 9235
1UHD904118FTC | Hammond disconnect enclosure, NEMA 12, right flange, 90 x 41 x 18in (HxWxD), freestanding, carbon steel, ANSI 61 gray, powder coat finish, single-door, 3-point padlocking handle. | from vendor up to 15 business days | 3293 | 3502
1UHD904118N4SS | Hammond disconnect enclosure, NEMA 3R/4/4X/12/13, right flange, 90 x 41 x 18in (HxWxD), freestanding, 304 stainless steel, #4 brush finish, single-door, 3-point padlocking handle. | from vendor up to 15 business days | 8942 | 9598
1UHD904120FTC | Hammond disconnect enclosure, NEMA 12, right flange, 90 x 41 x 20in (HxWxD), freestanding, carbon steel, ANSI 61 gray, powder coat finish, single-door, 3-point padlocking handle. | from vendor up to 15 business days | 3639 | 3870
1UHD904120N4SS | Hammond disconnect enclosure, NEMA 3R/4/4X/12/13, right flange, 90 x 41 x 20in (HxWxD), freestanding, 304 stainless steel, #4 brush finish, single-door, 3-point padlocking handle. | from vendor up to 15 business days | 9153 | 9824
1UHD904124FTC | Hammond disconnect enclosure, NEMA 12, right flange, 90 x 41 x 24in (HxWxD), freestanding, carbon steel, ANSI 61 gray, powder coat finish, single-door, 3-point padlocking handle. | from vendor up to 15 business days | 3852 | 4097
1UHD904124N4SS | Hammond disconnect enclosure, NEMA 3R/4/4X/12/13, right flange, 90 x 41 x 24in (HxWxD), freestanding, 304 stainless steel, #4 brush finish, single-door, 3-point padlocking handle. | from vendor up to 15 business days | 9710 | 10423
2000-8M-20-NG | SureMotion timing belt, 8mm pitch, 20mm wide, 250 tooth, 2000mm pitch length (circumference), neoprene, fiberglass reinforced. | Stock | 53 | 59
2000-8M-30-NG | SureMotion timing belt, 8mm pitch, 30mm wide, 250 tooth, 2000mm pitch length (circumference), neoprene, fiberglass reinforced. | Stock | 78 | 86
20010000 | WERMA incandescent industrial signal beacon, 57mm, red, permanent, IP65, base mount, 12-240 VAC/VDC. | Stock | 16.5 | 17
200128 | Mounting gasket, replacement. For use with Flowline DL24, LU27, LU77, and LU80 series ultrasonic level sensors. | Stock | 9.5 | 10
200129 | Mounting gasket, replacement. For use with Flowline DL34, LU23, LU28, LU29, LU74, LU78, LU81, LU83, and LU84 series ultrasonic level sensors. | Stock | 14
20020000 | WERMA incandescent industrial signal beacon, 57mm, green, permanent, IP65, base mount, 12-240 VAC/VDC. | Stock | 16.5 | 17
2002-0230 | ASO Safety Solutions contact edge mounting rail, aluminum, 5ft length. Package of 4. For use with safety contact edges. | Stock | 94 | 98
2002-0231 | ASO Safety Solutions contact edge mounting rail, aluminum, 2ft length. For use with safety contact edges. | Stock | 16.5 | 17
20030000 | WERMA incandescent industrial signal beacon, 57mm, yellow, permanent, IP65, base mount, 12-240 VAC/VDC. | Stock | 16.5 | 17
20040000 | WERMA incandescent industrial signal beacon, 57mm, clear/white, permanent, IP65, base mount, 12-240 VAC/VDC. | Stock | 16.5 | 17
20050000 | WERMA incandescent industrial signal beacon, 57mm, blue, permanent, IP65, base mount, 12-240 VAC/VDC. | Stock | 16.5 | 17
200-5M-09-NG | SureMotion timing belt, 5mm pitch, 9mm wide, 40 tooth, 200mm pitch length (circumference), neoprene, fiberglass reinforced. | Stock | 6 | 6.5
200-5M-15-NG | SureMotion timing belt, 5mm pitch, 15mm wide, 40 tooth, 200mm pitch length (circumference), neoprene, fiberglass reinforced. | Stock | 8.75 | 9.75
200MXL025NG | SureMotion timing belt, 0.08in MXL pitch, 1/4in wide, 200 tooth, 16in pitch length (circumference), neoprene, fiberglass reinforced. Package of 3. | Stock | 10 | 11
200MXL025PP | SureMotion timing belt, 0.08in MXL pitch, 1/4in wide, 200 tooth, 16in pitch length (circumference), polyurethane, polyester reinforced. Package of 3. | Stock | 15 | 16.5
200TDDS84C | AutomationDirect EMI input filter, 460 VAC, 3-phase, 200A, panel mount, EMI/RFI filtering, drive rated, standard performance, busbar. For use with 3-phase AC drives. | Stock | 916 | 953
200XL025NG | SureMotion timing belt, 1/5in XL pitch, 1/4in wide, 100 tooth, 20in pitch length (circumference), neoprene, fiberglass reinforced. | Stock | 2.75 | 3
200XL037NG | SureMotion timing belt, 1/5in XL pitch, 3/8in wide, 100 tooth, 20in pitch length (circumference), neoprene, fiberglass reinforced. | Stock | 4.5 | 5
2010-0080 | ASO Safety Solutions contact mat trim kit, aluminum. For use with 24 x 36in safety mats. Includes (4) trim corners and (4) mat trim pieces. | Stock | 89 | 93
2010-0081 | ASO Safety Solutions contact mat trim kit, aluminum. For use with 24 x 48in safety mats. Includes (4) trim corners and (4) mat trim pieces. | Stock | 99 | 103
2010-0082 | ASO Safety Solutions contact mat trim kit, aluminum. For use with 24 x 60in safety mats. Includes (4) trim corners and (4) mat trim pieces. | Stock | 112 | 116
2010-0083 | ASO Safety Solutions contact mat trim kit, aluminum. For use with 36 x 36in safety mats. Includes (4) trim corners and (4) mat trim pieces. | Stock | 99 | 103
2010-0084 | ASO Safety Solutions contact mat trim kit, aluminum. For use with 36 x 48in safety mats. Includes (4) trim corners and (4) mat trim pieces. | Stock | 110 | 114
2010-0085 | ASO Safety Solutions contact mat trim kit, aluminum. For use with 36 x 60in safety mats. Includes (4) trim corners and (4) mat trim pieces. | Stock | 125 | 130
2010-0086 | ASO Safety Solutions contact mat trim, aluminum, 5ft length. For use with safety contact mats. | Stock | 52 | 54
2010-0087 | ASO Safety Solutions contact mat trim corner, polyamide. For use with safety contact mats. | Stock | 3.25 | 3.5
20110067 | WERMA LED industrial signal beacon, 58mm, red, permanent, IP65, base mount, 115 VAC. | Stock | 75 | 78
20110075 | WERMA LED industrial signal beacon, 58mm, red, permanent, IP65, base mount, 24 VAC/VDC. | Stock | 60 | 62
20120067 | WERMA LED industrial signal beacon, 58mm, green, permanent, IP65, base mount, 115 VAC. | Stock | 75 | 78
20120075 | WERMA LED industrial signal beacon, 58mm, green, permanent, IP65, base mount, 24 VAC/VDC. | Stock | 60 | 62
20130067 | WERMA LED industrial signal beacon, 58mm, yellow, permanent, IP65, base mount, 115 VAC. | Stock | 75 | 78
20130075 | WERMA LED industrial signal beacon, 58mm, yellow, permanent, IP65, base mount, 24 VAC/VDC. | Stock | 60 | 62
20140067 | WERMA LED industrial signal beacon, 58mm, clear/white, permanent, IP65, base mount, 115 VAC. | Stock | 105 | 109
20140075 | WERMA LED industrial signal beacon, 58mm, clear/white, permanent, IP65, base mount, 24 VAC/VDC. | Stock | 118 | 123
20150067 | WERMA LED industrial signal beacon, 58mm, blue, permanent, IP65, base mount, 115 VAC. | Stock | 114 | 119
20150075 | WERMA LED industrial signal beacon, 58mm, blue, permanent, IP65, base mount, 24 VAC/VDC. | Stock | 118 | 123
2020C | SureFrame 10 Series standard T-slotted rail, 6063-T6 anodized aluminum alloy, cut to length, 2 x 2in profile, slot size 6. | Stock | 0.62
20210055 | WERMA Xenon tube industrial signal beacon, 58mm, red, flashing (0.75 Hz flash frequency), IP65, base mount, 24 VDC. | Stock | 96 | 100
20210067 | WERMA Xenon tube industrial signal beacon, 58mm, red, flashing (0.75 Hz flash frequency), IP65, base mount, 115 VAC. | Stock | 96 | 100
20220055 | WERMA Xenon tube industrial signal beacon, 58mm, green, flashing (0.75 Hz flash frequency), IP65, base mount, 24 VDC. | Stock | 102 | 106
20220067 | WERMA Xenon tube industrial signal beacon, 58mm, green, flashing (0.75 Hz flash frequency), IP65, base mount, 115 VAC. | Stock | 102 | 106
20230055 | WERMA Xenon tube industrial signal beacon, 58mm, yellow, flashing (0.75 Hz flash frequency), IP65, base mount, 24 VDC. | Stock | 96 | 100
20230067 | WERMA Xenon tube industrial signal beacon, 58mm, yellow, flashing (0.75 Hz flash frequency), IP65, base mount, 115 VAC. | Stock | 96 | 100
20240055 | WERMA Xenon tube industrial signal beacon, 58mm, clear/white, flashing (0.75 Hz flash frequency), IP65, base mount, 24 VDC. | Stock | 102 | 106
20240067 | WERMA Xenon tube industrial signal beacon, 58mm, clear/white, flashing (0.75 Hz flash frequency), IP65, base mount, 115 VAC. | Stock | 102 | 106
20250055 | WERMA Xenon tube industrial signal beacon, 58mm, blue, flashing (0.75 Hz flash frequency), IP65, base mount, 24 VDC. | Stock | 102 | 106
20250067 | WERMA Xenon tube industrial signal beacon, 58mm, blue, flashing (0.75 Hz flash frequency), IP65, base mount, 115 VAC. | Stock | 102 | 106
20310000 | WERMA incandescent industrial signal beacon, 57mm, red, permanent, IP65, bracket mount, 12-240 VAC/VDC. | Stock | 20.5 | 21.5
20320000 | WERMA incandescent industrial signal beacon, 57mm, green, permanent, IP65, bracket mount, 12-240 VAC/VDC. | Stock | 20.5 | 21.5
20330000 | WERMA incandescent industrial signal beacon, 57mm, yellow, permanent, IP65, bracket mount, 12-240 VAC/VDC. | Stock | 20.5 | 21.5
20340000 | WERMA incandescent industrial signal beacon, 57mm, clear/white, permanent, IP65, bracket mount, 12-240 VAC/VDC. | Stock | 20.5 | 21.5
20350000 | WERMA incandescent industrial signal beacon, 57mm, blue, permanent, IP65, bracket mount, 12-240 VAC/VDC. | Stock | 20.5 | 21.5
204038 | Mounting gasket, replacement. For use with Flowline DL14, DL10, DX10, and DS14 series ultrasonic level sensors. | Stock | 5.25 | 6
20410067 | WERMA LED industrial signal beacon, 58mm, red, permanent, IP65, bracket mount, 115 VAC. | Stock | 86 | 89
20410075 | WERMA LED industrial signal beacon, 58mm, red, permanent, IP65, bracket mount, 24 VAC/VDC. | Stock | 70 | 73
20420067 | WERMA LED industrial signal beacon, 58mm, green, permanent, IP65, bracket mount, 115 VAC. | Stock | 86 | 89
20420075 | WERMA LED industrial signal beacon, 58mm, green, permanent, IP65, bracket mount, 24 VAC/VDC. | Stock | 70 | 73
20430067 | WERMA LED industrial signal beacon, 58mm, yellow, permanent, IP65, bracket mount, 115 VAC. | Stock | 86 | 89
20430075 | WERMA LED industrial signal beacon, 58mm, yellow, permanent, IP65, bracket mount, 24 VAC/VDC. | Stock | 70 | 73
20440067 | WERMA LED industrial signal beacon, 58mm, clear/white, permanent, IP65, bracket mount, 115 VAC. | Stock | 128 | 133
20440075 | WERMA LED industrial signal beacon, 58mm, clear/white, permanent, IP65, bracket mount, 24 VAC/VDC. | Stock | 114 | 119
20450067 | WERMA LED industrial signal beacon, 58mm, blue, permanent, IP65, bracket mount, 115 VAC. | Stock | 128 | 133
20450075 | WERMA LED industrial signal beacon, 58mm, blue, permanent, IP65, bracket mount, 24 VAC/VDC. | Stock | 114 | 119
20510055 | WERMA Xenon tube industrial signal beacon, 58mm, red, flashing (0.75 Hz flash frequency), IP65, bracket mount, 24 VDC. | Stock | 102 | 106
20510067 | WERMA Xenon tube industrial signal beacon, 58mm, red, flashing (0.75 Hz flash frequency), IP65, bracket mount, 115 VAC. | Stock | 102 | 106
20520055 | WERMA Xenon tube industrial signal beacon, 58mm, green, flashing (0.75 Hz flash frequency), IP65, bracket mount, 24 VDC. | Stock | 106 | 110
20520067 | WERMA Xenon tube industrial signal beacon, 58mm, green, flashing (0.75 Hz flash frequency), IP65, bracket mount, 115 VAC. | Stock | 106 | 110
20530055 | WERMA Xenon tube industrial signal beacon, 58mm, yellow, flashing (0.75 Hz flash frequency), IP65, bracket mount, 24 VDC. | Stock | 100 | 104
20530067 | WERMA Xenon tube industrial signal beacon, 58mm, yellow, flashing (0.75 Hz flash frequency), IP65, bracket mount, 115 VAC. | Stock | 100 | 104
20540055 | WERMA Xenon tube industrial signal beacon, 58mm, clear/white, flashing (0.75 Hz flash frequency), IP65, bracket mount, 24 VDC. | Stock | 106 | 110
20540067 | WERMA Xenon tube industrial signal beacon, 58mm, clear/white, flashing (0.75 Hz flash frequency), IP65, bracket mount, 115 VAC. | Stock | 106 | 110
20550055 | WERMA Xenon tube industrial signal beacon, 58mm, blue, flashing (0.75 Hz flash frequency), IP65, bracket mount, 24 VDC. | Stock | 106 | 110
20550067 | WERMA Xenon tube industrial signal beacon, 58mm, blue, flashing (0.75 Hz flash frequency), IP65, bracket mount, 115 VAC. | Stock | 106 | 110
20610000 | WERMA incandescent industrial signal beacon, 57mm, red, permanent, IP65, 22.5mm panel mount, 12-48 VAC/VDC. Purchase bulb separately. | Stock | 30.5 | 31.5
20620000 | WERMA incandescent industrial signal beacon, 57mm, green, permanent, IP65, 22.5mm panel mount, 12-48 VAC/VDC. Purchase bulb separately. | Stock | 30.5 | 31.5
20630000 | WERMA incandescent industrial signal beacon, 57mm, yellow, permanent, IP65, 22.5mm panel mount, 12-48 VAC/VDC. Purchase bulb separately. | Stock | 30.5 | 31.5
20640000 | WERMA incandescent industrial signal beacon, 57mm, clear/white, permanent, IP65, 22.5mm panel mount, 12-48 VAC/VDC. Purchase bulb separately. | Stock | 37 | 38.5
20650000 | WERMA incandescent industrial signal beacon, 57mm, blue, permanent, IP65, 22.5mm panel mount, 12-48 VAC/VDC. Purchase bulb separately. | Stock | 37 | 38.5
20710067 | WERMA LED industrial signal beacon, 58mm, red, permanent, IP65, 22.5mm panel mount, 115 VAC. | Stock | 80 | 83
20710075 | WERMA LED industrial signal beacon, 58mm, red, permanent, IP65, 22.5mm panel mount, 24 VAC/VDC. | Stock | 69 | 72
20720067 | WERMA LED industrial signal beacon, 58mm, green, permanent, IP65, 22.5mm panel mount, 115 VAC. | Stock | 75 | 78
20720075 | WERMA LED industrial signal beacon, 58mm, green, permanent, IP65, 22.5mm panel mount, 24 VAC/VDC. | Stock | 69 | 72
20730067 | WERMA LED industrial signal beacon, 58mm, yellow, permanent, IP65, 22.5mm panel mount, 115 VAC. | Stock | 75 | 78
20730075 | WERMA LED industrial signal beacon, 58mm, yellow, permanent, IP65, 22.5mm panel mount, 24 VAC/VDC. | Stock | 69 | 72
20740067 | WERMA LED industrial signal beacon, 58mm, clear/white, permanent, IP65, 22.5mm panel mount, 115 VAC. | Stock | 124 | 129
20740075 | WERMA LED industrial signal beacon, 58mm, clear/white, permanent, IP65, 22.5mm panel mount, 24 VAC/VDC. | Stock | 114 | 119
20750067 | WERMA LED industrial signal beacon, 58mm, blue, permanent, IP65, 22.5mm panel mount, 115 VAC. | Stock | 124 | 129
20750075 | WERMA LED industrial signal beacon, 58mm, blue, permanent, IP65, 22.5mm panel mount, 24 VAC/VDC. | Stock | 114 | 119
20810055 | WERMA Xenon tube industrial signal beacon, 58mm, red, flashing (0.75 Hz flash frequency), IP65, 22.5mm panel mount, 24 VDC. | Stock | 104 | 108
20810067 | WERMA Xenon tube industrial signal beacon, 58mm, red, flashing (0.75 Hz flash frequency), IP65, 22.5mm panel mount, 115 VAC. | Stock | 104 | 108
20820055 | WERMA Xenon tube industrial signal beacon, 58mm, green, flashing (0.75 Hz flash frequency), IP65, 22.5mm panel mount, 24 VDC. | Stock | 106 | 110
20820067 | WERMA Xenon tube industrial signal beacon, 58mm, green, flashing (0.75 Hz flash frequency), IP65, 22.5mm panel mount, 115 VAC. | Stock | 106 | 110
20830055 | WERMA Xenon tube industrial signal beacon, 58mm, yellow, flashing (0.75 Hz flash frequency), IP65, 22.5mm panel mount, 24 VDC. | Stock | 104 | 108
20830067 | WERMA Xenon tube industrial signal beacon, 58mm, yellow, flashing (0.75 Hz flash frequency), IP65, 22.5mm panel mount, 115 VAC. | Stock | 104 | 108
20840055 | WERMA Xenon tube industrial signal beacon, 58mm, clear/white, flashing (0.75 Hz flash frequency), IP65, 22.5mm panel mount, 24 VDC. | Stock | 106 | 110
20840067 | WERMA Xenon tube industrial signal beacon, 58mm, clear/white, flashing (0.75 Hz flash frequency), IP65, 22.5mm panel mount, 115 VAC. | Stock | 106 | 110
20850055 | WERMA Xenon tube industrial signal beacon, 58mm, blue, flashing (0.75 Hz flash frequency), IP65, 22.5mm panel mount, 24 VDC. | Stock | 106 | 110
20850067 | WERMA Xenon tube industrial signal beacon, 58mm, blue, flashing (0.75 Hz flash frequency), IP65, 22.5mm panel mount, 115 VAC. | Stock | 106 | 110
208MXL025NG | SureMotion timing belt, 0.08in MXL pitch, 1/4in wide, 208 tooth, 16.6in pitch length (circumference), neoprene, fiberglass reinforced. Package of 3. | Stock | 10 | 11
20910000 | WERMA incandescent industrial signal beacon, 57mm, red, permanent, IP65, tube mount, 12-240 VAC/VDC. | Stock | 20.5 | 21.5
20911067 | WERMA LED industrial signal beacon, 58mm, red, permanent, IP65, tube mount, 115 VAC. | Stock | 85 | 88
20911075 | WERMA LED industrial signal beacon, 58mm, red, permanent, IP65, tube mount, 24 VAC/VDC. | Stock | 70 | 73
20912055 | WERMA Xenon tube industrial signal beacon, 58mm, red, flashing (0.75 Hz flash frequency), IP65, tube mount, 24 VDC. | Stock | 100 | 104
20912067 | WERMA Xenon tube industrial signal beacon, 58mm, red, flashing (0.75 Hz flash frequency), IP65, tube mount, 115 VAC. | Stock | 100 | 104
20920000 | WERMA incandescent industrial signal beacon, 57mm, green, permanent, IP65, tube mount, 12-240 VAC/VDC. | Stock | 20.5 | 21.5
20921067 | WERMA LED industrial signal beacon, 58mm, green, permanent, IP65, tube mount, 115 VAC. | Stock | 85 | 88
20921075 | WERMA LED industrial signal beacon, 58mm, green, permanent, IP65, tube mount, 24 VAC/VDC. | Stock | 70 | 73
20930000 | WERMA incandescent industrial signal beacon, 57mm, yellow, permanent, IP65, tube mount, 12-240 VAC/VDC. | Stock | 20.5 | 21.5
20931067 | WERMA LED industrial signal beacon, 58mm, yellow, permanent, IP65, tube mount, 115 VAC. | Stock | 85 | 88
20931075 | WERMA LED industrial signal beacon, 58mm, yellow, permanent, IP65, tube mount, 24 VAC/VDC. | Stock | 70 | 73
20932055 | WERMA Xenon tube industrial signal beacon, 58mm, yellow, flashing (0.75 Hz flash frequency), IP65, tube mount, 24 VDC. | Stock | 100 | 104
20932067 | WERMA Xenon tube industrial signal beacon, 58mm, yellow, flashing (0.75 Hz flash frequency), IP65, tube mount, 115 VAC. | Stock | 100 | 104
20940000 | WERMA incandescent industrial signal beacon, 57mm, clear/white, permanent, IP65, tube mount, 12-240 VAC/VDC. | Stock | 20.5 | 21.5
20941067 | WERMA LED industrial signal beacon, 58mm, clear/white, permanent, IP65, tube mount, 115 VAC. | Stock | 127 | 132
20941075 | WERMA LED industrial signal beacon, 58mm, clear/white, permanent, IP65, tube mount, 24 VAC/VDC. | Stock | 113 | 118
20942055 | WERMA Xenon tube industrial signal beacon, 58mm, clear/white, flashing (0.75 Hz flash frequency), IP65, tube mount, 24 VDC. | Stock | 106 | 110
20942067 | WERMA Xenon tube industrial signal beacon, 58mm, clear/white, flashing (0.75 Hz flash frequency), IP65, tube mount, 115 VAC. | Stock | 100 | 104
20950000 | WERMA incandescent industrial signal beacon, 57mm, blue, permanent, IP65, tube mount, 12-240 VAC/VDC. | Stock | 20.5 | 21.5
20951067 | WERMA LED industrial signal beacon, 58mm, blue, permanent, IP65, tube mount, 115 VAC. | Stock | 127 | 132
20951075 | WERMA LED industrial signal beacon, 58mm, blue, permanent, IP65, tube mount, 24 VAC/VDC. | Stock | 113 | 118
20952055 | WERMA Xenon tube industrial signal beacon, 58mm, blue, flashing (0.75 Hz flash frequency), IP65, tube mount, 24 VDC. | Stock | 106 | 110
20952067 | WERMA Xenon tube industrial signal beacon, 58mm, blue, flashing (0.75 Hz flash frequency), IP65, tube mount, 115 VAC. | Stock | 106 | 110
20DRT1W3S | AutomationDirect EMI input filter, 230 VAC, 1-phase, 20A, panel mount, EMI/RFI filtering, drive rated, standard performance, screw terminals and ring terminals. For use with 1-phase AC drives. | Stock | 67.5 | 70
21010000 | WERMA incandescent industrial tall signal beacon, 57mm, red, permanent, IP65, base mount, 12-240 VAC/VDC. | Stock | 17.5 | 18
21020000 | WERMA incandescent industrial tall signal beacon, 57mm, green, permanent, IP65, base mount, 12-240 VAC/VDC. | Stock | 17.5 | 18
21030000 | WERMA incandescent industrial tall signal beacon, 57mm, yellow, permanent, IP65, base mount, 12-240 VAC/VDC. | Stock | 17.5 | 18
21040000 | WERMA incandescent industrial tall signal beacon, 57mm, clear/white, permanent, IP65, base mount, 12-240 VAC/VDC. | Stock | 17.5 | 18
21050000 | WERMA incandescent industrial tall signal beacon, 57mm, blue, permanent, IP65, base mount, 12-240 VAC/VDC. | Stock | 17.5 | 18
210L050NG | SureMotion timing belt, 3/8in L pitch, 1/2in wide, 56 tooth, 21in pitch length (circumference), neoprene, fiberglass reinforced. | Stock | 7 | 7.75
210L100NG | SureMotion timing belt, 3/8in L pitch, 1in wide, 56 tooth, 21in pitch length (circumference), neoprene, fiberglass reinforced. | Stock | 14 | 15.5
210XL037NG | SureMotion timing belt, 1/5in XL pitch, 3/8in wide, 105 tooth, 21in pitch length (circumference), neoprene, fiberglass reinforced. | Stock | 4.5 | 5
21110067 | WERMA LED industrial tall signal beacon, 58mm, red, permanent, IP65, base mount, 115 VAC. | Stock | 86 | 89
21110075 | WERMA LED industrial tall signal beacon, 58mm, red, permanent, IP65, base mount, 24 VAC/VDC. | Stock | 70 | 73
21120067 | WERMA LED industrial tall signal beacon, 58mm, green, permanent, IP65, base mount, 115 VAC. | Stock | 86 | 89
21120075 | WERMA LED industrial tall signal beacon, 58mm, green, permanent, IP65, base mount, 24 VAC/VDC. | Stock | 70 | 73
21130067 | WERMA LED industrial tall signal beacon, 58mm, yellow, permanent, IP65, base mount, 115 VAC. | Stock | 86 | 89
21130075 | WERMA LED industrial tall signal beacon, 58mm, yellow, permanent, IP65, base mount, 24 VAC/VDC. | Stock | 70 | 73
21140067 | WERMA LED industrial tall signal beacon, 58mm, clear/white, permanent, IP65, base mount, 115 VAC. | Stock | 129 | 134
21140075 | WERMA LED industrial tall signal beacon, 58mm, clear/white, permanent, IP65, base mount, 24 VAC/VDC. | Stock | 114 | 119
21150067 | WERMA LED industrial tall signal beacon, 58mm, blue, permanent, IP65, base mount, 115 VAC. | Stock | 129 | 134
21150075 | WERMA LED industrial tall signal beacon, 58mm, blue, permanent, IP65, base mount, 24 VAC/VDC. | Stock | 114 | 119
2120 | CUSTOMER REFUND | Stock | 0
21210055 | WERMA Xenon tube industrial tall signal beacon, 58mm, red, flashing (0.75 Hz flash frequency), IP65, base mount, 24 VDC. | Stock | 101 | 105
21210067 | WERMA Xenon tube industrial tall signal beacon, 58mm, red, flashing (0.75 Hz flash frequency), IP65, base mount, 115 VAC. | Stock | 101 | 105
21220055 | WERMA Xenon tube industrial tall signal beacon, 58mm, green, flashing (0.75 Hz flash frequency), IP65, base mount, 24 VDC. | Stock | 106 | 110
21220067 | WERMA Xenon tube industrial tall signal beacon, 58mm, green, flashing (0.75 Hz flash frequency), IP65, base mount, 115 VAC. | Stock | 106 | 110
21230055 | WERMA Xenon tube industrial tall signal beacon, 58mm, yellow, flashing (0.75 Hz flash frequency), IP65, base mount, 24 VDC. | Stock | 106 | 110
21230067 | WERMA Xenon tube industrial tall signal beacon, 58mm, yellow, flashing (0.75 Hz flash frequency), IP65, base mount, 115 VAC. | Stock | 106 | 110
21240055 | WERMA Xenon tube industrial tall signal beacon, 58mm, clear/white, flashing (0.75 Hz flash frequency), IP65, base mount, 24 VDC. | Stock | 114 | 119
21240067 | WERMA Xenon tube industrial tall signal beacon, 58mm, clear/white, flashing (0.75 Hz flash frequency), IP65, base mount, 115 VAC. | Stock | 114 | 119
21250055 | WERMA Xenon tube industrial tall signal beacon, 58mm, blue, flashing (0.75 Hz flash frequency), IP65, base mount, 24 VDC. | Stock | 114 | 119
21250067 | WERMA Xenon tube industrial tall signal beacon, 58mm, blue, flashing (0.75 Hz flash frequency), IP65, base mount, 115 VAC. | Stock | 114 | 119
212MXL025NG | SureMotion timing belt, 0.08in MXL pitch, 1/4in wide, 212 tooth, 17in pitch length (circumference), neoprene, fiberglass reinforced. Package of 3. | Stock | 10 | 11
212MXL025PP | SureMotion timing belt, 0.08in MXL pitch, 1/4in wide, 212 tooth, 17in pitch length (circumference), polyurethane, polyester reinforced. Package of 3. | Stock | 10.5 | 11.5
21310000 | WERMA incandescent industrial tall signal beacon, 57mm, red, permanent, IP65, bracket mount, 12-240 VAC/VDC. | Stock | 20.5 | 21.5
21320000 | WERMA incandescent industrial tall signal beacon, 57mm, green, permanent, IP65, bracket mount, 12-240 VAC/VDC. | Stock | 20.5 | 21.5
21330000 | WERMA incandescent industrial tall signal beacon, 57mm, yellow, permanent, IP65, bracket mount, 12-240 VAC/VDC. | Stock | 20.5 | 21.5
21340000 | WERMA incandescent industrial tall signal beacon, 57mm, clear/white, permanent, IP65, bracket mount, 12-240 VAC/VDC. | Stock | 20.5 | 21.5
21350000 | WERMA incandescent industrial tall signal beacon, 57mm, blue, permanent, IP65, bracket mount, 12-240 VAC/VDC. | Stock | 20.5 | 21.5
214010 | RUKO drill bit, jobber-length, 1mm, split point, high-speed steel (HSS), bright finish. Package of 10. | Stock | 7
214015 | RUKO drill bit, jobber-length, 1.5mm, split point, high-speed steel (HSS), bright finish. Package of 10. | Stock | 7
214020 | RUKO drill bit, jobber-length, 2mm, split point, high-speed steel (HSS), bright finish. Package of 10. | Stock | 7
214025 | RUKO drill bit, jobber-length, 2.5mm, split point, high-speed steel (HSS), bright finish. Package of 10. | Stock | 8.25
214030 | RUKO drill bit, jobber-length, 3mm, split point, high-speed steel (HSS), bright finish. Package of 10. | Stock | 8.5
214033 | RUKO drill bit, jobber-length, 3.3mm, split point, high-speed steel (HSS), bright finish. Package of 10. | Stock | 9
214035 | RUKO drill bit, jobber-length, 3.5mm, split point, high-speed steel (HSS), bright finish. Package of 10. | Stock | 9.5
214040 | RUKO drill bit, jobber-length, 4mm, split point, high-speed steel (HSS), bright finish. Package of 10. | Stock | 9.5
214042 | RUKO drill bit, jobber-length, 4.2mm, split point, high-speed steel (HSS), bright finish. Package of 10. | Stock | 10
214045 | RUKO drill bit, jobber-length, 4.5mm, split point, high-speed steel (HSS), bright finish. Package of 10. | Stock | 10.5
214050 | RUKO drill bit, jobber-length, 5mm, split point, high-speed steel (HSS), bright finish. Package of 10. | Stock | 11.75 | 11.5
214055 | RUKO drill bit, jobber-length, 5.5mm, split point, high-speed steel (HSS), bright finish. Package of 10. | Stock | 13.25 | 13
214060 | RUKO drill bit, jobber-length, 6mm, split point, high-speed steel (HSS), bright finish. Package of 10. | Stock | 14
214065 | RUKO drill bit, jobber-length, 6.5mm, split point, high-speed steel (HSS), bright finish. Package of 10. | Stock | 18 | 17.75
214068 | RUKO drill bit, jobber-length, 6.8mm, split point, high-speed steel (HSS), bright finish. Package of 10. | Stock | 18.5 | 18.25
214070 | RUKO drill bit, jobber-length, 7mm, split point, high-speed steel (HSS), bright finish. Package of 10. | Stock | 19
214075 | RUKO drill bit, jobber-length, 7.5mm, split point, high-speed steel (HSS), bright finish. Package of 10. | Stock | 21
214080 | RUKO drill bit, jobber-length, 8mm, split point, high-speed steel (HSS), bright finish. Package of 10. | Stock | 25.5
214085 | RUKO drill bit, jobber-length, 8.5mm, split point, high-speed steel (HSS), bright finish. Package of 10. | Stock | 28.5 | 28
214090 | RUKO drill bit, jobber-length, 9mm, split point, high-speed steel (HSS), bright finish. Package of 10. | Stock | 31
214095 | RUKO drill bit, jobber-length, 9.5mm, split point, high-speed steel (HSS), bright finish. Package of 10. | Stock | 33 | 32.5
214100 | RUKO drill bit, jobber-length, 10mm, split point, high-speed steel (HSS), bright finish. Package of 10. | Stock | 39 | 38.5
21410067 | WERMA LED industrial tall signal beacon, 58mm, red, permanent, IP65, bracket mount, 115 VAC. | Stock | 86 | 89
21410075 | WERMA LED industrial tall signal beacon, 58mm, red, permanent, IP65, bracket mount, 24 VAC/VDC. | Stock | 72 | 75
214102 | RUKO drill bit, jobber-length, 10.2mm, split point, high-speed steel (HSS), bright finish. Package of 10. | Stock | 40.5 | 40
214105 | RUKO drill bit, jobber-length, 10.5mm, split point, high-speed steel (HSS), bright finish. Package of 5. | Stock | 21
214110 | RUKO drill bit, jobber-length, 11mm, split point, high-speed steel (HSS), bright finish. Package of 5. | Stock | 23.5
214115 | RUKO drill bit, jobber-length, 11.5mm, split point, high-speed steel (HSS), bright finish. Package of 5. | Stock | 26 | 25.5
214120 | RUKO drill bit, jobber-length, 12mm, split point, high-speed steel (HSS), bright finish. Package of 5. | Stock | 28
214125 | RUKO drill bit, jobber-length, 12.5mm, split point, high-speed steel (HSS), bright finish. Package of 5. | Stock | 29.5
214130 | RUKO drill bit, jobber-length, 13mm, split point, high-speed steel (HSS), bright finish. Package of 5. | Stock | 36 | 35.5
21420067 | WERMA LED industrial tall signal beacon, 58mm, green, permanent, IP65, bracket mount, 115 VAC. | Stock | 86 | 89
21420075 | WERMA LED industrial tall signal beacon, 58mm, green, permanent, IP65, bracket mount, 24 VAC/VDC. | Stock | 72 | 75
214214RO | RUKO jobber-length drill bit set, 19 pieces, metric, high-speed steel (HSS), bright finish, includes 1mm to 10mm drill bits in 0.5mm increments and heavy-duty plastic case. | Stock | 55 | 56
214215RO | RUKO jobber-length drill bit set, 25 pieces, metric, high-speed steel (HSS), bright finish, includes 1mm to 13mm drill bits in 0.5mm increments and heavy-duty plastic case. | Stock | 65 | 67
21430067 | WERMA LED industrial tall signal beacon, 58mm, yellow, permanent, IP65, bracket mount, 115 VAC. | Stock | 86 | 89
21430075 | WERMA LED industrial tall signal beacon, 58mm, yellow, permanent, IP65, bracket mount, 24 VAC/VDC. | Stock | 72 | 75
21440067 | WERMA LED industrial tall signal beacon, 58mm, clear/white, permanent, IP65, bracket mount, 115 VAC. | Stock | 128 | 133
21440075 | WERMA LED industrial tall signal beacon, 58mm, clear/white, permanent, IP65, bracket mount, 24 VAC/VDC. | Stock | 114 | 119
21450067 | WERMA LED industrial tall signal beacon, 58mm, blue, permanent, IP65, bracket mount, 115 VAC. | Stock | 128 | 133
21450075 | WERMA LED industrial tall signal beacon, 58mm, blue, permanent, IP65, bracket mount, 24 VAC/VDC. | Stock | 114 | 119
214801 | RUKO drill bit, jobber-length, 1/16in, split point, high-speed steel (HSS), bright finish. Package of 10. | Stock | 5.25
214802 | RUKO drill bit, jobber-length, 5/64in, split point, high-speed steel (HSS), bright finish. Package of 10. | Stock | 5.25
214803 | RUKO drill bit, jobber-length, 3/32in, split point, high-speed steel (HSS), bright finish. Package of 10. | Stock | 5.5 | 5.75
214804 | RUKO drill bit, jobber-length, 7/64in, split point, high-speed steel (HSS), bright finish. Package of 10. | Stock | 6.25 | 6.5
214805 | RUKO drill bit, jobber-length, 1/8in, split point, high-speed steel (HSS), bright finish. Package of 10. | Stock | 7 | 7.5
214806 | RUKO drill bit, jobber-length, 9/64in, split point, high-speed steel (HSS), bright finish. Package of 10. | Stock | 7.5 | 8
214807 | RUKO drill bit, jobber-length, 5/32in, split point, high-speed steel (HSS), bright finish. Package of 10. | Stock | 7.5 | 8
214808 | RUKO drill bit, jobber-length, 11/64in, split point, high-speed steel (HSS), bright finish. Package of 10. | Stock | 8.25 | 8.75
214809 | RUKO drill bit, jobber-length, 3/16in, split point, high-speed steel (HSS), bright finish. Package of 10. | Stock | 10.25 | 10.75
214810 | RUKO drill bit, jobber-length, 13/64in, split point, high-speed steel (HSS), bright finish. Package of 10. | Stock | 11.25 | 11.5
214811 | RUKO drill bit, jobber-length, 7/32in, split point, high-speed steel (HSS), bright finish. Package of 10. | Stock | 12 | 12.5
214812 | RUKO drill bit, jobber-length, 15/64in, split point, high-speed steel (HSS), bright finish. Package of 10. | Stock | 12 | 12.5
214813 | RUKO drill bit, jobber-length, 1/4in, split point, high-speed steel (HSS), bright finish. Package of 10. | Stock | 13 | 13.5
214814 | RUKO drill bit, jobber-length, 17/64in, split point, high-speed steel (HSS), bright finish. Package of 10. | Stock | 15.75 | 16.25
214815 | RUKO drill bit, jobber-length, 9/32in, split point, high-speed steel (HSS), bright finish. Package of 10. | Stock | 16.75 | 17.5
214816 | RUKO drill bit, jobber-length, 19/64in, split point, high-speed steel (HSS), bright finish. Package of 10. | Stock | 18.5 | 19.25
214817 | RUKO drill bit, jobber-length, 5/16in, split point, high-speed steel (HSS), bright finish. Package of 10. | Stock | 17.5 | 18.25
214818 | RUKO drill bit, jobber-length, 21/64in, split point, high-speed steel (HSS), bright finish. Package of 10. | Stock | 20.5 | 21.5
214819 | RUKO drill bit, jobber-length, 11/32in, split point, high-speed steel (HSS), bright finish. Package of 10. | Stock | 24 | 25
214820 | RUKO drill bit, jobber-length, 23/64in, split point, high-speed steel (HSS), bright finish. Package of 10. | Stock | 26 | 27
214821 | RUKO drill bit, jobber-length, 3/8in, split point, high-speed steel (HSS), bright finish. Package of 10. | Stock | 29 | 30
214822 | RUKO drill bit, jobber-length, 25/64in, split point, high-speed steel (HSS), bright finish. Package of 10. | Stock | 29.5 | 31
214823 | RUKO drill bit, jobber-length, 13/32in, split point, high-speed steel (HSS), bright finish. Package of 10. | Stock | 31.5 | 32.5
214824 | RUKO drill bit, jobber-length, 27/64in, split point, high-speed steel (HSS), bright finish. Package of 5. | Stock | 18.25 | 19
214825 | RUKO drill bit, jobber-length, 7/16in, split point, high-speed steel (HSS), bright finish. Package of 5. | Stock | 19.75 | 20.5
214826 | RUKO drill bit, jobber-length, 29/64in, split point, high-speed steel (HSS), bright finish. Package of 5. | Stock | 19.75 | 20.5
214827 | RUKO drill bit, jobber-length, 15/32in, split point, high-speed steel (HSS), bright finish. Package of 5. | Stock | 21.5 | 22.5
214828 | RUKO drill bit, jobber-length, 31/64in, split point, high-speed steel (HSS), bright finish. Package of 5. | Stock | 21.5 | 22.5
214829 | RUKO drill bit, jobber-length, 1/2in, split point, high-speed steel (HSS), bright finish. Package of 5. | Stock | 25 | 26
214850RO | RUKO jobber-length drill bit set, 21 pieces, imperial, high-speed steel (HSS), bright finish, includes 1/16in to 3/8in drill bits in 1/64in increments and heavy-duty plastic case. | Stock | 38 | 39
214851RO | RUKO jobber-length drill bit set, 29 pieces, imperial, high-speed steel (HSS), bright finish, includes 1/16in to 1/2in drill bits in 1/64in increments and heavy-duty plastic case. | Stock | 62 | 63
2149003 | RUKO drill bit, jobber-length, wire number size 3, helical point, high-speed steel (HSS), bright finish. Package of 10. | Stock | 11.25 | 11.5
2149007 | RUKO drill bit, jobber-length, wire number size 7, helical point, high-speed steel (HSS), bright finish. Package of 10. | Stock | 11.25 | 11.5
214900F | RUKO drill bit, jobber-length, letter size F, helical point, high-speed steel (HSS), bright finish. Package of 10. | Stock | 13.75 | 14
214900I | RUKO drill bit, jobber-length, letter size I, helical point, high-speed steel (HSS), bright finish. Package of 10. | Stock | 16 | 16.25
214900Q | RUKO drill bit, jobber-length, letter size Q, helical point, high-speed steel (HSS), bright finish. Package of 10. | Stock | 22 | 22.5
214900R | RUKO drill bit, jobber-length, letter size R, helical point, high-speed steel (HSS), bright finish. Package of 10. | Stock | 28 | 37.5
2149014 | RUKO drill bit, jobber-length, wire number size 14, helical point, high-speed steel (HSS), bright finish. Package of 10. | Stock | 8.75 | 9
2149016 | RUKO drill bit, jobber-length, wire number size 16, helical point, high-speed steel (HSS), bright finish. Package of 10. | Stock | 8.25 | 8.75
2149021 | RUKO drill bit, jobber-length, wire number size 21, helical point, high-speed steel (HSS), bright finish. Package of 10. | Stock | 8.25 | 8.75
2149025 | RUKO drill bit, jobber-length, wire number size 25, helical point, high-speed steel (HSS), bright finish. Package of 10. | Stock | 7.75 | 8
2149029 | RUKO drill bit, jobber-length, wire number size 29, helical point, high-speed steel (HSS), bright finish. Package of 10. | Stock | 7.25 | 7.5
2149033 | RUKO drill bit, jobber-length, wire number size 33, helical point, high-speed steel (HSS), bright finish. Package of 10. | Stock | 7 | 7.25
2149036 | RUKO drill bit, jobber-length, wire number size 36, helical point, high-speed steel (HSS), bright finish. Package of 10. | Stock | 7.75 | 8
2149037 | RUKO drill bit, jobber-length, wire number size 37, helical point, high-speed steel (HSS), bright finish. Package of 10. | Stock | 6.75 | 7
2149038 | RUKO drill bit, jobber-length, wire number size 38, helical point, high-speed steel (HSS), bright finish. Package of 10. | Stock | 6.25 | 6.5
2149042 | RUKO drill bit, jobber-length, wire number size 42, helical point, high-speed steel (HSS), bright finish. Package of 10. | Stock | 6 | 6.25
2149043 | RUKO drill bit, jobber-length, wire number size 43, helical point, high-speed steel (HSS), bright finish. Package of 10. | Stock | 7.25 | 7.5
215010 | RUKO drill bit, jobber-length, 1mm, split point, 5% cobalt high-speed steel (HSSE-Co5), golden brown finish. Package of 10. | Stock | 13.25 | 13
215015 | RUKO drill bit, jobber-length, 1.5mm, split point, 5% cobalt high-speed steel (HSSE-Co5), golden brown finish. Package of 10. | Stock | 13.25 | 13
215020 | RUKO drill bit, jobber-length, 2mm, split point, 5% cobalt high-speed steel (HSSE-Co5), golden brown finish. Package of 10. | Stock | 13.25 | 13
215025 | RUKO drill bit, jobber-length, 2.5mm, split point, 5% cobalt high-speed steel (HSSE-Co5), golden brown finish. Package of 10. | Stock | 14.25 | 14
215030 | RUKO drill bit, jobber-length, 3mm, split point, 5% cobalt high-speed steel (HSSE-Co5), golden brown finish. Package of 10. | Stock | 14.25 | 14
215033 | RUKO drill bit, jobber-length, 3.3mm, split point, 5% cobalt high-speed steel (HSSE-Co5), golden brown finish. Package of 10. | Stock | 15.25 | 15
215035 | RUKO drill bit, jobber-length, 3.5mm, split point, 5% cobalt high-speed steel (HSSE-Co5), golden brown finish. Package of 10. | Stock | 16.5 | 16.25
215040 | RUKO drill bit, jobber-length, 4mm, split point, 5% cobalt high-speed steel (HSSE-Co5), golden brown finish. Package of 10. | Stock | 17 | 16.75
215042 | RUKO drill bit, jobber-length, 4.2mm, split point, 5% cobalt high-speed steel (HSSE-Co5), golden brown finish. Package of 10. | Stock | 19.25 | 19
215045 | RUKO drill bit, jobber-length, 4.5mm, split point, 5% cobalt high-speed steel (HSSE-Co5), golden brown finish. Package of 10. | Stock | 21.5 | 21
215050 | RUKO drill bit, jobber-length, 5mm, split point, 5% cobalt high-speed steel (HSSE-Co5), golden brown finish. Package of 10. | Stock | 25.5 | 25
215055 | RUKO drill bit, jobber-length, 5.5mm, split point, 5% cobalt high-speed steel (HSSE-Co5), golden brown finish. Package of 10. | Stock | 28.5
215060 | RUKO drill bit, jobber-length, 6mm, split point, 5% cobalt high-speed steel (HSSE-Co5), golden brown finish. Package of 10. | Stock | 31 | 30.5
215065 | RUKO drill bit, jobber-length, 6.5mm, split point, 5% cobalt high-speed steel (HSSE-Co5), golden brown finish. Package of 10. | Stock | 38 | 37.5
215068 | RUKO drill bit, jobber-length, 6.8mm, split point, 5% cobalt high-speed steel (HSSE-Co5), golden brown finish. Package of 10. | Stock | 39 | 38.5
215070 | RUKO drill bit, jobber-length, 7mm, split point, 5% cobalt high-speed steel (HSSE-Co5), golden brown finish. Package of 10. | Stock | 40 | 39.5
215075 | RUKO drill bit, jobber-length, 7.5mm, split point, 5% cobalt high-speed steel (HSSE-Co5), golden brown finish. Package of 10. | Stock | 45.5 | 45
215080 | RUKO drill bit, jobber-length, 8mm, split point, 5% cobalt high-speed steel (HSSE-Co5), golden brown finish. Package of 10. | Stock | 52
215085 | RUKO drill bit, jobber-length, 8.5mm, split point, 5% cobalt high-speed steel (HSSE-Co5), golden brown finish. Package of 10. | Stock | 63
215090 | RUKO drill bit, jobber-length, 9mm, split point, 5% cobalt high-speed steel (HSSE-Co5), golden brown finish. Package of 10. | Stock | 74 | 73
215095 | RUKO drill bit, jobber-length, 9.5mm, split point, 5% cobalt high-speed steel (HSSE-Co5), golden brown finish. Package of 10. | Stock | 76 | 75
215100 | RUKO drill bit, jobber-length, 10mm, split point, 5% cobalt high-speed steel (HSSE-Co5), golden brown finish. Package of 10. | Stock | 86 | 85
21510055 | WERMA Xenon tube industrial tall signal beacon, 58mm, red, flashing (0.75 Hz flash frequency), IP65, bracket mount, 24 VDC. | Stock | 105 | 109
21510067 | WERMA Xenon tube industrial tall signal beacon, 58mm, red, flashing (0.75 Hz flash frequency), IP65, bracket mount, 115 VAC. | Stock | 105 | 109
215102 | RUKO drill bit, jobber-length, 10.2mm, split point, 5% cobalt high-speed steel (HSSE-Co5), golden brown finish. Package of 10. | Stock | 93 | 91
215105 | RUKO drill bit, jobber-length, 10.5mm, split point, 5% cobalt high-speed steel (HSSE-Co5), golden brown finish. Package of 5. | Stock | 49.5 | 49
215110 | RUKO drill bit, jobber-length, 11mm, split point, 5% cobalt high-speed steel (HSSE-Co5), golden brown finish. Package of 5. | Stock | 51 | 50
215115 | RUKO drill bit, jobber-length, 11.5mm, split point, 5% cobalt high-speed steel (HSSE-Co5), golden brown finish. Package of 5. | Stock | 61 | 60
215120 | RUKO drill bit, jobber-length, 12mm, split point, 5% cobalt high-speed steel (HSSE-Co5), golden brown finish. Package of 5. | Stock | 63 | 62
215125 | RUKO drill bit, jobber-length, 12.5mm, split point, 5% cobalt high-speed steel (HSSE-Co5), golden brown finish. Package of 5. | Stock | 68
215130 | RUKO drill bit, jobber-length, 13mm, split point, 5% cobalt high-speed steel (HSSE-Co5), golden brown finish. Package of 5. | Stock | 70
21520055 | WERMA Xenon tube industrial tall signal beacon, 58mm, green, flashing (0.75 Hz flash frequency), IP65, bracket mount, 24 VDC. | Stock | 114 | 119
21520067 | WERMA Xenon tube industrial tall signal beacon, 58mm, green, flashing (0.75 Hz flash frequency), IP65, bracket mount, 115 VAC. | Stock | 114 | 119
215214RO | RUKO jobber-length drill bit set, 19 pieces, metric, 5% cobalt high-speed steel (HSSE-Co5), golden brown finish, includes 1mm to 10mm drill bits in 0.5mm increments and heavy-duty plastic case. | Stock | 106 | 108
215215RO | RUKO jobber-length drill bit set, 25 pieces, metric, 5% cobalt high-speed steel (HSSE-Co5), golden brown finish, includes 1mm to 13mm drill bits in 0.5mm increments and heavy-duty plastic case. | Stock | 125 | 127
21530055 | WERMA Xenon tube industrial tall signal beacon, 58mm, yellow, flashing (0.75 Hz flash frequency), IP65, bracket mount, 24 VDC. | Stock | 105 | 109
21530067 | WERMA Xenon tube industrial tall signal beacon, 58mm, yellow, flashing (0.75 Hz flash frequency), IP65, bracket mount, 115 VAC. | Stock | 105 | 109
21540055 | WERMA Xenon tube industrial tall signal beacon, 58mm, clear/white, flashing (0.75 Hz flash frequency), IP65, bracket mount, 24 VDC. | Stock | 114 | 119
21540067 | WERMA Xenon tube industrial tall signal beacon, 58mm, clear/white, flashing (0.75 Hz flash frequency), IP65, bracket mount, 115 VAC. | Stock | 114 | 119
21550055 | WERMA Xenon tube industrial tall signal beacon, 58mm, blue, flashing (0.75 Hz flash frequency), IP65, bracket mount, 24 VDC. | Stock | 114 | 119
21550067 | WERMA Xenon tube industrial tall signal beacon, 58mm, blue, flashing (0.75 Hz flash frequency), IP65, bracket mount, 115 VAC. | Stock | 114 | 119
215801 | RUKO drill bit, jobber-length, 1/16in, split point, 5% cobalt high-speed steel (HSSE-Co5), golden brown finish. Package of 10. | Stock | 12.25
215802 | RUKO drill bit, jobber-length, 5/64in, split point, 5% cobalt high-speed steel (HSSE-Co5), golden brown finish. Package of 10. | Stock | 12.25
215803 | RUKO drill bit, jobber-length, 3/32in, split point, 5% cobalt high-speed steel (HSSE-Co5), golden brown finish. Package of 10. | Stock | 12.25
215804 | RUKO drill bit, jobber-length, 7/64in, split point, 5% cobalt high-speed steel (HSSE-Co5), golden brown finish. Package of 10. | Stock | 12.75 | 12.5
215805 | RUKO drill bit, jobber-length, 1/8in, split point, 5% cobalt high-speed steel (HSSE-Co5), golden brown finish. Package of 10. | Stock | 12.75 | 12.5
215806 | RUKO drill bit, jobber-length, 9/64in, split point, 5% cobalt high-speed steel (HSSE-Co5), golden brown finish. Package of 10. | Stock | 13.25 | 13
215807 | RUKO drill bit, jobber-length, 5/32in, split point, 5% cobalt high-speed steel (HSSE-Co5), golden brown finish. Package of 10. | Stock | 13.75
215808 | RUKO drill bit, jobber-length, 11/64in, split point, 5% cobalt high-speed steel (HSSE-Co5), golden brown finish. Package of 10. | Stock | 15 | 14.75
215809 | RUKO drill bit, jobber-length, 3/16in, split point, 5% cobalt high-speed steel (HSSE-Co5), golden brown finish. Package of 10. | Stock | 17.25 | 17
215810 | RUKO drill bit, jobber-length, 13/64in, split point, 5% cobalt high-speed steel (HSSE-Co5), golden brown finish. Package of 10. | Stock | 20.5 | 20
215811 | RUKO drill bit, jobber-length, 7/32in, split point, 5% cobalt high-speed steel (HSSE-Co5), golden brown finish. Package of 10. | Stock | 23 | 22.5
215812 | RUKO drill bit, jobber-length, 15/64in, split point, 5% cobalt high-speed steel (HSSE-Co5), golden brown finish. Package of 10. | Stock | 24.5
215813 | RUKO drill bit, jobber-length, 1/4in, split point, 5% cobalt high-speed steel (HSSE-Co5), golden brown finish. Package of 10. | Stock | 26
215814 | RUKO drill bit, jobber-length, 17/64in, split point, 5% cobalt high-speed steel (HSSE-Co5), golden brown finish. Package of 10. | Stock | 30.5 | 30
215815 | RUKO drill bit, jobber-length, 9/32in, split point, 5% cobalt high-speed steel (HSSE-Co5), golden brown finish. Package of 10. | Stock | 32.5 | 32
215816 | RUKO drill bit, jobber-length, 19/64in, split point, 5% cobalt high-speed steel (HSSE-Co5), golden brown finish. Package of 10. | Stock | 36.5 | 36
215817 | RUKO drill bit, jobber-length, 5/16in, split point, 5% cobalt high-speed steel (HSSE-Co5), golden brown finish. Package of 10. | Stock | 42 | 41.5
215818 | RUKO drill bit, jobber-length, 21/64in, split point, 5% cobalt high-speed steel (HSSE-Co5), golden brown finish. Package of 10. | Stock | 46 | 45.5
215819 | RUKO drill bit, jobber-length, 11/32in, split point, 5% cobalt high-speed steel (HSSE-Co5), golden brown finish. Package of 10. | Stock | 51 | 50
215820 | RUKO drill bit, jobber-length, 23/64in, split point, 5% cobalt high-speed steel (HSSE-Co5), golden brown finish. Package of 10. | Stock | 59
215821 | RUKO drill bit, jobber-length, 3/8in, split point, 5% cobalt high-speed steel (HSSE-Co5), golden brown finish. Package of 10. | Stock | 61 | 60
215822 | RUKO drill bit, jobber-length, 25/64in, split point, 5% cobalt high-speed steel (HSSE-Co5), golden brown finish. Package of 10. | Stock | 68
215823 | RUKO drill bit, jobber-length, 13/32in, split point, 5% cobalt high-speed steel (HSSE-Co5), golden brown finish. Package of 10. | Stock | 71 | 70
215824 | RUKO drill bit, jobber-length, 27/64in, split point, 5% cobalt high-speed steel (HSSE-Co5), golden brown finish. Package of 5. | Stock | 40 | 39.5
215825 | RUKO drill bit, jobber-length, 7/16in, split point, 5% cobalt high-speed steel (HSSE-Co5), golden brown finish. Package of 5. | Stock | 40.5 | 40
215826 | RUKO drill bit, jobber-length, 29/64in, split point, 5% cobalt high-speed steel (HSSE-Co5), golden brown finish. Package of 5. | Stock | 48.5 | 48
215827 | RUKO drill bit, jobber-length, 15/32in, split point, 5% cobalt high-speed steel (HSSE-Co5), golden brown finish. Package of 5. | Stock | 50 | 49.5
215828 | RUKO drill bit, jobber-length, 31/64in, split point, 5% cobalt high-speed steel (HSSE-Co5), golden brown finish. Package of 5. | Stock | 51 | 50
215829 | RUKO drill bit, jobber-length, 1/2in, split point, 5% cobalt high-speed steel (HSSE-Co5), golden brown finish. Package of 5. | Stock | 52 | 51
215850RO | RUKO jobber-length drill bit set, 21 pieces, imperial, 5% cobalt high-speed steel (HSSE-Co5), golden brown finish, includes 1/16in to 3/8in drill bits in 1/64in increments and heavy-duty plastic case. | Stock | 68 | 69
215851RO | RUKO jobber-length drill bit set, 29 pieces, imperial, 5% cobalt high-speed steel (HSSE-Co5), golden brown finish, includes 1/16in to 1/2in drill bits in 1/64in increments and heavy-duty plastic case. | Stock | 99 | 101
21910000 | WERMA incandescent industrial tall signal beacon, 57mm, red, permanent, IP65, tube mount, 12-240 VAC/VDC. | Stock | 22.5 | 23.5
21911067 | WERMA LED industrial tall signal beacon, 58mm, red, permanent, IP65, tube mount, 115 VAC. | Stock | 90 | 94
21911075 | WERMA LED industrial tall signal beacon, 58mm, red, permanent, IP65, tube mount, 24 VAC/VDC. | Stock | 75 | 78
21912055 | WERMA Xenon tube industrial tall signal beacon, 58mm, red, flashing (0.75 Hz flash frequency), IP65, tube mount, 24 VDC. | Stock | 105 | 109
21912067 | WERMA Xenon tube industrial tall signal beacon, 58mm, red, flashing (0.75 Hz flash frequency), IP65, tube mount, 115 VAC. | Stock | 105 | 109
21920000 | WERMA incandescent industrial tall signal beacon, 57mm, green, permanent, IP65, tube mount, 12-240 VAC/VDC. | Stock | 22.5 | 23.5
21921067 | WERMA LED industrial tall signal beacon, 58mm, green, permanent, IP65, tube mount, 115 VAC. | Stock | 90 | 94
21921075 | WERMA LED industrial tall signal beacon, 58mm, green, permanent, IP65, tube mount, 24 VAC/VDC. | Stock | 75 | 78
21930000 | WERMA incandescent industrial tall signal beacon, 57mm, yellow, permanent, IP65, tube mount, 12-240 VAC/VDC. | Stock | 22.5 | 23.5
21931067 | WERMA LED industrial tall signal beacon, 58mm, yellow, permanent, IP65, tube mount, 115 VAC. | Stock | 90 | 94
21931075 | WERMA LED industrial tall signal beacon, 58mm, yellow, permanent, IP65, tube mount, 24 VAC/VDC. | Stock | 75 | 78
21932055 | WERMA Xenon tube industrial tall signal beacon, 58mm, yellow, flashing (0.75 Hz flash frequency), IP65, tube mount, 24 VDC. | Stock | 105 | 109
21932067 | WERMA Xenon tube industrial tall signal beacon, 58mm, yellow, flashing (0.75 Hz flash frequency), IP65, tube mount, 115 VAC. | Stock | 105 | 109
21940000 | WERMA incandescent industrial tall signal beacon, 57mm, clear/white, permanent, IP65, tube mount, 12-240 VAC/VDC. | Stock | 22.5 | 23.5
21941067 | WERMA LED industrial tall signal beacon, 58mm, clear/white, permanent, IP65, tube mount, 115 VAC. | Stock | 134 | 139
21941075 | WERMA LED industrial tall signal beacon, 58mm, clear/white, permanent, IP65, tube mount, 24 VAC/VDC. | Stock | 119 | 124
21942055 | WERMA Xenon tube industrial tall signal beacon, 58mm, clear/white, flashing (0.75 Hz flash frequency), IP65, tube mount, 24 VDC. | Stock | 113 | 118
21942067 | WERMA Xenon tube industrial tall signal beacon, 58mm, clear/white, flashing (0.75 Hz flash frequency), IP65, tube mount, 115 VAC. | Stock | 113 | 118
21950000 | WERMA incandescent industrial tall signal beacon, 57mm, blue, permanent, IP65, tube mount, 12-240 VAC/VDC. | Stock | 22.5 | 23.5
21951067 | WERMA LED industrial tall signal beacon, 58mm, blue, permanent, IP65, tube mount, 115 VAC. | Stock | 134 | 139
21951075 | WERMA LED industrial tall signal beacon, 58mm, blue, permanent, IP65, tube mount, 24 VAC/VDC. | Stock | 119 | 124
21952055 | WERMA Xenon tube industrial tall signal beacon, 58mm, blue, flashing (0.75 Hz flash frequency), IP65, tube mount, 24 VDC. | Stock | 113 | 118
21952067 | WERMA Xenon tube industrial tall signal beacon, 58mm, blue, flashing (0.75 Hz flash frequency), IP65, tube mount, 115 VAC. | Stock | 113 | 118
21A22K1V25-T3-A | ODE potable water solenoid valve, 2-port (2-way), 2-position, N.C., single solenoid spring return, lead-free brass body, G1/4 female BSPP inlet(s), G1/4 female BSPP outlet(s), Cv=0.22, 120 VAC (60Hz)/110 VAC (50Hz), 15 VA, NSF/ANSI 169. | Stock | 77 | 92
21A22K1V25-T3-B | ODE potable water solenoid valve, 2-port (2-way), 2-position, N.C., single solenoid spring return, lead-free brass body, G1/4 female BSPP inlet(s), G1/4 female BSPP outlet(s), Cv=0.22, 24 VDC, 11W, NSF/ANSI 169. | Stock | 77 | 92
21A22K1V55-WT3-A | ODE potable water solenoid valve, 2-port (2-way), 2-position, N.C., single solenoid spring return, lead-free brass body, G1/4 female BSPP inlet(s), G1/4 female BSPP outlet(s), Cv=0.63, 120 VAC (60Hz)/110 VAC (50Hz), 15 VA, NSF/ANSI 169. | Stock | 79 | 94
21A22K1V55-WT3-B | ODE potable water solenoid valve, 2-port (2-way), 2-position, N.C., single solenoid spring return, lead-free brass body, G1/4 female BSPP inlet(s), G1/4 female BSPP outlet(s), Cv=0.63, 24 VDC, 11W, NSF/ANSI 169. | Stock | 79 | 94
21A31K1V25-T3-A | ODE potable water solenoid valve, 2-port (2-way), 2-position, N.C., single solenoid spring return, lead-free brass body, G1/8 female BSPP inlet(s), G1/8 female BSPP outlet(s), Cv=0.22, 120 VAC (60Hz)/110 VAC (50Hz), 15 VA, NSF/ANSI 169. | Stock | 77 | 92
21A31K1V25-T3-B | ODE potable water solenoid valve, 2-port (2-way), 2-position, N.C., single solenoid spring return, lead-free brass body, G1/8 female BSPP inlet(s), G1/8 female BSPP outlet(s), Cv=0.22, 24 VDC, 11W, NSF/ANSI 169. | Stock | 77 | 92
21A31K1V45-WT3-A | ODE potable water solenoid valve, 2-port (2-way), 2-position, N.C., single solenoid spring return, lead-free brass body, G1/8 female BSPP inlet(s), G1/8 female BSPP outlet(s), Cv=0.63, 120 VAC (60Hz)/110 VAC (50Hz), 15 VA, NSF/ANSI 169. | Stock | 77 | 92
21A31K1V45-WT3-B | ODE potable water solenoid valve, 2-port (2-way), 2-position, N.C., single solenoid spring return, lead-free brass body, G1/8 female BSPP inlet(s), G1/8 female BSPP outlet(s), Cv=0.63, 24 VDC, 11W, NSF/ANSI 169. | Stock | 77 | 92
21WN3K1E130-T5-A | ODE potable water solenoid valve, 2-port (2-way), 2-position, N.C., single solenoid spring return, lead-free brass body, 3/8in female NPT inlet(s), 3/8in female NPT outlet(s), Cv=4.1, 120 VAC (60Hz)/110 VAC (50Hz), 15 VA, NSF/ANSI 61. | Stock | 93 | 111
21WN3K1E130-T5-B | ODE potable water solenoid valve, 2-port (2-way), 2-position, N.C., single solenoid spring return, lead-free brass body, 3/8in female NPT inlet(s), 3/8in female NPT outlet(s), Cv=4.1, 24 VDC, 11W, NSF/ANSI 61. | Stock | 93 | 111
21WN4K1E130-T5-A | ODE potable water solenoid valve, 2-port (2-way), 2-position, N.C., single solenoid spring return, lead-free brass body, 1/2in female NPT inlet(s), 1/2in female NPT outlet(s), Cv=4.8, 120 VAC (60Hz)/110 VAC (50Hz), 15 VA, NSF/ANSI 61. | Stock | 103 | 123
21WN4K1E130-T5-B | ODE potable water solenoid valve, 2-port (2-way), 2-position, N.C., single solenoid spring return, lead-free brass body, 1/2in female NPT inlet(s), 1/2in female NPT outlet(s), Cv=4.8, 24 VDC, 11W, NSF/ANSI 61. | Stock | 103 | 123
21WN5K1E190-10T5-A | ODE potable water solenoid valve, 2-port (2-way), 2-position, N.C., single solenoid slow close, lead-free brass body, 3/4in female NPT inlet(s), 3/4in female NPT outlet(s), Cv=9.8, 120 VAC (60Hz)/110 VAC (50Hz), 15 VA, NSF/ANSI 61. | Stock | 163 | 194
21WN5K1E190-10T5-B | ODE potable water solenoid valve, 2-port (2-way), 2-position, N.C., single solenoid slow close, lead-free brass body, 3/4in female NPT inlet(s), 3/4in female NPT outlet(s), Cv=9.8, 24 VDC, 11W, NSF/ANSI 61. | Stock | 163 | 194
21WN5K1E190-T5-A | ODE potable water solenoid valve, 2-port (2-way), 2-position, N.C., single solenoid spring return, lead-free brass body, 3/4in female NPT inlet(s), 3/4in female NPT outlet(s), Cv=9.8, 120 VAC (60Hz)/110 VAC (50Hz), 15 VA, NSF/ANSI 61. | Stock | 133 | 158
21WN5K1E190-T5-B | ODE potable water solenoid valve, 2-port (2-way), 2-position, N.C., single solenoid spring return, lead-free brass body, 3/4in female NPT inlet(s), 3/4in female NPT outlet(s), Cv=9.8, 24 VDC, 11W, NSF/ANSI 61. | Stock | 133 | 158
21WN6K1E250-10T5-A | ODE potable water solenoid valve, 2-port (2-way), 2-position, N.C., single solenoid slow close, lead-free brass body, 1in female NPT inlet(s), 1in female NPT outlet(s), Cv=14, 120 VAC (60Hz)/110 VAC (50Hz), 15 VA, NSF/ANSI 61. | Stock | 184 | 219
21WN6K1E250-10T5-B | ODE potable water solenoid valve, 2-port (2-way), 2-position, N.C., single solenoid slow close, lead-free brass body, 1in female NPT inlet(s), 1in female NPT outlet(s), Cv=14, 24 VDC, 11W, NSF/ANSI 61. | Stock | 184 | 219
21WN6K1E250-T5-A | ODE potable water solenoid valve, 2-port (2-way), 2-position, N.C., single solenoid spring return, lead-free brass body, 1in female NPT inlet(s), 1in female NPT outlet(s), Cv=14, 120 VAC (60Hz)/110 VAC (50Hz), 15 VA, NSF/ANSI 61. | Stock | 149 | 177
21WN6K1E250-T5-B | ODE potable water solenoid valve, 2-port (2-way), 2-position, N.C., single solenoid spring return, lead-free brass body, 1in female NPT inlet(s), 1in female NPT outlet(s), Cv=14, 24 VDC, 11W, NSF/ANSI 61. | Stock | 149 | 177
21WN7K1V350-T3-A | ODE potable water solenoid valve, 2-port (2-way), 2-position, N.C., single solenoid spring return, lead-free brass body, 1-1/4in female NPT inlet(s), 1-1/4in female NPT outlet(s), Cv=28, 120 VAC (60Hz)/110 VAC (50Hz), 15 VA, NSF/ANSI 169. | Stock | 244 | 290
21WN7K1V350-T3-B | ODE potable water solenoid valve, 2-port (2-way), 2-position, N.C., single solenoid spring return, lead-free brass body, 1-1/4in female NPT inlet(s), 1-1/4in female NPT outlet(s), Cv=28, 24 VDC, 11W, NSF/ANSI 169. | Stock | 244 | 290
21WN8K1V400-T3-A | ODE potable water solenoid valve, 2-port (2-way), 2-position, N.C., single solenoid spring return, lead-free brass body, 1-1/2in female NPT inlet(s), 1-1/2in female NPT outlet(s), Cv=36, 120 VAC (60Hz)/110 VAC (50Hz), 15 VA, NSF/ANSI 169. | Stock | 260 | 309
21WN8K1V400-T3-B | ODE potable water solenoid valve, 2-port (2-way), 2-position, N.C., single solenoid spring return, lead-free brass body, 1-1/2in female NPT inlet(s), 1-1/2in female NPT outlet(s), Cv=36, 24 VDC, 11W, NSF/ANSI 169. | Stock | 260 | 309
22003009 | Socomec SIRCO M series rotary disconnect switch, load break capable, 3-pole, 600 VAC, 100A, 65kA SCCR, DIN rail or panel mount, UL 508 rated, front or side operated, accepts 5 x 5mm size shaft. | Stock | 45 | 49
22005011 | Socomec solid neutral pole module, 600 VAC, UL 98 rated. For use with SIRCO M Compact 30-100A switch bodies. | Stock | 19.25 | 21
2200-8M-20-NG | SureMotion timing belt, 8mm pitch, 20mm wide, 275 tooth, 2200mm pitch length (circumference), neoprene, fiberglass reinforced. | Stock | 58 | 64
2200-8M-30-NG | SureMotion timing belt, 8mm pitch, 30mm wide, 275 tooth, 2200mm pitch length (circumference), neoprene, fiberglass reinforced. | Stock | 84 | 93
22009011 | Socomec ground pole module, 600 VAC, UL 98 rated. For use with SIRCO M Compact 30-100A switch bodies. | Stock | 19.25 | 21
22010000 | WERMA incandescent industrial signal beacon, 75mm, red, permanent, IP65, base mount, 12-240 VAC/VDC. Requires WERMA 95501535, 95501537 or 95501538 incandescent bulb. | Stock | 31 | 32
22011003 | Socomec fourth pole module, 600 VAC, 30A, load break capable, 100kA SCCR, UL 98 rated. For use with SIRCO M Compact 30A switch body. | Stock | 16 | 17.5
22011006 | Socomec fourth pole module, 600 VAC, 60A, load break capable, 100kA SCCR, UL 98 rated. For use with SIRCO M Compact 60A switch body. | Stock | 18.25 | 20
22013003 | Socomec SIRCO M Compact series rotary disconnect switch, load break capable, 3-pole, 600 VAC, 30A, 100kA SCCR, DIN rail or panel mount, UL 98 rated, front or side operated, accepts 5 x 5mm size shaft. | Stock | 54 | 59
22013006 | Socomec SIRCO M Compact series rotary disconnect switch, load break capable, 3-pole, 600 VAC, 60A, 100kA SCCR, DIN rail or panel mount, UL 98 rated, front or side operated, accepts 5 x 5mm size shaft. | Stock | 63 | 69
22020000 | WERMA incandescent industrial signal beacon, 75mm, green, permanent, IP65, base mount, 12-240 VAC/VDC. Requires WERMA 95501535, 95501537 or 95501538 incandescent bulb. | Stock | 31 | 32
22030000 | WERMA incandescent industrial signal beacon, 75mm, yellow, permanent, IP65, base mount, 12-240 VAC/VDC. Requires WERMA 95501535, 95501537 or 95501538 incandescent bulb. | Stock | 31 | 32
22040000 | WERMA incandescent industrial signal beacon, 75mm, clear/white, permanent, IP65, base mount, 12-240 VAC/VDC. Requires WERMA 95501535, 95501537 or 95501538 incandescent bulb. | Stock | 31 | 32
22050000 | WERMA incandescent industrial signal beacon, 75mm, blue, permanent, IP65, base mount, 12-240 VAC/VDC. Requires WERMA 95501535, 95501537 or 95501538 incandescent bulb. | Stock | 31 | 32
22096009 | Socomec transfer switch conversion adapter, front mount. For use with SIRCO M 16A-100A switch bodies. Manual operating handle, interlocking module, operating faceplate, hardware and instruction sheet included. | Stock | 24.5 | 26.5
220MXL025NG | SureMotion timing belt, 0.08in MXL pitch, 1/4in wide, 220 tooth, 17.6in pitch length (circumference), neoprene, fiberglass reinforced. Package of 3. | Stock | 10.5 | 11.5
220MXL025PP | SureMotion timing belt, 0.08in MXL pitch, 1/4in wide, 220 tooth, 17.6in pitch length (circumference), polyurethane, polyester reinforced. Package of 3. | Stock | 26.5 | 29.5
220XL037NG | SureMotion timing belt, 1/5in XL pitch, 3/8in wide, 110 tooth, 22in pitch length (circumference), neoprene, fiberglass reinforced. | Stock | 4.75 | 5.25
22110067 | WERMA LED industrial signal beacon, 75mm, red, permanent, IP65, base mount, 115 VAC. | Stock | 96 | 100
22110075 | WERMA LED industrial signal beacon, 75mm, red, permanent, IP65, base mount, 24 VAC/VDC. | Stock | 82 | 85
22120067 | WERMA LED industrial signal beacon, 75mm, green, permanent, IP65, base mount, 115 VAC. | Stock | 96 | 100
22120075 | WERMA LED industrial signal beacon, 75mm, green, permanent, IP65, base mount, 24 VAC/VDC. | Stock | 82 | 85
22130067 | WERMA LED industrial signal beacon, 75mm, yellow, permanent, IP65, base mount, 115 VAC. | Stock | 96 | 100
22130075 | WERMA LED industrial signal beacon, 75mm, yellow, permanent, IP65, base mount, 24 VAC/VDC. | Stock | 82 | 85
22140067 | WERMA LED industrial signal beacon, 75mm, clear/white, permanent, IP65, base mount, 115 VAC. | Stock | 139 | 145
22140075 | WERMA LED industrial signal beacon, 75mm, clear/white, permanent, IP65, base mount, 24 VAC/VDC. | Stock | 122 | 127
22143503 | Socomec SIRCO M series rotary enclosed disconnect switch, load break capable, 3-pole, 600 VAC, 30A, 65kA SCCR, wall mount, UL 508 rated, 3.9 x 6.38 x 4.37in housing. | Stock | 74 | 81
22150067 | WERMA LED industrial signal beacon, 75mm, blue, permanent, IP65, base mount, 115 VAC. | Stock | 139 | 145
22150075 | WERMA LED industrial signal beacon, 75mm, blue, permanent, IP65, base mount, 24 VAC/VDC. | Stock | 122 | 127
22210055 | WERMA Xenon tube industrial signal beacon, 75mm, red, flashing (0.75 Hz flash frequency), IP65, base mount, 24 VDC. | Stock | 116 | 121
22210067 | WERMA Xenon tube industrial signal beacon, 75mm, red, flashing (0.75 Hz flash frequency), IP65, base mount, 115 VAC. | Stock | 116 | 121
22220055 | WERMA Xenon tube industrial signal beacon, 75mm, green, flashing (0.75 Hz flash frequency), IP65, base mount, 24 VDC. | Stock | 122 | 127
22220067 | WERMA Xenon tube industrial signal beacon, 75mm, green, flashing (0.75 Hz flash frequency), IP65, base mount, 115 VAC. | Stock | 122 | 127
22230055 | WERMA Xenon tube industrial signal beacon, 75mm, yellow, flashing (0.75 Hz flash frequency), IP65, base mount, 24 VDC. | Stock | 116 | 121
22230067 | WERMA Xenon tube industrial signal beacon, 75mm, yellow, flashing (0.75 Hz flash frequency), IP65, base mount, 115 VAC. | Stock | 116 | 121
22240055 | WERMA Xenon tube industrial signal beacon, 75mm, clear/white, flashing (0.75 Hz flash frequency), IP65, base mount, 24 VDC. | Stock | 122 | 127
22240067 | WERMA Xenon tube industrial signal beacon, 75mm, clear/white, flashing (0.75 Hz flash frequency), IP65, base mount, 115 VAC. | Stock | 122 | 127
22243503 | Socomec SIRCO M series rotary enclosed disconnect switch, load break capable, 3-pole, 600 VAC, 30A, 65kA SCCR, wall mount, UL 508 rated, 4.94 x 8.27 x 4.37in housing. | Stock | 85 | 93
22243506 | Socomec SIRCO M series rotary enclosed disconnect switch, load break capable, 3-pole, 600 VAC, 60A, 50kA SCCR, wall mount, UL 508 rated, 4.94 x 8.27 x 4.37in housing. | Stock | 102 | 111
22250055 | WERMA Xenon tube industrial signal beacon, 75mm, blue, flashing (0.75 Hz flash frequency), IP65, base mount, 24 VDC. | Stock | 122 | 127
22250067 | WERMA Xenon tube industrial signal beacon, 75mm, blue, flashing (0.75 Hz flash frequency), IP65, base mount, 115 VAC. | Stock | 122 | 127
22310000 | WERMA incandescent industrial signal beacon, 75mm, red, permanent, IP65, bracket mount, 12-240 VAC/VDC. | Stock | 36 | 37.5
22320000 | WERMA incandescent industrial signal beacon, 75mm, green, permanent, IP65, bracket mount, 12-240 VAC/VDC. | Stock | 36 | 37.5
22330000 | WERMA incandescent industrial signal beacon, 75mm, yellow, permanent, IP65, bracket mount, 12-240 VAC/VDC. | Stock | 36 | 37.5
22340000 | WERMA incandescent industrial signal beacon, 75mm, clear/white, permanent, IP65, bracket mount, 12-240 VAC/VDC. | Stock | 36 | 37.5
22350000 | WERMA incandescent industrial signal beacon, 75mm, blue, permanent, IP65, bracket mount, 12-240 VAC/VDC. | Stock | 36 | 37.5
22410067 | WERMA LED industrial signal beacon, 75mm, red, permanent, IP65, bracket mount, 115 VAC. | Stock | 106 | 110
22410075 | WERMA LED industrial signal beacon, 75mm, red, permanent, IP65, bracket mount, 24 VAC/VDC. | Stock | 93 | 97
22420067 | WERMA LED industrial signal beacon, 75mm, green, permanent, IP65, bracket mount, 115 VAC. | Stock | 106 | 110
22420075 | WERMA LED industrial signal beacon, 75mm, green, permanent, IP65, bracket mount, 24 VAC/VDC. | Stock | 93 | 97
22430067 | WERMA LED industrial signal beacon, 75mm, yellow, permanent, IP65, bracket mount, 115 VAC. | Stock | 106 | 110
22430075 | WERMA LED industrial signal beacon, 75mm, yellow, permanent, IP65, bracket mount, 24 VAC/VDC. | Stock | 93 | 97
22440067 | WERMA LED industrial signal beacon, 75mm, clear/white, permanent, IP65, bracket mount, 115 VAC. | Stock | 139 | 145
22440075 | WERMA LED industrial signal beacon, 75mm, clear/white, permanent, IP65, bracket mount, 24 VAC/VDC. | Stock | 126 | 131
22450067 | WERMA LED industrial signal beacon, 75mm, blue, permanent, IP65, bracket mount, 115 VAC. | Stock | 139 | 145
22450075 | WERMA LED industrial signal beacon, 75mm, blue, permanent, IP65, bracket mount, 24 VAC/VDC. | Stock | 126 | 131
224MXL025NG | SureMotion timing belt, 0.08in MXL pitch, 1/4in wide, 224 tooth, 17.9in pitch length (circumference), neoprene, fiberglass reinforced. Package of 3. | Stock | 10.5 | 11.5
22510055 | WERMA Xenon tube industrial signal beacon, 75mm, red, flashing (0.75 Hz flash frequency), IP65, bracket mount, 24 VDC. | Stock | 117 | 122
22510067 | WERMA Xenon tube industrial signal beacon, 75mm, red, flashing (0.75 Hz flash frequency), IP65, bracket mount, 115 VAC. | Stock | 117 | 122
22520055 | WERMA Xenon tube industrial signal beacon, 75mm, green, flashing (0.75 Hz flash frequency), IP65, bracket mount, 24 VDC. | Stock | 123 | 128
22520067 | WERMA Xenon tube industrial signal beacon, 75mm, green, flashing (0.75 Hz flash frequency), IP65, bracket mount, 115 VAC. | Stock | 123 | 128
22530055 | WERMA Xenon tube industrial signal beacon, 75mm, yellow, flashing (0.75 Hz flash frequency), IP65, bracket mount, 24 VDC. | Stock | 117 | 122
22530067 | WERMA Xenon tube industrial signal beacon, 75mm, yellow, flashing (0.75 Hz flash frequency), IP65, bracket mount, 115 VAC. | Stock | 117 | 122
22540055 | WERMA Xenon tube industrial signal beacon, 75mm, clear/white, flashing (0.75 Hz flash frequency), IP65, bracket mount, 24 VDC. | Stock | 123 | 128
22540067 | WERMA Xenon tube industrial signal beacon, 75mm, clear/white, flashing (0.75 Hz flash frequency), IP65, bracket mount, 115 VAC. | Stock | 123 | 128
22550055 | WERMA Xenon tube industrial signal beacon, 75mm, blue, flashing (0.75 Hz flash frequency), IP65, bracket mount, 24 VDC. | Stock | 123 | 128
22550067 | WERMA Xenon tube industrial signal beacon, 75mm, blue, flashing (0.75 Hz flash frequency), IP65, bracket mount, 115 VAC. | Stock | 123 | 128
225-5M-09-NG | SureMotion timing belt, 5mm pitch, 9mm wide, 45 tooth, 225mm pitch length (circumference), neoprene, fiberglass reinforced. | Stock | 6 | 6.5
225-5M-15-NG | SureMotion timing belt, 5mm pitch, 15mm wide, 45 tooth, 225mm pitch length (circumference), neoprene, fiberglass reinforced. | Stock | 8.75 | 9.75
225L050NG | SureMotion timing belt, 3/8in L pitch, 1/2in wide, 60 tooth, 22.5in pitch length (circumference), neoprene, fiberglass reinforced. | Stock | 7.25 | 8
225L100NG | SureMotion timing belt, 3/8in L pitch, 1in wide, 60 tooth, 22.5in pitch length (circumference), neoprene, fiberglass reinforced. | Stock | 14 | 15.5
22696009 | Socomec multi-pole conversion adapter, front mount. For use with SIRCO M 16A-100A switch bodies. Manual operating handle, interlocking module, operating faceplate, hardware and instruction sheet included. | Stock | 19.75 | 21.5
228801 | RUKO drill bit, jobber-length, 1/16in, helical point, 5% cobalt high-speed steel (HSSE-Co5), golden brown finish, black oxide bevel. Package of 10. | Stock | 17.75 | 18.5
228802 | RUKO drill bit, jobber-length, 5/64in, helical point, 5% cobalt high-speed steel (HSSE-Co5), golden brown finish, black oxide bevel. Package of 10. | Stock | 18.5 | 19.25
228803 | RUKO drill bit, jobber-length, 3/32in, helical point, 5% cobalt high-speed steel (HSSE-Co5), golden brown finish, black oxide bevel. Package of 10. | Stock | 19.25 | 20
228804 | RUKO drill bit, jobber-length, 7/64in, helical point, 5% cobalt high-speed steel (HSSE-Co5), golden brown finish, black oxide bevel. Package of 10. | Stock | 20.5 | 22
228805 | RUKO drill bit, jobber-length, 1/8in, split point, 5% cobalt high-speed steel (HSSE-Co5), golden brown finish, black oxide bevel. Package of 10. | Stock | 22 | 23
228806 | RUKO drill bit, jobber-length, 9/64in, split point, 5% cobalt high-speed steel (HSSE-Co5), golden brown finish, black oxide bevel. Package of 10. | Stock | 24.5 | 26
228807 | RUKO drill bit, jobber-length, 5/32in, split point, 5% cobalt high-speed steel (HSSE-Co5), golden brown finish, black oxide bevel. Package of 10. | Stock | 26.5 | 27.5
228808 | RUKO drill bit, jobber-length, 11/64in, split point, 5% cobalt high-speed steel (HSSE-Co5), golden brown finish, black oxide bevel. Package of 10. | Stock | 29.5 | 31.5
228809 | RUKO drill bit, jobber-length, 3/16in, split point, 5% cobalt high-speed steel (HSSE-Co5), golden brown finish, black oxide bevel. Package of 10. | Stock | 34.5 | 36.5
228810 | RUKO drill bit, jobber-length, 13/64in, split point, 5% cobalt high-speed steel (HSSE-Co5), golden brown finish, black oxide bevel. Package of 10. | Stock | 34.5 | 36.5
228811 | RUKO drill bit, jobber-length, 7/32in, split point, 5% cobalt high-speed steel (HSSE-Co5), golden brown finish, black oxide bevel. Package of 10. | Stock | 37 | 39
228812 | RUKO drill bit, jobber-length, 15/64in, split point, 5% cobalt high-speed steel (HSSE-Co5), golden brown finish, black oxide bevel. Package of 10. | Stock | 40.5 | 43
228813 | RUKO drill bit, jobber-length, 1/4in, split point, 5% cobalt high-speed steel (HSSE-Co5), golden brown finish, black oxide bevel. Package of 10. | Stock | 42 | 44
228814 | RUKO drill bit, jobber-length, 17/64in, split point, 5% cobalt high-speed steel (HSSE-Co5), golden brown finish, black oxide bevel. Package of 10. | Stock | 47.5 | 50
228815 | RUKO drill bit, jobber-length, 9/32in, split point, 5% cobalt high-speed steel (HSSE-Co5), golden brown finish, black oxide bevel. Package of 10. | Stock | 59 | 62
228816 | RUKO drill bit, jobber-length, 19/64in, split point, 5% cobalt high-speed steel (HSSE-Co5), golden brown finish, black oxide bevel. Package of 10. | Stock | 61 | 64
228817 | RUKO drill bit, jobber-length, 5/16in, split point, 5% cobalt high-speed steel (HSSE-Co5), golden brown finish, black oxide bevel. Package of 10. | Stock | 66 | 69
228818 | RUKO drill bit, jobber-length, 21/64in, split point, 5% cobalt high-speed steel (HSSE-Co5), golden brown finish, black oxide bevel. Package of 10. | Stock | 76 | 80
228819 | RUKO drill bit, jobber-length, 11/32in, split point, 5% cobalt high-speed steel (HSSE-Co5), golden brown finish, black oxide bevel. Package of 10. | Stock | 84 | 89
228820 | RUKO drill bit, jobber-length, 23/64in, split point, 5% cobalt high-speed steel (HSSE-Co5), golden brown finish, black oxide bevel. Package of 10. | Stock | 88 | 93
228821 | RUKO drill bit, jobber-length, 3/8in, split point, 5% cobalt high-speed steel (HSSE-Co5), golden brown finish, black oxide bevel. Package of 10. | Stock | 92 | 97
228822 | RUKO drill bit, jobber-length, 25/64in, split point, 5% cobalt high-speed steel (HSSE-Co5), golden brown finish, black oxide bevel. Package of 10. | Stock | 99 | 104
228823 | RUKO drill bit, jobber-length, 13/32in, split point, 5% cobalt high-speed steel (HSSE-Co5), golden brown finish, black oxide bevel. Package of 10. | Stock | 102 | 107
228824 | RUKO drill bit, jobber-length, 27/64in, split point, 5% cobalt high-speed steel (HSSE-Co5), golden brown finish, black oxide bevel. Package of 5. | Stock | 59 | 63
228825 | RUKO drill bit, jobber-length, 7/16in, split point, 5% cobalt high-speed steel (HSSE-Co5), golden brown finish, black oxide bevel. Package of 5. | Stock | 62 | 65
228826 | RUKO drill bit, jobber-length, 29/64in, split point, 5% cobalt high-speed steel (HSSE-Co5), golden brown finish, black oxide bevel. Package of 5. | Stock | 71 | 75
228827 | RUKO drill bit, jobber-length, 15/32in, split point, 5% cobalt high-speed steel (HSSE-Co5), golden brown finish, black oxide bevel. Package of 5. | Stock | 73 | 77
228828 | RUKO drill bit, jobber-length, 31/64in, split point, 5% cobalt high-speed steel (HSSE-Co5), golden brown finish, black oxide bevel. Package of 5. | Stock | 79 | 83
228829 | RUKO drill bit, jobber-length, 1/2in, split point, 5% cobalt high-speed steel (HSSE-Co5), golden brown finish, black oxide bevel. Package of 5. | Stock | 85 | 89
228850RO | RUKO jobber-length drill bit set, 21 pieces, imperial, 5% cobalt high-speed steel (HSSE-Co5), golden brown finish, black oxide bevel, includes 1/16in to 3/8in drill bits in 1/64in increments and heavy-duty plastic case. | Stock | 109 | 111
228851RO | RUKO jobber-length drill bit set, 29 pieces, imperial, 5% cobalt high-speed steel (HSSE-Co5), golden brown finish, black oxide bevel, includes 1/16in to 1/2in drill bits in 1/64in increments and heavy-duty plastic case. | Stock | 194 | 198
22941005 | Socomec terminal shroud, line or load side, 1-pole. Package of 2. For use with SIRCO M 16-40A switch bodies. | Stock | 2.25 | 2.5
22941009 | Socomec terminal shroud, line or load side, 1-pole. Package of 2. For use with SIRCO M 63A-80A switch bodies. | Stock | 2.75 | 3
22941011 | Socomec terminal shroud, line or load side, 1-pole. Package of 2. For use with SIRCO M Compact 30-100A switch bodies. | Stock | 4 | 4.25
22943005 | Socomec terminal shroud, line or load side, 3-pole. Package of 2. For use with SIRCO M 16-40A switch bodies. | Stock | 3.5 | 3.75
22943009 | Socomec terminal shroud, line or load side, 3-pole. Package of 2. For use with SIRCO M 63A-80A switch bodies. | Stock | 4.5 | 5
22943016 | Socomec terminal shroud, line or load side, 3-pole. Package of 2. For use with SIRCO M Compact 30-100A switch bodies. | Stock | 6.5 | 7
22993409 | Socomec door mounting hardware, for use with SIRCO M 16-80A switch bodies; use S0 and S00 handles only. | Stock | 4.5 | 5
22995012 | Socomec rotary handle, round, M00, blue, direct mount, 2-position. For use with SIRCO M 16-100A switch bodies. | Stock | 2.25 | 2.5
22995032 | Socomec rotary handle, round, M01, blue, direct mount, 2-position. For use with SIRCO M Compact 30-100A switch bodies. | Stock | 3.5 | 3.75
23010055 | WERMA LED industrial signal beacon, 29mm, red, permanent, IP65, M20 x 1.5 threaded base mount, 24 VDC. | Stock | 61 | 63
23010067 | WERMA LED industrial signal beacon, 29mm, red, permanent, IP65, M20 x 1.5 threaded base mount, 115 VAC. | Stock | 74 | 77
23020055 | WERMA LED industrial signal beacon, 29mm, green, permanent, IP65, M20 x 1.5 threaded base mount, 24 VDC. | Stock | 101 | 105
23020067 | WERMA LED industrial signal beacon, 29mm, green, permanent, IP65, M20 x 1.5 threaded base mount, 115 VAC. | Stock | 116 | 121
23030055 | WERMA LED industrial signal beacon, 29mm, yellow, permanent, IP65, M20 x 1.5 threaded base mount, 24 VDC. | Stock | 61 | 63
23030067 | WERMA LED industrial signal beacon, 29mm, yellow, permanent, IP65, M20 x 1.5 threaded base mount, 115 VAC. | Stock | 74 | 77
23040055 | WERMA LED industrial signal beacon, 29mm, clear/white, permanent, IP65, M20 x 1.5 threaded base mount, 24 VDC. | Stock | 86 | 89
23040067 | WERMA LED industrial signal beacon, 29mm, clear/white, permanent, IP65, M20 x 1.5 threaded base mount, 115 VAC. | Stock | 116 | 121
23050055 | WERMA LED industrial signal beacon, 29mm, blue, permanent, IP65, M20 x 1.5 threaded base mount, 24 VDC. | Stock | 82 | 85
23050067 | WERMA LED industrial signal beacon, 29mm, blue, permanent, IP65, M20 x 1.5 threaded base mount, 115 VAC. | Stock | 116 | 121
23070T | Southwire MaintenancePRO clamp-on multimeter, True RMS AC/DC voltage, AC/DC current, resistance, continuity, capacitance and frequency, CAT IV 600V/CAT lll 1000V. Test leads included. | Stock | 180.75 | 188
230MXL025NG | SureMotion timing belt, 0.08in MXL pitch, 1/4in wide, 230 tooth, 18.4in pitch length (circumference), neoprene, fiberglass reinforced. Package of 3. | Stock | 10.5 | 11.5
230MXL025PP | SureMotion timing belt, 0.08in MXL pitch, 1/4in wide, 230 tooth, 18.4in pitch length (circumference), polyurethane, polyester reinforced. Package of 3. | Stock | 15 | 16.5
230XL025NG | SureMotion timing belt, 1/5in XL pitch, 1/4in wide, 115 tooth, 23in pitch length (circumference), neoprene, fiberglass reinforced. | Stock | 3 | 3.25
230XL037NG | SureMotion timing belt, 1/5in XL pitch, 3/8in wide, 115 tooth, 23in pitch length (circumference), neoprene, fiberglass reinforced. | Stock | 4.75 | 5.25
231004USRO | RUKO hand tap set, 15 pieces, NPT threads per ANSI/ASME B1.20.1, high-speed steel (HSS), bright finish. | Stock | 160 | 163
231012NPT | RUKO hand tap, 1/2-14 NPT per ANSI/ASME B1.20.1, high-speed steel (HSS), bright finish. | Stock | 26
231014NPT | RUKO hand tap, 1/4-18 NPT per ANSI/ASME B1.20.1, high-speed steel (HSS), bright finish. | Stock | 14.75 | 15
231018NPT | RUKO hand tap, 1/8-27 NPT per ANSI/ASME B1.20.1, high-speed steel (HSS), bright finish. | Stock | 13.5 | 13.75
231030 | RUKO hand tap, M3 x 0.5 coarse threads per DIN 352, high-speed steel (HSS), bright finish. | Stock | 4
231038NPT | RUKO hand tap, 3/8-18 NPT per ANSI/ASME B1.20.1, high-speed steel (HSS), bright finish. | Stock | 20.75 | 21
231040 | RUKO hand tap, M4 x 0.7 coarse threads per DIN 352, high-speed steel (HSS), bright finish. | Stock | 4
231050 | RUKO hand tap, M5 x 0.8 coarse threads per DIN 352, high-speed steel (HSS), bright finish. | Stock | 4
231060 | RUKO hand tap, M6 x 1.0 coarse threads per DIN 352, high-speed steel (HSS), bright finish. | Stock | 4.25
231080 | RUKO hand tap, M8 x 1.25 coarse threads per DIN 352, high-speed steel (HSS), bright finish. | Stock | 4.75
231100 | RUKO hand tap, M10 x 1.50 coarse threads per DIN 352, high-speed steel (HSS), bright finish. | Stock | 6.75
23110055 | WERMA LED industrial signal beacon, 29mm, red, permanent, IP65, 22.5mm panel mount, 24 VDC. | Stock | 60 | 62
23110067 | WERMA LED industrial signal beacon, 29mm, red, permanent, IP65, 22.5mm panel mount, 115 VAC. | Stock | 72 | 75
231116NPT | RUKO hand tap, 1/16-27 NPT per ANSI/ASME B1.20.1, high-speed steel (HSS), bright finish. | Stock | 15 | 15.25
231120 | RUKO hand tap, M12 x 1.75 coarse threads per DIN 352, high-speed steel (HSS), bright finish. | Stock | 8.25
23120055 | WERMA LED industrial signal beacon, 29mm, green, permanent, IP65, 22.5mm panel mount, 24 VDC. | Stock | 98 | 102
23120067 | WERMA LED industrial signal beacon, 29mm, green, permanent, IP65, 22.5mm panel mount, 115 VAC. | Stock | 113 | 118
23130055 | WERMA LED industrial signal beacon, 29mm, yellow, permanent, IP65, 22.5mm panel mount, 24 VDC. | Stock | 60 | 62
23130067 | WERMA LED industrial signal beacon, 29mm, yellow, permanent, IP65, 22.5mm panel mount, 115 VAC. | Stock | 72 | 75
23140055 | WERMA LED industrial signal beacon, 29mm, clear/white, permanent, IP65, 22.5mm panel mount, 24 VDC. | Stock | 96 | 100
23140067 | WERMA LED industrial signal beacon, 29mm, clear/white, permanent, IP65, 22.5mm panel mount, 115 VAC. | Stock | 92 | 96
23150055 | WERMA LED industrial signal beacon, 29mm, blue, permanent, IP65, 22.5mm panel mount, 24 VDC. | Stock | 82 | 85
23150067 | WERMA LED industrial signal beacon, 29mm, blue, permanent, IP65, 22.5mm panel mount, 115 VAC. | Stock | 92 | 96
235041-2 | RUKO hand tap, M4 x 0.5 fine threads per DIN 2181, high-speed steel (HSS), bright finish. | Stock | 8 | 8.25
235050-2 | RUKO hand tap, M5 x 0.5 fine threads per DIN 2181, high-speed steel (HSS), bright finish. | Stock | 8.5 | 8.75
235081-2 | RUKO hand tap, M8 x 1.0 fine threads per DIN 2181, high-speed steel (HSS), bright finish. | Stock | 10.5 | 10.75
235122-2 | RUKO hand tap, M12 x 1.0 fine threads per DIN 2181, high-speed steel (HSS), bright finish. | Stock | 11 | 11.5
235181-2 | RUKO hand tap, M18 x 1.0 fine threads per DIN 2181, high-speed steel (HSS), bright finish. | Stock | 21.5 | 22.5
235301-2 | RUKO hand tap, M30 x 1.5 fine threads per DIN 2181, high-speed steel (HSS), bright finish. | Stock | 44.5 | 46.5
236MXL025NG | SureMotion timing belt, 0.08in MXL pitch, 1/4in wide, 236 tooth, 18.9in pitch length (circumference), neoprene, fiberglass reinforced. Package of 3. | Stock | 13 | 14.5
236MXL025PP | SureMotion timing belt, 0.08in MXL pitch, 1/4in wide, 236 tooth, 18.9in pitch length (circumference), polyurethane, polyester reinforced. Package of 3. | Stock | 21 | 23
237009 | Stego retaining clip, for use with female power insert connector on Stego 244380 connection cable. | Stock | 2.5
2400-8M-20-NG | SureMotion timing belt, 8mm pitch, 20mm wide, 300 tooth, 2400mm pitch length (circumference), neoprene, fiberglass reinforced. | Stock | 62 | 69
2400-8M-30-NG | SureMotion timing belt, 8mm pitch, 30mm wide, 300 tooth, 2400mm pitch length (circumference), neoprene, fiberglass reinforced. | Stock | 92 | 102
240-5M-09-NG | SureMotion timing belt, 5mm pitch, 9mm wide, 48 tooth, 240mm pitch length (circumference), neoprene, fiberglass reinforced. | Stock | 6.25 | 7
240-5M-15-NG | SureMotion timing belt, 5mm pitch, 15mm wide, 48 tooth, 240mm pitch length (circumference), neoprene, fiberglass reinforced. | Stock | 9.25 | 10
240L050NG | SureMotion timing belt, 3/8in L pitch, 1/2in wide, 64 tooth, 24in pitch length (circumference), neoprene, fiberglass reinforced. | Stock | 7.5 | 8.25
240L100NG | SureMotion timing belt, 3/8in L pitch, 1in wide, 64 tooth, 24in pitch length (circumference), neoprene, fiberglass reinforced. | Stock | 15 | 16.5
240MXL025NG | SureMotion timing belt, 0.08in MXL pitch, 1/4in wide, 240 tooth, 19.2in pitch length (circumference), neoprene, fiberglass reinforced. Package of 3. | Stock | 11.5 | 12.5
240MXL025PP | SureMotion timing belt, 0.08in MXL pitch, 1/4in wide, 240 tooth, 19.2in pitch length (circumference), polyurethane, polyester reinforced. Package of 3. | Stock | 21 | 23
240XL037NG | SureMotion timing belt, 1/5in XL pitch, 3/8in wide, 120 tooth, 24in pitch length (circumference), neoprene, fiberglass reinforced. | Stock | 4.75 | 5.25
241010 | RUKO ratcheting tap wrench, adjustable ratchet lock, chrome-plated steel, two-jaw chuck, sliding T-handle. For use with M3 to M10 and 1/8 to 3/8in taps. | Stock | 25.5 | 25
241020 | RUKO ratcheting tap wrench, adjustable ratchet lock, chrome-plated steel, two-jaw chuck, sliding T-handle. For use with M5 to M12 and 7/32 to 1/2in taps. | Stock | 29 | 28.5
241103 | RUKO adjustable tap wrench, die-cast zinc, hardened steel two-jaw chuck, chrome-plated steel handles (1 fixed and 1 removable). For use with M5 to M20 and 1/4 to 3/4in taps. | Stock | 14.5 | 14
241112 | RUKO adjustable tap wrench, die-cast zinc, hardened steel two-jaw chuck, chrome-plated steel handles (1 fixed and 1 removable). For use with M1 to M12 and 1/8 to 1/2in taps. | Stock | 7.5 | 7.25
244357 | Stego power cable, input to pigtail, 6.5ft/2m cable length. For use with 0254 series AC LED enclosure lights and Varioline series LED enclosure lights without sockets. | Stock | 24.5 | 25.5
244359 | Stego power extension cable, input to output, 3.2ft/1m cable length. For use with 0254 series AC LED enclosure lights and Varioline series LED enclosure lights without sockets. | Stock | 29.5 | 31
244361 | Stego power cable, input to pigtail, 6.5ft/2m cable length. For use with DC LED 0254 series enclosure light fixtures. | Stock | 24.5 | 25.5
244363 | Stego power extension cable, input to output, 3.2ft/1m cable length. For use with DC LED 0254 series enclosure light fixtures. | Stock | 29.5 | 31
244380 | Stego heater connection cable, IEC320 C17 female power insert to pigtail, 6.5ft/2m cable length. For use with 0320xx-0x 1000W compact PTC fan heaters. | Stock | 11.5 | 12
244423 | Stego power cable. For use with Varioline LED lights with integral receptacle. | Stock | 59 | 62
244L100NG | SureMotion timing belt, 3/8in L pitch, 1in wide, 65 tooth, 24.4in pitch length (circumference), neoprene, fiberglass reinforced. | Stock | 15 | 16.5
245004RO | RUKO hand tap set, 15 pieces, metric coarse threads per DIN 352, high-speed steel (HSS), bright finish. | Stock | 72 | 75
245004USRO | RUKO hand tap set, 15 pieces, UNC/UNF threads per ANSI/ASME B1.1, high-speed steel (HSS), bright finish. | Stock | 85 | 89
246014UNC3 | RUKO hand tap, 1/4-20 UNC per ANSI/ASME B1.1, high-speed steel (HSS), bright finish. | Stock | 5.75 | 6
246014UNF2 | RUKO hand tap, 1/4-28 UNF per ANSI/ASME B1.1, high-speed steel (HSS), bright finish. | Stock | 6.5 | 7
246080UNC3 | RUKO hand tap, #8-32 UNC per ANSI/ASME B1.1, high-speed steel (HSS), bright finish. | Stock | 9.75 | 10.25
246100UNC3 | RUKO hand tap, #10-24 UNC per ANSI/ASME B1.1, high-speed steel (HSS), bright finish. | Stock | 9.75 | 10.25
246100UNF2 | RUKO hand tap, #10-32 UNF per ANSI/ASME B1.1, high-speed steel (HSS), bright finish. | Stock | 9.75 | 10.25
246516UNC3 | RUKO hand tap, 5/16-18 UNC per ANSI/ASME B1.1, high-speed steel (HSS), bright finish. | Stock | 5.75 | 6
246516UNF2 | RUKO hand tap, 5/16-24 UNF per ANSI/ASME B1.1, high-speed steel (HSS), bright finish. | Stock | 7.25 | 7.75
250801T | RUKO drill bit, jobber-length, 1/16in, split point, high-speed steel (HSS), Titanium-Nitride (TiN) coated finish. Package of 10. | Stock | 12.25 | 13.25
250802T | RUKO drill bit, jobber-length, 5/64in, split point, high-speed steel (HSS), Titanium-Nitride (TiN) coated finish. Package of 10. | Stock | 12.25 | 13.25
250803T | RUKO drill bit, jobber-length, 3/32in, split point, high-speed steel (HSS), Titanium-Nitride (TiN) coated finish. Package of 10. | Stock | 12.25 | 13.25
250804T | RUKO drill bit, jobber-length, 7/64in, split point, high-speed steel (HSS), Titanium-Nitride (TiN) coated finish. Package of 10. | Stock | 16.25 | 17.5
250805T | RUKO drill bit, jobber-length, 1/8in, split point, high-speed steel (HSS), Titanium-Nitride (TiN) coated finish. Package of 10. | Stock | 18.25 | 19.75
250806T | RUKO drill bit, jobber-length, 9/64in, split point, high-speed steel (HSS), Titanium-Nitride (TiN) coated finish. Package of 10. | Stock | 18.25 | 19.75
250807T | RUKO drill bit, jobber-length, 5/32in, split point, high-speed steel (HSS), Titanium-Nitride (TiN) coated finish. Package of 10. | Stock | 20 | 21.5
250808T | RUKO drill bit, jobber-length, 11/64in, split point, high-speed steel (HSS), Titanium-Nitride (TiN) coated finish. Package of 10. | Stock | 25 | 27
250809T | RUKO drill bit, jobber-length, 3/16in, split point, high-speed steel (HSS), Titanium-Nitride (TiN) coated finish. Package of 10. | Stock | 25.5 | 27
250810T | RUKO drill bit, jobber-length, 13/64in, split point, high-speed steel (HSS), Titanium-Nitride (TiN) coated finish. Package of 10. | Stock | 29.5 | 31.5
250811T | RUKO drill bit, jobber-length, 7/32in, split point, high-speed steel (HSS), Titanium-Nitride (TiN) coated finish. Package of 10. | Stock | 29.5 | 31.5
250812T | RUKO drill bit, jobber-length, 15/64in, split point, high-speed steel (HSS), Titanium-Nitride (TiN) coated finish. Package of 10. | Stock | 29.5 | 31.5
250813T | RUKO drill bit, jobber-length, 1/4in, split point, high-speed steel (HSS), Titanium-Nitride (TiN) coated finish. Package of 10. | Stock | 37 | 39.5
250814T | RUKO drill bit, jobber-length, 17/64in, split point, high-speed steel (HSS), Titanium-Nitride (TiN) coated finish. Package of 10. | Stock | 38 | 41
250815T | RUKO drill bit, jobber-length, 9/32in, split point, high-speed steel (HSS), Titanium-Nitride (TiN) coated finish. Package of 10. | Stock | 44.5 | 47.5
250816T | RUKO drill bit, jobber-length, 19/64in, split point, high-speed steel (HSS), Titanium-Nitride (TiN) coated finish. Package of 10. | Stock | 44.5 | 47.5
250817T | RUKO drill bit, jobber-length, 5/16in, split point, high-speed steel (HSS), Titanium-Nitride (TiN) coated finish. Package of 10. | Stock | 49.5 | 53
250818T | RUKO drill bit, jobber-length, 21/64in, split point, high-speed steel (HSS), Titanium-Nitride (TiN) coated finish. Package of 10. | Stock | 59 | 63
250819T | RUKO drill bit, jobber-length, 11/32in, split point, high-speed steel (HSS), Titanium-Nitride (TiN) coated finish. Package of 10. | Stock | 61 | 66
250820T | RUKO drill bit, jobber-length, 23/64in, split point, high-speed steel (HSS), Titanium-Nitride (TiN) coated finish. Package of 10. | Stock | 69 | 73
250821T | RUKO drill bit, jobber-length, 3/8in, split point, high-speed steel (HSS), Titanium-Nitride (TiN) coated finish. Package of 10. | Stock | 69 | 73
250822T | RUKO drill bit, jobber-length, 25/64in, split point, high-speed steel (HSS), Titanium-Nitride (TiN) coated finish. Package of 10. | Stock | 73 | 78
250823T | RUKO drill bit, jobber-length, 13/32in, split point, high-speed steel (HSS), Titanium-Nitride (TiN) coated finish. Package of 10. | Stock | 79 | 85
250824T | RUKO drill bit, jobber-length, 27/64in, split point, high-speed steel (HSS), Titanium-Nitride (TiN) coated finish. Package of 5. | Stock | 42.5 | 45.5
250825T | RUKO drill bit, jobber-length, 7/16in, split point, high-speed steel (HSS), Titanium-Nitride (TiN) coated finish. Package of 5. | Stock | 44 | 47
250826T | RUKO drill bit, jobber-length, 29/64in, split point, high-speed steel (HSS), Titanium-Nitride (TiN) coated finish. Package of 5. | Stock | 46 | 49.5
250827T | RUKO drill bit, jobber-length, 15/32in, split point, high-speed steel (HSS), Titanium-Nitride (TiN) coated finish. Package of 5. | Stock | 49 | 53
250828T | RUKO drill bit, jobber-length, 31/64in, split point, high-speed steel (HSS), Titanium-Nitride (TiN) coated finish. Package of 5. | Stock | 51 | 54
250829T | RUKO drill bit, jobber-length, 1/2in, split point, high-speed steel (HSS), Titanium-Nitride (TiN) coated finish. Package of 5. | Stock | 54 | 57
250850TRO | RUKO jobber-length drill bit set, 21 pieces, imperial, high-speed steel (HSS), Titanium-Nitride (TiN) coated finish, includes 1/16in to 3/8in drill bits in 1/64in increments and heavy-duty plastic case. | Stock | 41.5 | 44.5
250851TRO | RUKO jobber-length drill bit set, 29 pieces, imperial, high-speed steel (HSS), Titanium-Nitride (TiN) coated finish, includes 1/16in to 1/2in drill bits in 1/64in increments and heavy-duty plastic case. | Stock | 80 | 85
250MXL025NG | SureMotion timing belt, 0.08in MXL pitch, 1/4in wide, 250 tooth, 20in pitch length (circumference), neoprene, fiberglass reinforced. Package of 3. | Stock | 11.5 | 12.5
250MXL025PP | SureMotion timing belt, 0.08in MXL pitch, 1/4in wide, 250 tooth, 20in pitch length (circumference), polyurethane, polyester reinforced. Package of 3. | Stock | 10.5 | 11.5
250XL025NG | SureMotion timing belt, 1/5in XL pitch, 1/4in wide, 125 tooth, 25in pitch length (circumference), neoprene, fiberglass reinforced. | Stock | 3 | 3.25
250XL037NG | SureMotion timing belt, 1/5in XL pitch, 3/8in wide, 125 tooth, 25in pitch length (circumference), neoprene, fiberglass reinforced. | Stock | 5 | 5.5
255L050NG | SureMotion timing belt, 3/8in L pitch, 1/2in wide, 68 tooth, 25.5in pitch length (circumference), neoprene, fiberglass reinforced. | Stock | 7.75 | 8.5
255L100NG | SureMotion timing belt, 3/8in L pitch, 1in wide, 68 tooth, 25.5in pitch length (circumference), neoprene, fiberglass reinforced. | Stock | 15 | 16.5
2600-8M-20-NG | SureMotion timing belt, 8mm pitch, 20mm wide, 325 tooth, 2600mm pitch length (circumference), neoprene, fiberglass reinforced. | Stock | 68 | 75
2600-8M-30-NG | SureMotion timing belt, 8mm pitch, 30mm wide, 325 tooth, 2600mm pitch length (circumference), neoprene, fiberglass reinforced. | Stock | 98 | 108
26011060 | WERMA EvoSIGNAL Mini TwinLIGHT series LED industrial signal beacon, 62mm, red, permanent or blinking (1 Hz ON for 420ms), IP66, modular mount, 115-230 VAC. Requires mounting adapter. | Stock | 54 | 56
26011074 | WERMA EvoSIGNAL Mini TwinLIGHT series LED industrial signal beacon, 62mm, red, permanent or blinking (1 Hz ON for 410ms), IP66, modular mount, 12 VAC/VDC. Requires mounting adapter. | Stock | 54 | 56
26011075 | WERMA EvoSIGNAL Mini TwinLIGHT series LED industrial signal beacon, 62mm, red, permanent or blinking (1 Hz ON for 470ms), IP66, modular mount, 24 VAC/VDC. Requires mounting adapter. | Stock | 48 | 50
26012060 | WERMA EvoSIGNAL Mini TwinFLASH series LED industrial signal beacon, 62mm, red, double flash or EVS (Enhanced Visibility System) flashing (random flashing), IP66, modular mount, 115-230 VAC. Requires mounting adapter. | Stock | 67 | 70
26012074 | WERMA EvoSIGNAL Mini TwinFLASH series LED industrial signal beacon, 62mm, red, double flash or EVS (Enhanced Visibility System) flashing (random flashing), IP66, modular mount, 12 VAC/VDC. Requires mounting adapter. | Stock | 67 | 70
26012075 | WERMA EvoSIGNAL Mini TwinFLASH series LED industrial signal beacon, 62mm, red, double flash or EVS (Enhanced Visibility System) flashing (random flashing), IP66, modular mount, 24 VAC/VDC. Requires mounting adapter. | Stock | 60 | 62
26021060 | WERMA EvoSIGNAL Mini TwinLIGHT series LED industrial signal beacon, 62mm, green, permanent or blinking (1 Hz ON for 420ms), IP66, modular mount, 115-230 VAC. Requires mounting adapter. | Stock | 54 | 56
26021074 | WERMA EvoSIGNAL Mini TwinLIGHT series LED industrial signal beacon, 62mm, green, permanent or blinking (1 Hz ON for 410ms), IP66, modular mount, 12 VAC/VDC. Requires mounting adapter. | Stock | 54 | 56
26021075 | WERMA EvoSIGNAL Mini TwinLIGHT series LED industrial signal beacon, 62mm, green, permanent or blinking (1 Hz ON for 470ms), IP66, modular mount, 24 VAC/VDC. Requires mounting adapter. | Stock | 48 | 50
26022060 | WERMA EvoSIGNAL Mini TwinFLASH series LED industrial signal beacon, 62mm, green, double flash or EVS (Enhanced Visibility System) flashing (random flashing), IP66, modular mount, 115-230 VAC. Requires mounting adapter. | Stock | 67 | 70
26022074 | WERMA EvoSIGNAL Mini TwinFLASH series LED industrial signal beacon, 62mm, green, double flash or EVS (Enhanced Visibility System) flashing (random flashing), IP66, modular mount, 12 VAC/VDC. Requires mounting adapter. | Stock | 67 | 70
26022075 | WERMA EvoSIGNAL Mini TwinFLASH series LED industrial signal beacon, 62mm, green, double flash or EVS (Enhanced Visibility System) flashing (random flashing), IP66, modular mount, 24 VAC/VDC. Requires mounting adapter. | Stock | 60 | 62
26031060 | WERMA EvoSIGNAL Mini TwinLIGHT series LED industrial signal beacon, 62mm, yellow, permanent or blinking (1 Hz ON for 420ms), IP66, modular mount, 115-230 VAC. Requires mounting adapter. | Stock | 54 | 56
26031074 | WERMA EvoSIGNAL Mini TwinLIGHT series LED industrial signal beacon, 62mm, yellow, permanent or blinking (1 Hz ON for 410ms), IP66, modular mount, 12 VAC/VDC. Requires mounting adapter. | Stock | 54 | 56
26031075 | WERMA EvoSIGNAL Mini TwinLIGHT series LED industrial signal beacon, 62mm, yellow, permanent or blinking (1 Hz ON for 470ms), IP66, modular mount, 24 VAC/VDC. Requires mounting adapter. | Stock | 48 | 50
26032060 | WERMA EvoSIGNAL Mini TwinFLASH series LED industrial signal beacon, 62mm, yellow, double flash or EVS (Enhanced Visibility System) flashing (random flashing), IP66, modular mount, 115-230 VAC. Requires mounting adapter. | Stock | 67 | 70
26032074 | WERMA EvoSIGNAL Mini TwinFLASH series LED industrial signal beacon, 62mm, yellow, double flash or EVS (Enhanced Visibility System) flashing (random flashing), IP66, modular mount, 12 VAC/VDC. Requires mounting adapter. | Stock | 67 | 70
26032075 | WERMA EvoSIGNAL Mini TwinFLASH series LED industrial signal beacon, 62mm, yellow, double flash or EVS (Enhanced Visibility System) flashing (random flashing), IP66, modular mount, 24 VAC/VDC. Requires mounting adapter. | Stock | 60 | 62
26041060 | WERMA EvoSIGNAL Mini TwinLIGHT series LED industrial signal beacon, 62mm, clear/white, permanent or blinking (1 Hz ON for 420ms), IP66, modular mount, 115-230 VAC. Requires mounting adapter. | Stock | 54 | 56
26041074 | WERMA EvoSIGNAL Mini TwinLIGHT series LED industrial signal beacon, 62mm, clear/white, permanent or blinking (1 Hz ON for 410ms), IP66, modular mount, 12 VAC/VDC. Requires mounting adapter. | Stock | 54 | 56
26041075 | WERMA EvoSIGNAL Mini TwinLIGHT series LED industrial signal beacon, 62mm, clear/white, permanent or blinking (1 Hz ON for 470ms), IP66, modular mount, 24 VAC/VDC. Requires mounting adapter. | Stock | 48 | 50
26042060 | WERMA EvoSIGNAL Mini TwinFLASH series LED industrial signal beacon, 62mm, clear/white, double flash or EVS (Enhanced Visibility System) flashing (random flashing), IP66, modular mount, 115-230 VAC. Requires mounting adapter. | Stock | 67 | 70
26042074 | WERMA EvoSIGNAL Mini TwinFLASH series LED industrial signal beacon, 62mm, clear/white, double flash or EVS (Enhanced Visibility System) flashing (random flashing), IP66, modular mount, 12 VAC/VDC. Requires mounting adapter. | Stock | 67 | 70
26042075 | WERMA EvoSIGNAL Mini TwinFLASH series LED industrial signal beacon, 62mm, clear/white, double flash or EVS (Enhanced Visibility System) flashing (random flashing), IP66, modular mount, 24 VAC/VDC. Requires mounting adapter. | Stock | 60 | 62
26043075 | WERMA EvoSIGNAL Mini Permanent series LED industrial signal beacon, 62mm, red/yellow/green, permanent, IP66, modular mount, 24 VAC/VDC. Requires mounting adapter. | Stock | 68 | 71
26051060 | WERMA EvoSIGNAL Mini TwinLIGHT series LED industrial signal beacon, 62mm, blue, permanent or blinking (1 Hz ON for 420ms), IP66, modular mount, 115-230 VAC. Requires mounting adapter. | Stock | 54 | 56
26051074 | WERMA EvoSIGNAL Mini TwinLIGHT series LED industrial signal beacon, 62mm, blue, permanent or blinking (1 Hz ON for 410ms), IP66, modular mount, 12 VAC/VDC. Requires mounting adapter. | Stock | 54 | 56
26051075 | WERMA EvoSIGNAL Mini TwinLIGHT series LED industrial signal beacon, 62mm, blue, permanent or blinking (1 Hz ON for 470ms), IP66, modular mount, 24 VAC/VDC. Requires mounting adapter. | Stock | 48 | 50
26052060 | WERMA EvoSIGNAL Mini TwinFLASH series LED industrial signal beacon, 62mm, blue, double flash or EVS (Enhanced Visibility System) flashing (random flashing), IP66, modular mount, 115-230 VAC. Requires mounting adapter. | Stock | 67 | 70
26052074 | WERMA EvoSIGNAL Mini TwinFLASH series LED industrial signal beacon, 62mm, blue, double flash or EVS (Enhanced Visibility System) flashing (random flashing), IP66, modular mount, 12 VAC/VDC. Requires mounting adapter. | Stock | 67 | 70
26052075 | WERMA EvoSIGNAL Mini TwinFLASH series LED industrial signal beacon, 62mm, blue, double flash or EVS (Enhanced Visibility System) flashing (random flashing), IP66, modular mount, 24 VAC/VDC. Requires mounting adapter. | Stock | 60 | 62
26070001 | WERMA EvoSIGNAL Mini series mounting base adapter, for use with WERMA EvoSIGNAL Mini industrial signal beacons, optical-audible signal beacons and audible signal horns. | Stock | 5 | 5.25
26070003 | WERMA EvoSIGNAL Mini series M22 mounting adapter, for use with WERMA EvoSIGNAL Mini industrial signal beacons, optical-audible signal beacons and audible signal horns. | Stock | 9 | 9.25
26070004 | WERMA EvoSIGNAL Mini series PG 29 mounting adapter, for use with WERMA EvoSIGNAL Mini industrial signal beacons, optical-audible signal beacons and audible signal horns. | Stock | 9 | 9.25
26070005 | WERMA EvoSIGNAL Mini series 1/2in NPT tube adapter, for use with WERMA EvoSIGNAL Mini industrial signal beacons, optical-audible signal beacons and audible signal horns. | Stock | 11 | 11.5
26070006 | WERMA EvoSIGNAL Mini series mounting bracket adapter with cable gland, for use with WERMA EvoSIGNAL Mini industrial signal beacons, optical-audible signal beacons and audible signal horns. | Stock | 6 | 6.25
26070007 | WERMA EvoSIGNAL Mini series mounting bracket adapter, for use with WERMA EvoSIGNAL Mini industrial signal beacons, optical-audible signal beacons and audible signal horns. | Stock | 6 | 6.25
260MXL025NG | SureMotion timing belt, 0.08in MXL pitch, 1/4in wide, 260 tooth, 20.8in pitch length (circumference), neoprene, fiberglass reinforced. Package of 3. | Stock | 11.5 | 12.5
260MXL025PP | SureMotion timing belt, 0.08in MXL pitch, 1/4in wide, 260 tooth, 20.8in pitch length (circumference), polyurethane, polyester reinforced. Package of 3. | Stock | 29.5 | 32.5
260XL025NG | SureMotion timing belt, 1/5in XL pitch, 1/4in wide, 130 tooth, 26in pitch length (circumference), neoprene, fiberglass reinforced. | Stock | 3 | 3.25
260XL037NG | SureMotion timing belt, 1/5in XL pitch, 3/8in wide, 130 tooth, 26in pitch length (circumference), neoprene, fiberglass reinforced. | Stock | 5 | 5.5
26111060 | WERMA EvoSIGNAL Midi TwinLIGHT series LED industrial signal beacon, 85mm, red, permanent or blinking (1 Hz ON for 420ms), IP66, modular mount, 115-230 VAC. Requires mounting adapter. | Stock | 92 | 96
26111070 | WERMA EvoSIGNAL Midi TwinLIGHT series LED industrial signal beacon, 85mm, red, permanent or blinking (1 Hz ON for 480ms), IP66, modular mount, 12/24 VAC/VDC. Requires mounting adapter. | Stock | 87 | 90
26112060 | WERMA EvoSIGNAL Midi TwinFLASH series LED industrial signal beacon, 85mm, red, double flash or EVS (Enhanced Visibility System) flashing (random flashing), IP66, modular mount, 115-230 VAC. Requires mounting adapter. | Stock | 103 | 107
26112070 | WERMA EvoSIGNAL Midi TwinFLASH series LED industrial signal beacon, 85mm, red, double flash or EVS (Enhanced Visibility System) flashing (random flashing), IP66, modular mount, 12/24 VAC/VDC. Requires mounting adapter. | Stock | 97 | 101
26114060 | WERMA EvoSIGNAL Midi Rotating series LED industrial signal beacon, 85mm, red, rotating (180 rpm), IP66, modular mount, 115-230 VAC. Requires mounting adapter. | Stock | 130 | 135
26114070 | WERMA EvoSIGNAL Midi Rotating series LED industrial signal beacon, 85mm, red, rotating (180 rpm), IP66, modular mount, 12/24 VAC/VDC. Requires mounting adapter. | Stock | 124 | 129
26121060 | WERMA EvoSIGNAL Midi TwinLIGHT series LED industrial signal beacon, 85mm, green, permanent or blinking (1 Hz ON for 420ms), IP66, modular mount, 115-230 VAC. Requires mounting adapter. | Stock | 92 | 96
26121070 | WERMA EvoSIGNAL Midi TwinLIGHT series LED industrial signal beacon, 85mm, green, permanent or blinking (1 Hz ON for 480ms), IP66, modular mount, 12/24 VAC/VDC. Requires mounting adapter. | Stock | 87 | 90
26122060 | WERMA EvoSIGNAL Midi TwinFLASH series LED industrial signal beacon, 85mm, green, double flash or EVS (Enhanced Visibility System) flashing (random flashing), IP66, modular mount, 115-230 VAC. Requires mounting adapter. | Stock | 103 | 107
26122070 | WERMA EvoSIGNAL Midi TwinFLASH series LED industrial signal beacon, 85mm, green, double flash or EVS (Enhanced Visibility System) flashing (random flashing), IP66, modular mount, 12/24 VAC/VDC. Requires mounting adapter. | Stock | 97 | 101
26124060 | WERMA EvoSIGNAL Midi Rotating series LED industrial signal beacon, 85mm, green, rotating (180 rpm), IP66, modular mount, 115-230 VAC. Requires mounting adapter. | Stock | 130 | 135
26124070 | WERMA EvoSIGNAL Midi Rotating series LED industrial signal beacon, 85mm, green, rotating (180 rpm), IP66, modular mount, 12/24 VAC/VDC. Requires mounting adapter. | Stock | 124 | 129
26131060 | WERMA EvoSIGNAL Midi TwinLIGHT series LED industrial signal beacon, 85mm, yellow, permanent or blinking (1 Hz ON for 420ms), IP66, modular mount, 115-230 VAC. Requires mounting adapter. | Stock | 92 | 96
26131070 | WERMA EvoSIGNAL Midi TwinLIGHT series LED industrial signal beacon, 85mm, yellow, permanent or blinking (1 Hz ON for 480ms), IP66, modular mount, 12/24 VAC/VDC. Requires mounting adapter. | Stock | 87 | 90
26132060 | WERMA EvoSIGNAL Midi TwinFLASH series LED industrial signal beacon, 85mm, yellow, double flash or EVS (Enhanced Visibility System) flashing (random flashing), IP66, modular mount, 115-230 VAC. Requires mounting adapter. | Stock | 103 | 107
26132070 | WERMA EvoSIGNAL Midi TwinFLASH series LED industrial signal beacon, 85mm, yellow, double flash or EVS (Enhanced Visibility System) flashing (random flashing), IP66, modular mount, 12/24 VAC/VDC. Requires mounting adapter. | Stock | 97 | 101
26134060 | WERMA EvoSIGNAL Midi Rotating series LED industrial signal beacon, 85mm, yellow, rotating (180 rpm), IP66, modular mount, 115-230 VAC. Requires mounting adapter. | Stock | 130 | 135
26134070 | WERMA EvoSIGNAL Midi Rotating series LED industrial signal beacon, 85mm, yellow, rotating (180 rpm), IP66, modular mount, 12/24 VAC/VDC. Requires mounting adapter. | Stock | 124 | 129
26141060 | WERMA EvoSIGNAL Midi TwinLIGHT series LED industrial signal beacon, 85mm, clear/white, permanent or blinking (1 Hz ON for 420ms), IP66, modular mount, 115-230 VAC. Requires mounting adapter. | Stock | 92 | 96
26141070 | WERMA EvoSIGNAL Midi TwinLIGHT series LED industrial signal beacon, 85mm, clear/white, permanent or blinking (1 Hz ON for 480ms), IP66, modular mount, 12/24 VAC/VDC. Requires mounting adapter. | Stock | 87 | 90
26142060 | WERMA EvoSIGNAL Midi TwinFLASH series LED industrial signal beacon, 85mm, clear/white, double flash or EVS (Enhanced Visibility System) flashing (random flashing), IP66, modular mount, 115-230 VAC. Requires mounting adapter. | Stock | 103 | 107
26142070 | WERMA EvoSIGNAL Midi TwinFLASH series LED industrial signal beacon, 85mm, clear/white, double flash or EVS (Enhanced Visibility System) flashing (random flashing), IP66, modular mount, 12/24 VAC/VDC. Requires mounting adapter. | Stock | 97 | 101
26143060 | WERMA EvoSIGNAL Midi Permanent series LED industrial signal beacon, 85mm, red/yellow/green, permanent, IP66, modular mount, 115-230 VAC. Requires mounting adapter. | Stock | 136 | 141
26143070 | WERMA EvoSIGNAL Midi Permanent series LED industrial signal beacon, 85mm, red/yellow/green, permanent, IP66, modular mount, 12/24 VAC/VDC. Requires mounting adapter. | Stock | 129 | 134
26144060 | WERMA EvoSIGNAL Midi Rotating series LED industrial signal beacon, 85mm, clear/white, rotating (180 rpm), IP66, modular mount, 115-230 VAC. Requires mounting adapter. | Stock | 130 | 135
26144070 | WERMA EvoSIGNAL Midi Rotating series LED industrial signal beacon, 85mm, clear/white, rotating (180 rpm), IP66, modular mount, 12/24 VAC/VDC. Requires mounting adapter. | Stock | 124 | 129
26151060 | WERMA EvoSIGNAL Midi TwinLIGHT series LED industrial signal beacon, 85mm, blue, permanent or blinking (1 Hz ON for 420ms), IP66, modular mount, 115-230 VAC. Requires mounting adapter. | Stock | 92 | 96
26151070 | WERMA EvoSIGNAL Midi TwinLIGHT series LED industrial signal beacon, 85mm, blue, permanent or blinking (1 Hz ON for 480ms), IP66, modular mount, 12/24 VAC/VDC. Requires mounting adapter. | Stock | 87 | 90
26152060 | WERMA EvoSIGNAL Midi TwinFLASH series LED industrial signal beacon, 85mm, blue, double flash or EVS (Enhanced Visibility System) flashing (random flashing), IP66, modular mount, 115-230 VAC. Requires mounting adapter. | Stock | 103 | 107
26152070 | WERMA EvoSIGNAL Midi TwinFLASH series LED industrial signal beacon, 85mm, blue, double flash or EVS (Enhanced Visibility System) flashing (random flashing), IP66, modular mount, 12/24 VAC/VDC. Requires mounting adapter. | Stock | 97 | 101
26154060 | WERMA EvoSIGNAL Midi Rotating series LED industrial signal beacon, 85mm, blue, rotating (180 rpm), IP66, modular mount, 115-230 VAC. Requires mounting adapter. | Stock | 130 | 135
26154070 | WERMA EvoSIGNAL Midi Rotating series LED industrial signal beacon, 85mm, blue, rotating (180 rpm), IP66, modular mount, 12/24 VAC/VDC. Requires mounting adapter. | Stock | 124 | 129
26170001 | WERMA EvoSIGNAL Midi series mounting base adapter, for use with WERMA EvoSIGNAL Midi industrial signal beacons, optical-audible signal beacons and audible signal horns. | Stock | 6 | 6.25
26170002 | WERMA EvoSIGNAL Midi series mounting base adapter with cable gland, for use with WERMA EvoSIGNAL Midi industrial signal beacons, optical-audible signal beacons and audible signal horns. | Stock | 12 | 12.5
26170003 | WERMA EvoSIGNAL Midi series mounting bracket adapter with horn, for use with WERMA EvoSIGNAL Midi industrial signal beacons, optical-audible signal beacons and audible signal horns. | Stock | 11 | 11.5
26170005 | WERMA EvoSIGNAL Midi series 1/2in NPT tube adapter, for use with WERMA EvoSIGNAL Midi industrial signal beacons, optical-audible signal beacons and audible signal horns. | Stock | 13 | 13.5
26170006 | WERMA EvoSIGNAL Midi series mounting bracket adapter with cable gland, for use with WERMA EvoSIGNAL Midi industrial signal beacons, optical-audible signal beacons and audible signal horns. | Stock | 10 | 10.5
26170007 | WERMA EvoSIGNAL Midi series mounting bracket adapter, for use with WERMA EvoSIGNAL Midi industrial signal beacons, optical-audible signal beacons and audible signal horns. | Stock | 7 | 7.25
26211060 | WERMA EvoSIGNAL Maxi TwinLIGHT series LED industrial signal beacon, 120mm, red, permanent or blinking (1 Hz ON for 480ms), IP66, modular mount, 115-230 VAC. Requires mounting adapter. | Stock | 228 | 237
26211070 | WERMA EvoSIGNAL Maxi TwinLIGHT series LED industrial signal beacon, 120mm, red, permanent or blinking (1 Hz ON for 480ms), IP66, modular mount, 12/24 VAC/VDC. Requires mounting adapter. | Stock | 221 | 230
26212060 | WERMA EvoSIGNAL Maxi TwinFLASH series LED industrial signal beacon, 120mm, red, double flash or EVS (Enhanced Visibility System) flashing (random flashing), IP66, modular mount, 115-230 VAC. Requires mounting adapter. | Stock | 241 | 251
26212070 | WERMA EvoSIGNAL Maxi TwinFLASH series LED industrial signal beacon, 120mm, red, double flash or EVS (Enhanced Visibility System) flashing (random flashing), IP66, modular mount, 12/24 VAC/VDC. Requires mounting adapter. | Stock | 234 | 243
26214060 | WERMA EvoSIGNAL Maxi Rotating series LED industrial signal beacon, 120mm, red, rotating (180 rpm), IP66, modular mount, 115-230 VAC. Requires mounting adapter. | Stock | 257 | 267
26214070 | WERMA EvoSIGNAL Maxi Rotating series LED industrial signal beacon, 120mm, red, rotating (180 rpm), IP66, modular mount, 12/24 VAC/VDC. Requires mounting adapter. | Stock | 251 | 261
26221060 | WERMA EvoSIGNAL Maxi TwinLIGHT series LED industrial signal beacon, 120mm, green, permanent or blinking (1 Hz ON for 480ms), IP66, modular mount, 115-230 VAC. Requires mounting adapter. | Stock | 228 | 237
26221070 | WERMA EvoSIGNAL Maxi TwinLIGHT series LED industrial signal beacon, 120mm, green, permanent or blinking (1 Hz ON for 480ms), IP66, modular mount, 12/24 VAC/VDC. Requires mounting adapter. | Stock | 221 | 230
26222060 | WERMA EvoSIGNAL Maxi TwinFLASH series LED industrial signal beacon, 120mm, green, double flash or EVS (Enhanced Visibility System) flashing (random flashing), IP66, modular mount, 115-230 VAC. Requires mounting adapter. | Stock | 241 | 251
26222070 | WERMA EvoSIGNAL Maxi TwinFLASH series LED industrial signal beacon, 120mm, green, double flash or EVS (Enhanced Visibility System) flashing (random flashing), IP66, modular mount, 12/24 VAC/VDC. Requires mounting adapter. | Stock | 234 | 243
26224060 | WERMA EvoSIGNAL Maxi Rotating series LED industrial signal beacon, 120mm, green, rotating (180 rpm), IP66, modular mount, 115-230 VAC. Requires mounting adapter. | Stock | 257 | 267
26224070 | WERMA EvoSIGNAL Maxi Rotating series LED industrial signal beacon, 120mm, green, rotating (180 rpm), IP66, modular mount, 12/24 VAC/VDC. Requires mounting adapter. | Stock | 251 | 261
26231060 | WERMA EvoSIGNAL Maxi TwinLIGHT series LED industrial signal beacon, 120mm, yellow, permanent or blinking (1 Hz ON for 480ms), IP66, modular mount, 115-230 VAC. Requires mounting adapter. | Stock | 228 | 237
26231070 | WERMA EvoSIGNAL Maxi TwinLIGHT series LED industrial signal beacon, 120mm, yellow, permanent or blinking (1 Hz ON for 480ms), IP66, modular mount, 12/24 VAC/VDC. Requires mounting adapter. | Stock | 221 | 230
26232060 | WERMA EvoSIGNAL Maxi TwinFLASH series LED industrial signal beacon, 120mm, yellow, double flash or EVS (Enhanced Visibility System) flashing (random flashing), IP66, modular mount, 115-230 VAC. Requires mounting adapter. | Stock | 241 | 251
26232070 | WERMA EvoSIGNAL Maxi TwinFLASH series LED industrial signal beacon, 120mm, yellow, double flash or EVS (Enhanced Visibility System) flashing (random flashing), IP66, modular mount, 12/24 VAC/VDC. Requires mounting adapter. | Stock | 234 | 243
26234060 | WERMA EvoSIGNAL Maxi Rotating series LED industrial signal beacon, 120mm, yellow, rotating (180 rpm), IP66, modular mount, 115-230 VAC. Requires mounting adapter. | Stock | 257 | 267
26234070 | WERMA EvoSIGNAL Maxi Rotating series LED industrial signal beacon, 120mm, yellow, rotating (180 rpm), IP66, modular mount, 12/24 VAC/VDC. Requires mounting adapter. | Stock | 251 | 261
26241060 | WERMA EvoSIGNAL Maxi TwinLIGHT series LED industrial signal beacon, 120mm, clear/white, permanent or blinking (1 Hz ON for 480ms), IP66, modular mount, 115-230 VAC. Requires mounting adapter. | Stock | 228 | 237
26241070 | WERMA EvoSIGNAL Maxi TwinLIGHT series LED industrial signal beacon, 120mm, clear/white, permanent or blinking (1 Hz ON for 480ms), IP66, modular mount, 12/24 VAC/VDC. Requires mounting adapter. | Stock | 221 | 230
26242060 | WERMA EvoSIGNAL Maxi TwinFLASH series LED industrial signal beacon, 120mm, clear/white, double flash or EVS (Enhanced Visibility System) flashing (random flashing), IP66, modular mount, 115-230 VAC. Requires mounting adapter. | Stock | 241 | 251
26242070 | WERMA EvoSIGNAL Maxi TwinFLASH series LED industrial signal beacon, 120mm, clear/white, double flash or EVS (Enhanced Visibility System) flashing (random flashing), IP66, modular mount, 12/24 VAC/VDC. Requires mounting adapter. | Stock | 234 | 243
26244060 | WERMA EvoSIGNAL Maxi Rotating series LED industrial signal beacon, 120mm, clear/white, rotating (180 rpm), IP66, modular mount, 115-230 VAC. Requires mounting adapter. | Stock | 257 | 267
26244070 | WERMA EvoSIGNAL Maxi Rotating series LED industrial signal beacon, 120mm, clear/white, rotating (180 rpm), IP66, modular mount, 12/24 VAC/VDC. Requires mounting adapter. | Stock | 251 | 261
26251060 | WERMA EvoSIGNAL Maxi TwinLIGHT series LED industrial signal beacon, 120mm, blue, permanent or blinking (1 Hz ON for 480ms), IP66, modular mount, 115-230 VAC. Requires mounting adapter. | Stock | 228 | 237
26251070 | WERMA EvoSIGNAL Maxi TwinLIGHT series LED industrial signal beacon, 120mm, blue, permanent or blinking (1 Hz ON for 480ms), IP66, modular mount, 12/24 VAC/VDC. Requires mounting adapter. | Stock | 221 | 230
26252060 | WERMA EvoSIGNAL Maxi TwinFLASH series LED industrial signal beacon, 120mm, blue, double flash or EVS (Enhanced Visibility System) flashing (random flashing), IP66, modular mount, 115-230 VAC. Requires mounting adapter. | Stock | 241 | 251
26252070 | WERMA EvoSIGNAL Maxi TwinFLASH series LED industrial signal beacon, 120mm, blue, double flash or EVS (Enhanced Visibility System) flashing (random flashing), IP66, modular mount, 12/24 VAC/VDC. Requires mounting adapter. | Stock | 234 | 243
26254060 | WERMA EvoSIGNAL Maxi Rotating series LED industrial signal beacon, 120mm, blue, rotating (180 rpm), IP66, modular mount, 115-230 VAC. Requires mounting adapter. | Stock | 257 | 267
26254070 | WERMA EvoSIGNAL Maxi Rotating series LED industrial signal beacon, 120mm, blue, rotating (180 rpm), IP66, modular mount, 12/24 VAC/VDC. Requires mounting adapter. | Stock | 251 | 261
26270001 | WERMA EvoSIGNAL Maxi series mounting base adapter, for use with WERMA EvoSIGNAL Maxi industrial signal beacons. | Stock | 10 | 10.5
26270002 | WERMA EvoSIGNAL Maxi series mounting base adapter with cable gland, for use with WERMA EvoSIGNAL Maxi industrial signal beacons. | Stock | 15 | 15.5
26270006 | WERMA EvoSIGNAL Maxi series mounting bracket adapter with cable gland, for use with WERMA EvoSIGNAL Maxi industrial signal beacons. | Stock | 14 | 14.5
26270007 | WERMA EvoSIGNAL Maxi series mounting bracket adapter, for use with WERMA EvoSIGNAL Maxi industrial signal beacons. | Stock | 13 | 13.5
264009 | RUKO hand tap, PG-9 x 18 conduit per DIN 40430, high-speed steel (HSS), bright finish. | Stock | 20.5
264011 | RUKO hand tap, PG-11 x 18 conduit per DIN 40430, high-speed steel (HSS), bright finish. | Stock | 28.5
264016 | RUKO hand tap, PG-16 x 18 conduit per DIN 40430, high-speed steel (HSS), bright finish. | Stock | 40.5
264021 | RUKO hand tap, PG-21 x 16 conduit per DIN 40430, high-speed steel (HSS), bright finish. | Stock | 60 | 61
264029 | RUKO hand tap, PG-29 x 16 conduit per DIN 40430, high-speed steel (HSS), bright finish. | Stock | 92 | 93
264057 | Stego input power connector, D-sub with screw terminals, field-wireable. For use with 0254 series AC LED enclosure lights and Varioline series LED enclosure lights without sockets. | Stock | 8 | 8.25
264058 | Stego output power connector, D-sub with screw terminals, field-wireable. For use with 0254 series AC LED enclosure lights and Varioline series LED enclosure lights without sockets. | Stock | 7.5 | 7.75
264059 | Stego input power connector, D-sub with screw terminals, field-wireable. For use with DC LED 0254 series enclosure light fixtures. | Stock | 8 | 8.25
264060 | Stego output power connector, D-sub with screw terminals, field-wireable. For use with DC LED 0254 series enclosure light fixtures. | Stock | 7.5 | 7.75
264090 | Stego door switch connector, 2-pole male, field-wireable. For use with Varioline LED lights with integral receptacle. | Stock | 9.75 | 10.25
264091 | Stego input power connector, 3-pole female, field-wireable. For use with Varioline LED lights with integral receptacle. | Stock | 12.25 | 12.75
264093 | Stego daisy chain connector, 3-pole female, field-wireable. For use with Varioline LED lights with integral receptacle. | Stock | 13.75 | 14.25
265014UNC | RUKO machine tap, 1/4-20 UNC per ANSI/ASME B1.1, 5% cobalt high-speed steel (HSSE-Co5), bright finish. | Stock | 9 | 9.5
265014UNF | RUKO machine tap, 1/4-28 UNF per ANSI/ASME B1.1, 5% cobalt high-speed steel (HSSE-Co5), bright finish. | Stock | 10.25 | 10.5
265038UNC | RUKO machine tap, 3/8-16 UNC per ANSI/ASME B1.1, 5% cobalt high-speed steel (HSSE-Co5), bright finish. | Stock | 12 | 12.5
265038UNF | RUKO machine tap, 3/8-24 UNF per ANSI/ASME B1.1, 5% cobalt high-speed steel (HSSE-Co5), bright finish. | Stock | 12 | 12.5
265040UNC | RUKO machine tap, #4-40 UNC per ANSI/ASME B1.1, 5% cobalt high-speed steel (HSSE-Co5), bright finish. | Stock | 10.25 | 10.5
265040UNF | RUKO machine tap, #4-48 UNF per ANSI/ASME B1.1, 5% cobalt high-speed steel (HSSE-Co5), bright finish. | Stock | 8.5 | 8.75
265050UNC | RUKO machine tap, #5-40 UNC per ANSI/ASME B1.1, 5% cobalt high-speed steel (HSSE-Co5), bright finish. | Stock | 8.5 | 8.75
265050UNF | RUKO machine tap, #5-44 UNF per ANSI/ASME B1.1, 5% cobalt high-speed steel (HSSE-Co5), bright finish. | Stock | 9.75 | 10.25
265060UNC | RUKO machine tap, #6-32 UNC per ANSI/ASME B1.1, 5% cobalt high-speed steel (HSSE-Co5), bright finish. | Stock | 8.5 | 8.75
265060UNF | RUKO machine tap, #6-40 UNF per ANSI/ASME B1.1, 5% cobalt high-speed steel (HSSE-Co5), bright finish. | Stock | 8.5 | 8.75
265080UNC | RUKO machine tap, #8-32 UNC per ANSI/ASME B1.1, 5% cobalt high-speed steel (HSSE-Co5), bright finish. | Stock | 8.5 | 8.75
265080UNF | RUKO machine tap, #8-36 UNF per ANSI/ASME B1.1, 5% cobalt high-speed steel (HSSE-Co5), bright finish. | Stock | 8.5 | 9
265100UNC | RUKO machine tap, #10-24 UNC per ANSI/ASME B1.1, 5% cobalt high-speed steel (HSSE-Co5), bright finish. | Stock | 8.5 | 8.75
265100UNF | RUKO machine tap, #10-32 UNF per ANSI/ASME B1.1, 5% cobalt high-speed steel (HSSE-Co5), bright finish. | Stock | 8.5 | 8.75
265120UNC | RUKO machine tap, #12-24 UNC per ANSI/ASME B1.1, 5% cobalt high-speed steel (HSSE-Co5), bright finish. | Stock | 8.5 | 9
265120UNF | RUKO machine tap, #12-28 UNF per ANSI/ASME B1.1, 5% cobalt high-speed steel (HSSE-Co5), bright finish. | Stock | 10.5 | 11
265516UNC | RUKO machine tap, 5/16-18 UNC per ANSI/ASME B1.1, high-speed steel cobalt 5 alloy (HSS-Co5), bright finish. | Stock | 10.5 | 11
265516UNF | RUKO machine tap, 5/16-24 UNF per ANSI/ASME B1.1, high-speed steel cobalt 5 alloy (HSS-Co5), bright finish. | Stock | 10.5 | 11
26995052 | Socomec rotary handle, pistol, black, direct mount, 2-position, lockable in OFF only. For use with SIRCO 100 - 400A switch bodies. | Stock | 14.5 | 16
26TDT1W4C | AutomationDirect EMI input filter, 230 VAC, 3-phase, 26A, panel mount, EMI/RFI filtering, drive rated, standard performance, screw terminals and ring terminals. For use with 3-phase AC drives. | Stock | 106 | 110
27003011 | Socomec SIRCO series rotary disconnect switch, load break capable, 3-pole, 600 VAC, 100A, 200kA SCCR, panel mount, UL 98 rated, front operated, accepts 10 x 10mm size shaft. | Stock | 139 | 152
27003021 | Socomec SIRCO series rotary disconnect switch, load break capable, 3-pole, 600 VAC, 200A, 200kA SCCR, panel mount, UL 98 rated, front operated, accepts 10 x 10mm size shaft. | Stock | 217 | 237
27003041 | Socomec SIRCO series rotary disconnect switch, load break capable, 3-pole, 600 VAC, 400A, 200kA SCCR, panel mount, UL 98 rated, front operated, accepts 10 x 10mm size shaft. | Stock | 521 | 568
27003060 | Socomec SIRCO series rotary disconnect switch, load break capable, 3-pole, 600 VAC, 600A, 200kA SCCR, panel mount, UL 98 rated, front operated, accepts 15 x 12mm size shaft. | Stock | 901 | 982
27004011 | Socomec SIRCO series rotary disconnect switch, load break capable, 4-pole, 600 VAC, 100A, 200kA SCCR, panel mount, UL 98 rated, front operated, accepts 10 x 10mm size shaft. | Stock | 163 | 178
27004021 | Socomec SIRCO series rotary disconnect switch, load break capable, 4-pole, 600 VAC, 200A, 200kA SCCR, panel mount, UL 98 rated, front operated, accepts 10 x 10mm size shaft. | Stock | 241 | 263
270L050NG | SureMotion timing belt, 3/8in L pitch, 1/2in wide, 72 tooth, 27in pitch length (circumference), neoprene, fiberglass reinforced. | Stock | 8 | 8.75
270L100NG | SureMotion timing belt, 3/8in L pitch, 1in wide, 72 tooth, 27in pitch length (circumference), neoprene, fiberglass reinforced. | Stock | 16 | 17.5
275-5M-09-NG | SureMotion timing belt, 5mm pitch, 9mm wide, 55 tooth, 275mm pitch length (circumference), neoprene, fiberglass reinforced. | Stock | 6.5 | 7.25
275-5M-15-NG | SureMotion timing belt, 5mm pitch, 15mm wide, 55 tooth, 275mm pitch length (circumference), neoprene, fiberglass reinforced. | Stock | 10 | 11
27983021 | Socomec terminal screen, line side, 3-pole. For use with SIRCO & SIRCO DC 100-250A switch bodies. | Stock | 17.25 | 19
27983041 | Socomec terminal screen, line side, 3-pole. For use with SIRCO 400A switch bodies. | Stock | 25.5 | 28
27983060 | Socomec terminal screen, line or load side, 3-pole. For use with SIRCO 600A switch bodies. | Stock | 57 | 62
27984021 | Socomec terminal screen, line or load side, 4-pole. For use with SIRCO & SIRCO DC 100-250A switch bodies. | Stock | 19.75 | 21.5
27988021 | Socomec terminal screen, load side, 3-pole. For use with SIRCO & SIRCO DC 100-250A switch bodies. | Stock | 17.25 | 19
27988041 | Socomec terminal screen, load side, 3-pole. For use with SIRCO 400A switch bodies. | Stock | 25.5 | 28
27990021 | Socomec auxiliary contact, front mount, (1) N.O./(1) N.C. contact(s), 10A @ 125 VAC. For use with SIRCO 100 - 600A switch bodies. | Stock | 10.5 | 11.5
27990022 | Socomec auxiliary contact, front mount, (1) N.O./(1) N.C. contact(s), 10A @ 125 VAC. Package of 2. For use with SIRCO 100 - 600A switch bodies. | Stock | 14.5 | 16
27990121 | Socomec auxiliary contact, front mount, (1) N.O./(1) N.C. contact(s), 1A @ 125 VAC, low impedance. For use with SIRCO 100 - 600A switch bodies. | Stock | 12.5 | 13.5
27990122 | Socomec auxiliary contact, front mount, (1) N.O./(1) N.C. contact(s), 1A @ 125 VAC, low impedance. Package of 2. For use with SIRCO 100 - 600A switch bodies. | Stock | 19.75 | 21.5
27DC4011 | Socomec SIRCO DC series rotary disconnect switch, load break capable, 4-pole, 1000 VDC, 100A, 10kA SCCR, panel mount, UL 98B rated, front operated, accepts 10 x 10mm size shaft. | Stock | 272 | 296
27DC4021 | Socomec SIRCO DC series rotary disconnect switch, load break capable, 4-pole, 1000 VDC, 250A, 10kA SCCR, panel mount, UL 98B rated, front operated, accepts 10 x 10mm size shaft. | Stock | 327 | 356
2800-8M-20-NG | SureMotion timing belt, 8mm pitch, 20mm wide, 350 tooth, 2800mm pitch length (circumference), neoprene, fiberglass reinforced. | Stock | 72 | 80
2800-8M-30-NG | SureMotion timing belt, 8mm pitch, 30mm wide, 350 tooth, 2800mm pitch length (circumference), neoprene, fiberglass reinforced. | Stock | 105 | 116
280MXL025NG | SureMotion timing belt, 0.08in MXL pitch, 1/4in wide, 280 tooth, 22.4in pitch length (circumference), neoprene, fiberglass reinforced. Package of 3. | Stock | 12 | 13.5
280MXL025PP | SureMotion timing belt, 0.08in MXL pitch, 1/4in wide, 280 tooth, 22.4in pitch length (circumference), polyurethane, polyester reinforced. Package of 3. | Stock | 21 | 23
285L050NG | SureMotion timing belt, 3/8in L pitch, 1/2in wide, 76 tooth, 28.5in pitch length (circumference), neoprene, fiberglass reinforced. | Stock | 8.25 | 9
2CLC2024 | Hammond operator console, NEMA 3R/4/12, 38 x 24 x 20in (HxWxD), freestanding, carbon steel, RAL 7035 light gray, powder coat finish, single-door, 1/4-turn semi-flush oil-tight latch. | Stock | 1568 | 1678
2CLC2036 | Hammond operator console, NEMA 3R/4/12, 38 x 36 x 20in (HxWxD), freestanding, carbon steel, RAL 7035 light gray, powder coat finish, single-door, 1/4-turn semi-flush oil-tight latch. | Stock | 1825 | 1953
2CLC2048 | Hammond operator console, NEMA 3R/4/12, 38 x 48 x 20in (HxWxD), freestanding, carbon steel, RAL 7035 light gray, powder coat finish, 2-door, 1/4-turn semi-flush oil-tight latch. | from vendor up to 15 business days | 2518 | 2695
2CLC2060 | Hammond operator console, NEMA 3R/4/12, 38 x 60 x 20in (HxWxD), freestanding, carbon steel, RAL 7035 light gray, powder coat finish, 2-door, 1/4-turn semi-flush oil-tight latch. | from vendor up to 15 business days | 2948 | 3155
2CSC2024 | Hammond operator console, NEMA 3R/4/4X/12, 38 x 24 x 20in (HxWxD), freestanding, 304 stainless steel, #4 brush finish, single-door, 1/4-turn semi-flush oil-tight stainless steel latch. | Stock | 2154 | 2312
2CSC2036 | Hammond operator console, NEMA 3R/4/4X/12, 38 x 36 x 20in (HxWxD), freestanding, 304 stainless steel, #4 brush finish, single-door, 1/4-turn semi-flush oil-tight stainless steel latch. | Stock | 2510 | 2694
2CSC2048 | Hammond operator console, NEMA 3R/4/4X/12, 38 x 48 x 20in (HxWxD), freestanding, 304 stainless steel, #4 brush finish, 2-door, 1/4-turn semi-flush oil-tight stainless steel latch. | Stock | 3463 | 3716
2CSC2060 | Hammond operator console, NEMA 3R/4/4X/12, 38 x 60 x 20in (HxWxD), freestanding, 304 stainless steel, #4 brush finish, 2-door, 1/4-turn semi-flush oil-tight stainless steel latch. | from vendor up to 15 business days | 4053 | 4349
2CWCP24 | Hammond subpanel, carbon steel, RAL 9003 white, powder coat finish. For use with 2CLC2024 and 2CSC2024 consoles. | Stock | 131 | 140
2CWCP36 | Hammond subpanel, carbon steel, RAL 9003 white, powder coat finish. For use with 2CLC2036 and 2CSC2036 consoles. | Stock | 162 | 174
2CWCP48 | Hammond subpanel, carbon steel, RAL 9003 white, powder coat finish. For use with 2CLC2048 and 2CSC2048 consoles. | Stock | 201 | 215
2CWCP60 | Hammond subpanel, carbon steel, RAL 9003 white, powder coat finish. For use with 2CLC2060 and 2CSC2060 consoles. | Stock | 244 | 262
2ET-035D | Koyo right angle bracket. For use with Koyo TRDA-2E series encoders. Bracket and encoder mounting hardware included. | Stock | 39.5 | 45
2KL-E | Merz terminal, left or right side mount, 10A @ 600 VAC. For use with Merz ML1, ML2, ML3 door mount switch bodies -H03R(B), -H04R(B). | Stock | 9.75 | 10
2KL-V | Merz terminal, left or right side mount, 10A @ 600 VAC. For use with Merz ML1, ML2, ML3 Din Rail mount switch bodies -A01, -A02, -E01R, -E02R, -E03R, -E04R, -E05R. | Stock | 9.75 | 10
2PU06M-50 | NITRA pneumatic bonded tubing, ether-based polyurethane, black and clear blue, double 6mm outside diameter, 5/32in (4mm) inside diameter, 50ft package. | Stock | 41 | 44.5
2PU06MC10 | NITRA pneumatic bonded coiled tubing, ether-based polyurethane, black and clear blue, double 6mm outside diameter, 5/32in (4mm) inside diameter, 10 coils, 2.8ft (0.86m) working length. | Stock | 8 | 8.75
2PU06MC20 | NITRA pneumatic bonded coiled tubing, ether-based polyurethane, black and clear blue, double 6mm outside diameter, 5/32in (4mm) inside diameter, 20 coils, 5.2ft (1.60m) working length. | Stock | 9.25 | 10
2PU06MC40 | NITRA pneumatic bonded coiled tubing, ether-based polyurethane, black and clear blue, double 6mm outside diameter, 5/32in (4mm) inside diameter, 40 coils, 9.9ft (3.02m) working length. | Stock | 14.5 | 16
2PU08M-50 | NITRA pneumatic bonded tubing, ether-based polyurethane, black and clear blue, double 8mm outside diameter, 5mm inside diameter, 50ft package. | Stock | 77 | 84
2PU08MC10 | NITRA pneumatic bonded coiled tubing, ether-based polyurethane, black and clear blue, double 8mm outside diameter, 5mm inside diameter, 10 coils, 3.0ft (0.91m) working length. | Stock | 9.5 | 10.5
2PU08MC20 | NITRA pneumatic bonded coiled tubing, ether-based polyurethane, black and clear blue, double 8mm outside diameter, 5mm inside diameter, 20 coils, 5.5ft (1.68m) working length. | Stock | 12.5 | 13.5
2PU08MC40 | NITRA pneumatic bonded coiled tubing, ether-based polyurethane, black and clear blue, double 8mm outside diameter, 5mm inside diameter, 40 coils, 10.5ft (3.20m) working length. | Stock | 20.5 | 22.5
2PU10M-50 | NITRA pneumatic bonded tubing, ether-based polyurethane, black and clear blue, double 10mm outside diameter, 6.5mm inside diameter, 50ft package. | Stock | 108 | 118
2PU10MC10 | NITRA pneumatic bonded coiled tubing, ether-based polyurethane, black and clear blue, double 10mm outside diameter, 6.5mm inside diameter, 10 coils, 3.6ft (1.10m) working length. | Stock | 12.5 | 13.5
2PU10MC20 | NITRA pneumatic bonded coiled tubing, ether-based polyurethane, black and clear blue, double 10mm outside diameter, 6.5mm inside diameter, 20 coils, 6.7ft (2.05m) working length. | Stock | 18.5 | 20
2PU10MC40 | NITRA pneumatic bonded coiled tubing, ether-based polyurethane, black and clear blue, double 10mm outside diameter, 6.5mm inside diameter, 40 coils, 13.0ft (3.96m) working length. | Stock | 34 | 37
2PU12-50 | NITRA pneumatic bonded tubing, ether-based polyurethane, black and clear blue, double 1/2in outside diameter, 0.328in inside diameter, 50ft package. | Stock | 141 | 154
2PU14-50 | NITRA pneumatic bonded tubing, ether-based polyurethane, black and clear blue, double 1/4in outside diameter, 0.156in inside diameter, 50ft package. | Stock | 38.5 | 42
2PU14C10 | NITRA pneumatic bonded coiled tubing, ether-based polyurethane, black and clear blue, double 1/4in outside diameter, 0.156in inside diameter, 10 coils, 2.9ft (0.88m) working length. | Stock | 8 | 8.75
2PU14C20 | NITRA pneumatic bonded coiled tubing, ether-based polyurethane, black and clear blue, double 1/4in outside diameter, 0.156in inside diameter, 20 coils, 5.3ft (1.62m) working length. | Stock | 9.5 | 10.5
2PU14C40 | NITRA pneumatic bonded coiled tubing, ether-based polyurethane, black and clear blue, double 1/4in outside diameter, 0.156in inside diameter, 40 coils, 10.0ft (3.05m) working length. | Stock | 15 | 16.5
2PU38-50 | NITRA pneumatic bonded tubing, ether-based polyurethane, black and clear blue, double 3/8in outside diameter, 0.250in inside diameter, 50ft package. | Stock | 75 | 82
2PU38C10 | NITRA pneumatic bonded coiled tubing, ether-based polyurethane, black and clear blue, double 3/8in outside diameter, 0.250in inside diameter, 10 coils, 3.6ft (1.10m) working length. | Stock | 11.5 | 12.5
2PU38C20 | NITRA pneumatic bonded coiled tubing, ether-based polyurethane, black and clear blue, double 3/8in outside diameter, 0.250in inside diameter, 20 coils, 6.7ft (2.04m) working length. | Stock | 16.5 | 18
2PU38C40 | NITRA pneumatic bonded coiled tubing, ether-based polyurethane, black and clear blue, double 3/8in outside diameter, 0.250in inside diameter, 40 coils, 12.9ft (3.93m) working length. | Stock | 29.5 | 32
2PU532-50 | NITRA pneumatic bonded tubing, ether-based polyurethane, black and clear blue, double 5/32in outside diameter, 0.093in inside diameter, 50ft package. | Stock | 16.5 | 18
2PU532C10 | NITRA pneumatic bonded coiled tubing, ether-based polyurethane, black and clear blue, double 5/32in outside diameter, 0.093in inside diameter, 10 coils, 2.0ft (0.61m) working length. | Stock | 7 | 7.75
2PU532C20 | NITRA pneumatic bonded coiled tubing, ether-based polyurethane, black and clear blue, double 5/32in outside diameter, 0.093in inside diameter, 20 coils, 3.5ft (1.07m) working length. | Stock | 7.5 | 8.25
2PU532C40 | NITRA pneumatic bonded coiled tubing, ether-based polyurethane, black and clear blue, double 5/32in outside diameter, 0.093in inside diameter, 40 coils, 6.5ft (1.98m) working length. | Stock | 8.75 | 9.5
2QPL | Hammond enclosure latch, replacement, padlocking, 1/4-turn knob, 1-point, die-cast zinc, black matte finish. For use with Eclipse series enclosures. | Stock | 68 | 72
2QTR | Hammond enclosure latch, replacement, slotted, 1/4-turn semi-flush, 1-point, die-cast zinc, black matte finish. For use with Eclipse series enclosures. | Stock | 15 | 15.75
2SLI | Hammond enclosure latch insert, replacement, slotted, die-cast zinc, black matte finish. For use with Eclipse series enclosures with standard 1/4-turn latch. | Stock | 14.5 | 15.5
2SQI7 | Hammond enclosure latch insert, replacement, square key, die-cast zinc, black matte finish. For use with Eclipse series enclosures with standard 1/4-turn latch. Requires 2SQK7 key. | Stock | 14.5 | 15.5
2SQK7 | Hammond enclosure key, square, die-cast zinc, black matte finish. For use with enclosure latches with 2SQI7 insert. | Stock | 13.5 | 14.5
2SSQTR | Hammond enclosure latch, replacement, slotted, 1/4-turn semi-flush, 1-point, 316 stainless steel. For use with Eclipse series enclosures. | Stock | 55 | 59
2STFS747512S16 | Hammond enclosure, slope top, NEMA 3R/4/4X/12/13, 74 x 75 x 12in (HxWxD), freestanding, 316 stainless steel, #4 brush finish, double-door, 3-point 316 stainless steel padlocking handle. | from vendor up to 15 business days | 14633 | 15703
2STFS747512SS | Hammond enclosure, slope top, NEMA 3R/4/4X/12/13, 74 x 75 x 12in (HxWxD), freestanding, 304 stainless steel, #4 brush finish, double-door, 3-point 316 stainless steel padlocking handle. | from vendor up to 15 business days | 12235 | 13130
2STFS747518S16 | Hammond enclosure, slope top, NEMA 3R/4/4X/12/13, 74 x 75 x 18in (HxWxD), freestanding, 316 stainless steel, #4 brush finish, double-door, 3-point 316 stainless steel padlocking handle. | from vendor up to 15 business days | 15955 | 17122
2STFS747518SS | Hammond enclosure, slope top, NEMA 3R/4/4X/12/13, 74 x 75 x 18in (HxWxD), freestanding, 304 stainless steel, #4 brush finish, double-door, 3-point 316 stainless steel padlocking handle. | from vendor up to 15 business days | 13336 | 14311
2STFS747524S16 | Hammond enclosure, slope top, NEMA 3R/4/4X/12/13, 74 x 75 x 24in (HxWxD), freestanding, 316 stainless steel, #4 brush finish, double-door, 3-point 316 stainless steel padlocking handle. | from vendor up to 15 business days | 17188 | 18445
2STFS747524SS | Hammond enclosure, slope top, NEMA 3R/4/4X/12/13, 74 x 75 x 24in (HxWxD), freestanding, 304 stainless steel, #4 brush finish, double-door, 3-point 316 stainless steel padlocking handle. | from vendor up to 15 business days | 14361 | 15412
2STFSD747512S16 | Hammond disconnect enclosure, slope top, NEMA 3R/4/4X/12/13, right flange, 79 x 75 x 13in (HxWxD), freestanding, 316 stainless steel, #4 brush finish, double-door, 3-point 316 stainless steel padlocking handle. | from vendor up to 15 business days | 15930 | 17096
2STFSD747512SS | Hammond disconnect enclosure, slope top, NEMA 3R/4/4X/12/13, right flange, 79 x 75 x 13in (HxWxD), freestanding, 304 stainless steel, #4 brush finish, double-door, 3-point 316 stainless steel padlocking handle. | from vendor up to 15 business days | 13316 | 14290
2STFSD747518S16 | Hammond disconnect enclosure, slope top, NEMA 3R/4/4X/12/13, right flange, 81 x 75 x 19in (HxWxD), freestanding, 316 stainless steel, #4 brush finish, double-door, 3-point 316 stainless steel padlocking handle. | from vendor up to 15 business days | 17376 | 18647
2STFSD747518SS | Hammond disconnect enclosure, slope top, NEMA 3R/4/4X/12/13, right flange, 81 x 75 x 19in (HxWxD), freestanding, 304 stainless steel, #4 brush finish, double-door, 3-point 316 stainless steel padlocking handle. | from vendor up to 15 business days | 14518 | 15580
2STFSD747524S16 | Hammond disconnect enclosure, slope top, NEMA 3R/4/4X/12/13, right flange, 83 x 75 x 25in (HxWxD), freestanding, 316 stainless steel, #4 brush finish, double-door, 3-point 316 stainless steel padlocking handle. | from vendor up to 15 business days | 18731 | 20101
2STFSD747524SS | Hammond disconnect enclosure, slope top, NEMA 3R/4/4X/12/13, right flange, 83 x 75 x 25in (HxWxD), freestanding, 304 stainless steel, #4 brush finish, double-door, 3-point 316 stainless steel padlocking handle. | from vendor up to 15 business days | 15646 | 16790
2TRI7 | Hammond enclosure latch insert, replacement, triangular key, die-cast zinc, black matte finish. For use with Eclipse series enclosures with standard 1/4-turn latch. Requires 2TRK7 key. | Stock | 14.5 | 15.5
2TRK7 | Hammond enclosure key, triangular, die-cast zinc, natural finish. For use with enclosure latches with 2TRI7 insert. | Stock | 13.5 | 14.5
2UD605012FFTC | Hammond disconnect enclosure, NEMA 12, right flange, 60 x 50 x 12in (HxWxD), floor mount, carbon steel, ANSI 61 gray, powder coat finish, 2-door, 3-point padlocking handle, subpanel included. | from vendor up to 15 business days | 3365 | 3580
2UD605018FFTC | Hammond disconnect enclosure, NEMA 12, right flange, 60 x 50 x 18in (HxWxD), floor mount, carbon steel, ANSI 61 gray, powder coat finish, 2-door, 3-point padlocking handle, subpanel included. | from vendor up to 15 business days | 3729 | 3966
2UD606212FFTC | Hammond disconnect enclosure, NEMA 12, right flange, 60 x 62 x 12in (HxWxD), floor mount, carbon steel, ANSI 61 gray, powder coat finish, 2-door, 3-point padlocking handle, subpanel included. | from vendor up to 15 business days | 3808 | 4052
2UD606218FFTC | Hammond disconnect enclosure, NEMA 12, right flange, 60 x 62 x 18in (HxWxD), floor mount, carbon steel, ANSI 61 gray, powder coat finish, 2-door, 3-point padlocking handle, subpanel included. | from vendor up to 15 business days | 4213 | 4483
2UD726212FFTC | Hammond disconnect enclosure, NEMA 12, right flange, 72 x 62 x 12in (HxWxD), floor mount, carbon steel, ANSI 61 gray, powder coat finish, 2-door, 3-point padlocking handle, subpanel included. | from vendor up to 15 business days | 4255 | 4527
2UD726218FFTC | Hammond disconnect enclosure, NEMA 12, right flange, 72 x 62 x 18in (HxWxD), floor mount, carbon steel, ANSI 61 gray, powder coat finish, 2-door, 3-point padlocking handle, subpanel included. | from vendor up to 15 business days | 4694 | 4994
2UD727412FFTC | Hammond disconnect enclosure, NEMA 12, right flange, 72 x 74 x 12in (HxWxD), floor mount, carbon steel, ANSI 61 gray, powder coat finish, 2-door, 3-point padlocking handle, subpanel included. | from vendor up to 15 business days | 4770 | 5074
2UD727418FFTC | Hammond disconnect enclosure, NEMA 12, right flange, 72 x 74 x 18in (HxWxD), floor mount, carbon steel, ANSI 61 gray, powder coat finish, 2-door, 3-point padlocking handle, subpanel included. | Stock | 5125 | 5452
2UD727424FFTC | Hammond disconnect enclosure, NEMA 12, right flange, 72 x 74 x 24in (HxWxD), floor mount, carbon steel, ANSI 61 gray, powder coat finish, 2-door, 3-point padlocking handle, subpanel included. | from vendor up to 15 business days | 5621 | 5980
2UDCP604912FFTC | Hammond disconnect enclosure, NEMA 12, center post, 60 x 49 x 12in (HxWxD), floor mount, carbon steel, ANSI 61 gray, powder coat finish, 2-door, 3-point padlocking handle, subpanel included. | from vendor up to 15 business days | 3365 | 3580
2UDCP606112FFTC | Hammond disconnect enclosure, NEMA 12, center post, 60 x 61 x 12in (HxWxD), floor mount, carbon steel, ANSI 61 gray, powder coat finish, 2-door, 3-point padlocking handle, subpanel included. | from vendor up to 15 business days | 3811 | 4055
2UDCP726112FFTC | Hammond disconnect enclosure, NEMA 12, center post, 72 x 61 x 12in (HxWxD), floor mount, carbon steel, ANSI 61 gray, powder coat finish, 2-door, 3-point padlocking handle, subpanel included. | from vendor up to 15 business days | 4345 | 4623
2UDCP727312FFTC | Hammond disconnect enclosure, NEMA 12, center post, 72 x 73 x 12in (HxWxD), floor mount, carbon steel, ANSI 61 gray, powder coat finish, 2-door, 3-point padlocking handle, subpanel included. | from vendor up to 15 business days | 4776 | 5081
2UDCP727318FFTC | Hammond disconnect enclosure, NEMA 12, center post, 72 x 73 x 18in (HxWxD), floor mount, carbon steel, ANSI 61 gray, powder coat finish, 2-door, 3-point padlocking handle, subpanel included. | from vendor up to 15 business days | 5132 | 5460
2UHD725518FTC | Hammond disconnect enclosure, NEMA 12, right flange, 72 x 55 x 18in (HxWxD), freestanding, carbon steel, ANSI 61 gray, powder coat finish, 2-door, 3-point padlocking handle, subpanel included. | from vendor up to 15 business days | 4239 | 4507
2UHD725518N4SS | Hammond disconnect enclosure, NEMA 3R/4/4X/12/13, right flange, 72 x 55 x 18in (HxWxD), freestanding, 304 stainless steel, #4 brush finish, 2-door, 3-point padlocking handle, subpanel included. | from vendor up to 15 business days | 11001 | 11808
2UHD726718FTC | Hammond disconnect enclosure, NEMA 12, right flange, 72 x 67 x 18in (HxWxD), freestanding, carbon steel, ANSI 61 gray, powder coat finish, 2-door, 3-point padlocking handle, subpanel included. | from vendor up to 15 business days | 4775 | 5077
2UHD726718N4SS | Hammond disconnect enclosure, NEMA 3R/4/4X/12/13, right flange, 72 x 67 x 18in (HxWxD), freestanding, 304 stainless steel, #4 brush finish, 2-door, 3-point padlocking handle, subpanel included. | from vendor up to 15 business days | 12381 | 13289
2UHD727918FTC | Hammond disconnect enclosure, NEMA 12, right flange, 72 x 79 x 18in (HxWxD), freestanding, carbon steel, ANSI 61 gray, powder coat finish, 2-door, 3-point padlocking handle, subpanel included. | from vendor up to 15 business days | 5307 | 5644
2UHD727918N4SS | Hammond disconnect enclosure, NEMA 3R/4/4X/12/13, right flange, 72 x 79 x 18in (HxWxD), freestanding, 304 stainless steel, #4 brush finish, 2-door, 3-point padlocking handle, subpanel included. | from vendor up to 15 business days | 13787 | 14799
2UHD727924FTC | Hammond disconnect enclosure, NEMA 12, right flange, 72 x 79 x 24in (HxWxD), freestanding, carbon steel, ANSI 61 gray, powder coat finish, 2-door, 3-point padlocking handle, subpanel included. | from vendor up to 15 business days | 5852 | 6223
2UHD727924N4SS | Hammond disconnect enclosure, NEMA 3R/4/4X/12/13, right flange, 72 x 79 x 24in (HxWxD), freestanding, 304 stainless steel, #4 brush finish, 2-door, 3-point padlocking handle, subpanel included. | from vendor up to 15 business days | 14752 | 15834
2UHD847918FTC | Hammond disconnect enclosure, NEMA 12, right flange, 84 x 79 x 18in (HxWxD), freestanding, carbon steel, ANSI 61 gray, powder coat finish, 2-door, 3-point padlocking handle, subpanel included. | from vendor up to 15 business days | 5891 | 6264
2UHD847918N4SS | Hammond disconnect enclosure, NEMA 3R/4/4X/12/13, right flange, 84 x 79 x 18in (HxWxD), freestanding, 304 stainless steel, #4 brush finish, 2-door, 3-point padlocking handle, subpanel included. | from vendor up to 15 business days | 15248 | 16366
2UHD847924FTC | Hammond disconnect enclosure, NEMA 12, right flange, 84 x 79 x 24in (HxWxD), freestanding, carbon steel, ANSI 61 gray, powder coat finish, 2-door, 3-point padlocking handle, subpanel included. | from vendor up to 15 business days | 6040 | 6423
2UHD847924N4SS | Hammond disconnect enclosure, NEMA 3R/4/4X/12/13, right flange, 84 x 79 x 24in (HxWxD), freestanding, 304 stainless steel, #4 brush finish, 2-door, 3-point padlocking handle, subpanel included. | from vendor up to 15 business days | 15737 | 16891
2UHD907918FTC | Hammond disconnect enclosure, NEMA 12, right flange, 90 x 79 x 18in (HxWxD), freestanding, carbon steel, ANSI 61 gray, powder coat finish, 2-door, 3-point padlocking handle, subpanel included. | from vendor up to 15 business days | 5945 | 6323
2UHD907918N4SS | Hammond disconnect enclosure, NEMA 3R/4/4X/12/13, right flange, 90 x 79 x 18in (HxWxD), freestanding, 304 stainless steel, #4 brush finish, 2-door, 3-point padlocking handle, subpanel included. | from vendor up to 15 business days | 16110 | 17292
2UHD907920FTC | Hammond disconnect enclosure, NEMA 12, right flange, 90 x 79 x 20in (HxWxD), freestanding, carbon steel, ANSI 61 gray, powder coat finish, 2-door, 3-point padlocking handle, subpanel included. | from vendor up to 15 business days | 6508 | 6920
2UHD907920N4SS | Hammond disconnect enclosure, NEMA 3R/4/4X/12/13, right flange, 90 x 79 x 20in (HxWxD), freestanding, 304 stainless steel, #4 brush finish, 2-door, 3-point padlocking handle, subpanel included. | from vendor up to 15 business days | 16389 | 17591
2UHD907924FTC | Hammond disconnect enclosure, NEMA 12, right flange, 90 x 79 x 24in (HxWxD), freestanding, carbon steel, ANSI 61 gray, powder coat finish, 2-door, 3-point padlocking handle, (2) subpanels included. | from vendor up to 15 business days | 6794 | 7225
2UHD907924N4SS | Hammond disconnect enclosure, NEMA 3R/4/4X/12/13, right flange, 90 x 79 x 24in (HxWxD), freestanding, 304 stainless steel, #4 brush finish, 2-door, 3-point padlocking handle, subpanel included. | from vendor up to 15 business days | 17116 | 18372
2WKL | Hammond enclosure latch, replacement, keylocking, 1/4-turn wing handle, 1-point, die-cast zinc, black matte finish. For use with Eclipse series enclosures. (2) keys included. | Stock | 80 | 85
30002D | Bryant manual motor controller, open, 30A, 600 VAC, 2-pole, 15hp, UL 508 rated. | Stock | 34 | 37.5
30003D | Bryant manual motor controller, open, 30A, 600 VAC, 3-pole, 20hp, UL 508 rated. | Stock | 72 | 79
30003FG | Bryant finger guard, package of 2. For use with 30A or 40A manual motor controller switch (except model 4002). | Stock | 9 | 10
300-5M-09-NG | SureMotion timing belt, 5mm pitch, 9mm wide, 60 tooth, 300mm pitch length (circumference), neoprene, fiberglass reinforced. | Stock | 6.75 | 7.5
300-5M-15-NG | SureMotion timing belt, 5mm pitch, 15mm wide, 60 tooth, 300mm pitch length (circumference), neoprene, fiberglass reinforced. | Stock | 10 | 11
300L050NG | SureMotion timing belt, 3/8in L pitch, 1/2in wide, 80 tooth, 30in pitch length (circumference), neoprene, fiberglass reinforced. | Stock | 8.5 | 9.5
300L100NG | SureMotion timing belt, 3/8in L pitch, 1in wide, 80 tooth, 30in pitch length (circumference), neoprene, fiberglass reinforced. | Stock | 16.5 | 18
300MXL025NG | SureMotion timing belt, 0.08in MXL pitch, 1/4in wide, 300 tooth, 24in pitch length (circumference), neoprene, fiberglass reinforced. Package of 3. | Stock | 12.5 | 14
300MXL025PP | SureMotion timing belt, 0.08in MXL pitch, 1/4in wide, 300 tooth, 24in pitch length (circumference), polyurethane, polyester reinforced. Package of 3. | Stock | 21.5 | 24
30100 | Bryant enclosure without manual motor controller, NEMA 1. Lockout/tagout hardware and switch mounting screws included. Use as a replacement enclosure for 30102D and 30103D or use with switch 30002D or switch 30003D to make a 30A manual motor controller. | Stock | 23.5 | 26
30102D | Bryant manual motor controller, enclosed, 30A, 600 VAC, 2-pole, 15hp, wall mount, aluminum housing, NEMA 1, UL 508 rated. | Stock | 44 | 48.5
30103D | Bryant manual motor controller, enclosed, 30A, 600 VAC, 3-pole, 20hp, wall mount, aluminum housing, NEMA 1, UL 508 rated. | Stock | 96 | 106
30302D | Bryant manual motor controller, enclosed, 30A, 600 VAC, 2-pole, 15hp, wall mount, die-cast aluminum housing, NEMA 3R, UL 508 rated. | Stock | 65 | 72
30-3030C | SureFrame 30 Series standard T-slotted rail, 6063-T6 anodized aluminum alloy, cut to length, 30 x 30mm profile, slot size 8. | Stock | 0.11
30303D | Bryant manual motor controller, enclosed, 30A, 600 VAC, 3-pole, 20hp, wall mount, die-cast aluminum housing, NEMA 3R, UL 508 rated. | Stock | 117 | 129
3030C | SureFrame 15 Series standard T-slotted rail, 6063-T6 anodized aluminum alloy, cut to length, 3 x 3in profile, slot size 8. | Stock | 1.7
30322D | Bryant manual motor controller, enclosed, 30A, 600 VAC, 2-pole, 15hp, wall mount, thermoplastic housing, NEMA 3R, UL 508 rated. | Stock | 76 | 84
30323D | Bryant manual motor controller, enclosed, 30A, 600 VAC, 3-pole, 20hp, wall mount, thermoplastic housing, NEMA 3R, UL 508 rated. | Stock | 80 | 88
3050303 | Seifert SoliTherm thermoelectric cooler, 170 BTU/H, 24 VDC operating voltage, 304 stainless steel housing, filter-free, recessed mount. For use with NEMA 4/4X/12 enclosures. | Stock | 649 | 718
3102303 | Seifert SoliTherm thermoelectric cooler, 340 BTU/H, 24 VDC operating voltage, 304 stainless steel housing, filter-free, recessed mount. For use with NEMA 4/4X/12 enclosures. | Stock | 1141 | 1263
310MXL025NG | SureMotion timing belt, 0.08in MXL pitch, 1/4in wide, 310 tooth, 24.8in pitch length (circumference), neoprene, fiberglass reinforced. Package of 3. | Stock | 12.5 | 14
310MXL025PP | SureMotion timing belt, 0.08in MXL pitch, 1/4in wide, 310 tooth, 24.8in pitch length (circumference), polyurethane, polyester reinforced. Package of 3. | Stock | 29.5 | 32.5
3152303 | Seifert SoliTherm thermoelectric cooler, 510 BTU/H, 24 VDC operating voltage, 304 stainless steel housing, filter-free, recessed mount. For use with NEMA 4/4X/12 enclosures. | Stock | 1488 | 1647
3200303 | Seifert SoliTherm thermoelectric cooler, 680 BTU/H, 24 VDC operating voltage, 304 stainless steel housing, filter-free, recessed mount. For use with NEMA 4/4X/12 enclosures. | Stock | 1416 | 1568
320MXL025NG | SureMotion timing belt, 0.08in MXL pitch, 1/4in wide, 320 tooth, 25.6in pitch length (circumference), neoprene, fiberglass reinforced. Package of 3. | Stock | 12.5 | 14
320MXL025PP | SureMotion timing belt, 0.08in MXL pitch, 1/4in wide, 320 tooth, 25.6in pitch length (circumference), polyurethane, polyester reinforced. Package of 3. | Stock | 29.5 | 32.5
3218009 | RUKO jigsaw blade, 77 x 7.1 x 1mm, 24 teeth/in, wavy set, high-speed steel (HSS) cutting edge, T shank. Package of 5. | Stock | 7
3218011 | RUKO jigsaw blade, 77 x 7.9 x 1mm, 14 teeth/in, wavy set, high-speed steel (HSS) cutting edge, T shank. Package of 5. | Stock | 7
3218033 | RUKO bimetal jigsaw blade, 77 x 7.9 x 1mm, 21 teeth/in, wavy set, high-speed steel (HSS) cutting edge, T shank. Package of 5. | Stock | 10.25
322L050NG | SureMotion timing belt, 3/8in L pitch, 1/2in wide, 86 tooth, 32.2in pitch length (circumference), neoprene, fiberglass reinforced. | Stock | 8.75 | 9.75
322L100NG | SureMotion timing belt, 3/8in L pitch, 1in wide, 86 tooth, 32.2in pitch length (circumference), neoprene, fiberglass reinforced. | Stock | 17.5 | 19.5
3238009 | RUKO jigsaw blade, 77 x 7.1 x 1mm, 24 teeth/in, wavy set, high-speed steel (HSS) cutting edge, T shank. Package of 20. | Stock | 26.5
3238011 | RUKO jigsaw blade, 77 x 7.9 x 1mm, 14 teeth/in, wavy set, high-speed steel (HSS) cutting edge, T shank. Package of 20. | Stock | 26.5
3238033 | RUKO bimetal jigsaw blade, 77 x 7.9 x 1mm, 21 teeth/in, wavy set, high-speed steel (HSS) cutting edge, T shank. Package of 20. | Stock | 39.5 | 39
325-5M-09-NG | SureMotion timing belt, 5mm pitch, 9mm wide, 65 tooth, 325mm pitch length (circumference), neoprene, fiberglass reinforced. | Stock | 7 | 7.75
325-5M-15-NG | SureMotion timing belt, 5mm pitch, 15mm wide, 65 tooth, 325mm pitch length (circumference), neoprene, fiberglass reinforced. | Stock | 10.5 | 11.5
3280-8M-20-NG | SureMotion timing belt, 8mm pitch, 20mm wide, 410 tooth, 3280mm pitch length (circumference), neoprene, fiberglass reinforced. | Stock | 82 | 91
3280-8M-30-NG | SureMotion timing belt, 8mm pitch, 30mm wide, 410 tooth, 3280mm pitch length (circumference), neoprene, fiberglass reinforced. | Stock | 118 | 130
32DRT1W3C | AutomationDirect EMI input filter, 230 VAC, 1-phase, 32A, panel mount, EMI/RFI filtering, drive rated, standard performance, screw terminals and ring terminals. For use with 1-phase AC drives. | Stock | 101 | 105
330MXL025NG | SureMotion timing belt, 0.08in MXL pitch, 1/4in wide, 330 tooth, 26.4in pitch length (circumference), neoprene, fiberglass reinforced. Package of 3. | Stock | 12.5 | 14
330MXL025PP | SureMotion timing belt, 0.08in MXL pitch, 1/4in wide, 330 tooth, 26.4in pitch length (circumference), polyurethane, polyester reinforced. Package of 3. | Stock | 29.5 | 32.5
33-796-1 | AutomationDirect bus bar, package of 10. For use with 750-2C-SKT and 750-3C-SKT. | Stock | 3.25 | 3.5
3400-0000 | Trumeter electrical counter, 7mm 8-digit LCD, 10-300 VDC or 20-300 VAC input, rectangular 2-hole mount, 1/4in (6.4mm) spade terminals. | Stock | 18.5
3400-0010 | Trumeter electrical counter, 7mm 8-digit LCD, 10-300 VDC or 20-300 VAC input, remote reset, rectangular 2-hole mount, 1/4in (6.4mm) spade terminals. | Stock | 19
3400-2000 | Trumeter electrical counter, 7mm 8-digit LCD, 10-300 VDC or 20-300 VAC input, rectangular flush mount with clip, 1/4in (6.4mm) spade terminals. | Stock | 18.5
3400-2010 | Trumeter electrical counter, 7mm 8-digit LCD, 10-300 VDC or 20-300 VAC input, remote reset, rectangular flush mount with clip, 1/4in (6.4mm) spade terminals. | Stock | 19
3401 | RACO connector, liquid-tight, for flexible conduit, straight, 3/8in trade size, 1/2in NPT thread type, zinc electro-plated finish. Package of 50. Sealing washer and locknut included. | Stock | 99 | 103
3401-8 | RACO connector, liquid-tight, for flexible conduit, straight, 3/8in trade size, 1/2in NPT thread type, zinc electro-plated finish. Sealing washer and locknut included. | Stock | 2.25
3402 | RACO connector, liquid-tight, for flexible conduit, straight, 1/2in trade size, 1/2in NPT thread type, zinc electro-plated finish. Package of 50. Sealing washer and locknut included. | Stock | 99 | 103
3402-8 | RACO connector, liquid-tight, for flexible conduit, straight, 1/2in trade size, 1/2in NPT thread type, zinc electro-plated finish. Sealing washer and locknut included. | Stock | 2.25
3403 | RACO connector, liquid-tight, for flexible conduit, straight, 3/4in trade size, 3/4in NPT thread type, zinc electro-plated finish. Package of 25. Sealing washer and locknut included. | Stock | 75 | 78
3403-8 | RACO connector, liquid-tight, for flexible conduit, straight, 3/4in trade size, 3/4in NPT thread type, zinc electro-plated finish. Sealing washer and locknut included. | Stock | 3
3404 | RACO connector, liquid-tight, for flexible conduit, straight, 1in trade size, 1in NPT thread type, zinc electro-plated finish. Package of 10. Sealing washer and locknut included. | Stock | 44 | 46
3404-8 | RACO connector, liquid-tight, for flexible conduit, straight, 1in trade size, 1in NPT thread type, zinc electro-plated finish. Sealing washer and locknut included. | Stock | 5 | 5.25
3405 | RACO connector, liquid-tight, for flexible conduit, straight, 1-1/4in trade size, 1-1/4in NPT thread type, zinc electro-plated finish. Package of 10. Sealing washer and locknut included. | Stock | 87 | 90
3405-8 | RACO connector, liquid-tight, for flexible conduit, straight, 1-1/4in trade size, 1-1/4in NPT thread type, zinc electro-plated finish. Sealing washer and locknut included. | Stock | 9.5 | 10
3406-8 | RACO connector, liquid-tight, for flexible conduit, straight, 1-1/2in trade size, 1-1/2in NPT thread type, zinc electro-plated finish. Sealing washer and locknut included. | Stock | 13.5 | 14
3408-8 | RACO connector, liquid-tight, for flexible conduit, straight, 2in trade size, 2in NPT thread type, zinc electro-plated finish. Sealing washer and locknut included. | Stock | 20.5 | 21.5
3410-0000 | Trumeter electrical hour meter, 7mm 8-digit LCD, 10-300 VDC or 20-300 VAC input, rectangular 2-hole mount, 1/4in (6.4mm) spade terminals. | Stock | 19.5
3410-0010 | Trumeter electrical hour meter, 7mm 8-digit LCD, 10-300 VDC or 20-300 VAC input, remote reset, rectangular 2-hole mount, 1/4in (6.4mm) spade terminals. | Stock | 20
3410-2000 | Trumeter electrical hour meter, 7mm 8-digit LCD, 10-300 VDC or 20-300 VAC input, rectangular flush mount with clip, 1/4in (6.4mm) spade terminals. | Stock | 19.5
3410-2010 | Trumeter electrical hour meter, 7mm 8-digit LCD, 10-300 VDC or 20-300 VAC input, remote reset, rectangular flush mount with clip, 1/4in (6.4mm) spade terminals. | Stock | 20
3421 | RACO connector, liquid-tight, for flexible conduit, 90-degree, 3/8in trade size, 1/2in NPT thread type, zinc electro-plated finish. Package of 25. Sealing washer and locknut included. | Stock | 75 | 78
3421-8 | RACO connector, liquid-tight, for flexible conduit, 90-degree, 3/8in trade size, 1/2in NPT thread type, zinc electro-plated finish. Sealing washer and locknut included. | Stock | 3.5 | 3.75
3422 | RACO connector, liquid-tight, for flexible conduit, 90-degree, 1/2in trade size, 1/2in NPT thread type, zinc electro-plated finish. Package of 25. Sealing washer and locknut included. | Stock | 75 | 78
3422-8 | RACO connector, liquid-tight, for flexible conduit, 90-degree, 1/2in trade size, 1/2in NPT thread type, zinc electro-plated finish. Sealing washer and locknut included. | Stock | 3.5 | 3.75
3423 | RACO connector, liquid-tight, for flexible conduit, 90-degree, 3/4in trade size, 3/4in NPT thread type, zinc electro-plated finish. Package of 25. Sealing washer and locknut included. | Stock | 122 | 127
3423-8 | RACO connector, liquid-tight, for flexible conduit, 90-degree, 3/4in trade size, 3/4in NPT thread type, zinc electro-plated finish. Sealing washer and locknut included. | Stock | 5.5 | 5.75
3424 | RACO connector, liquid-tight, for flexible conduit, 90-degree, 1in trade size, 1in NPT thread type, zinc electro-plated finish. Package of 10. Sealing washer and locknut included. | Stock | 107 | 111
3424-8 | RACO connector, liquid-tight, for flexible conduit, 90-degree, 1in trade size, 1in NPT thread type, zinc electro-plated finish. Sealing washer and locknut included. | Stock | 11.5 | 12
3425 | RACO connector, liquid-tight, for flexible conduit, 90-degree, 1-1/4in trade size, 1-1/4in NPT thread type, zinc electro-plated finish. Package of 10. Sealing washer and locknut included. | Stock | 175 | 182
3425-8 | RACO connector, liquid-tight, for flexible conduit, 90-degree, 1-1/4in trade size, 1-1/4in NPT thread type, zinc electro-plated finish. Sealing washer and locknut included. | Stock | 19 | 20
3426-8 | RACO connector, liquid-tight, for flexible conduit, 90-degree, 1-1/2in trade size, 1-1/2in NPT thread type, zinc electro-plated finish. Sealing washer and locknut included. | Stock | 21.5 | 22.5
3428-8 | RACO connector, liquid-tight, for flexible conduit, 90-degree, 2in trade size, 2in NPT thread type, zinc electro-plated finish. Sealing washer and locknut included. | Stock | 32 | 33.5
343MXL025NG | SureMotion timing belt, 0.08in MXL pitch, 1/4in wide, 343 tooth, 27.4in pitch length (circumference), neoprene, fiberglass reinforced. Package of 3. | Stock | 13 | 14.5
345L050NG | SureMotion timing belt, 3/8in L pitch, 1/2in wide, 92 tooth, 34.5in pitch length (circumference), neoprene, fiberglass reinforced. | Stock | 9.25 | 10
345L100NG | SureMotion timing belt, 3/8in L pitch, 1in wide, 92 tooth, 34.5in pitch length (circumference), neoprene, fiberglass reinforced. | Stock | 18.5 | 20.5
350-5M-09-NG | SureMotion timing belt, 5mm pitch, 9mm wide, 70 tooth, 350mm pitch length (circumference), neoprene, fiberglass reinforced. | Stock | 7.25 | 8
350-5M-15-NG | SureMotion timing belt, 5mm pitch, 15mm wide, 70 tooth, 350mm pitch length (circumference), neoprene, fiberglass reinforced. | Stock | 11 | 12
3511RAC | RACO connector, liquid-tight, for flexible conduit, straight, 3/8in trade size, 1/2in NPT thread type, insulation, zinc electro-plated finish. Package of 25. Sealing washer and locknut included. | Stock | 57 | 59
3512-8 | RACO connector, liquid-tight, for flexible conduit, straight, 1/2in trade size, 1/2in NPT thread type, insulation, zinc electro-plated finish. Sealing washer and locknut included. | Stock | 2.75
3512RAC | RACO connector, liquid-tight, for flexible conduit, straight, 1/2in trade size, 1/2in NPT thread type, insulation, zinc electro-plated finish. Package of 50. Sealing washer and locknut included. | Stock | 112 | 116
3513-8 | RACO connector, liquid-tight, for flexible conduit, straight, 3/4in trade size, 3/4in NPT thread type, insulation, zinc electro-plated finish. Sealing washer and locknut included. | Stock | 3.25 | 3.5
3513RAC | RACO connector, liquid-tight, for flexible conduit, straight, 3/4in trade size, 3/4in NPT thread type, insulation, zinc electro-plated finish. Package of 25. Sealing washer and locknut included. | Stock | 82 | 85
3514-8 | RACO connector, liquid-tight, for flexible conduit, straight, 1in trade size, 1in NPT thread type, insulation, zinc electro-plated finish. Sealing washer and locknut included. | Stock | 5.5 | 5.75
3514RAC | RACO connector, liquid-tight, for flexible conduit, straight, 1in trade size, 1in NPT thread type, insulation, zinc electro-plated finish. Package of 10. Sealing washer and locknut included. | Stock | 50 | 52
3515RAC | RACO connector, liquid-tight, for flexible conduit, straight, 1-1/4in trade size, 1-1/4in NPT thread type, insulation, zinc electro-plated finish. Package of 10. Sealing washer and locknut included. | Stock | 101 | 105
3541RAC | RACO connector, liquid-tight, for flexible conduit, 90-degree, 3/8in trade size, 1/2in NPT thread type, insulation, zinc electro-plated finish. Package of 25. Sealing washer and locknut included. | Stock | 101 | 105
3542 | RACO connector, liquid-tight, for flexible conduit, 90-degree, 1/2in trade size, 1/2in NPT thread type, insulation, zinc electro-plated finish. Package of 25. Sealing washer and locknut included. | Stock | 101 | 105
3542-8 | RACO connector, liquid-tight, for flexible conduit, 90-degree, 1/2in trade size, 1/2in NPT thread type, insulation, zinc electro-plated finish. Sealing washer and locknut included. | Stock | 4.25 | 4.5
3543 | RACO connector, liquid-tight, for flexible conduit, 90-degree, 3/4in trade size, 3/4in NPT thread type, insulation, zinc electro-plated finish. Package of 25. Sealing washer and locknut included. | Stock | 149 | 155
3543-8 | RACO connector, liquid-tight, for flexible conduit, 90-degree, 3/4in trade size, 3/4in NPT thread type, insulation, zinc electro-plated finish. Sealing washer and locknut included. | Stock | 6.75 | 7
3544 | RACO connector, liquid-tight, for flexible conduit, 90-degree, 1in trade size, 1in NPT thread type, insulation, zinc electro-plated finish. Package of 10. Sealing washer and locknut included. | Stock | 112 | 116
3544-8 | RACO connector, liquid-tight, for flexible conduit, 90-degree, 1in trade size, 1in NPT thread type, insulation, zinc electro-plated finish. Sealing washer and locknut included. | Stock | 11.5 | 12
3545 | RACO connector, liquid-tight, for flexible conduit, 90-degree, 1-1/4in trade size, 1-1/4in NPT thread type, insulation, zinc electro-plated finish. Package of 10. Sealing washer and locknut included. | Stock | 188 | 196
355MXL025NG | SureMotion timing belt, 0.08in MXL pitch, 1/4in wide, 355 tooth, 28.4in pitch length (circumference), neoprene, fiberglass reinforced. Package of 3. | Stock | 13 | 14.5
3600-8M-20-NG | SureMotion timing belt, 8mm pitch, 20mm wide, 450 tooth, 3600mm pitch length (circumference), neoprene, fiberglass reinforced. | Stock | 92 | 102
3600-8M-30-NG | SureMotion timing belt, 8mm pitch, 30mm wide, 450 tooth, 3600mm pitch length (circumference), neoprene, fiberglass reinforced. | Stock | 130 | 144
36297910 | Socomec rotary handle, pistol, black, direct mount, 2-position, lockable in OFF only. For use with FUSERBLOC 30-400A Class J switch bodies. | Stock | 22.5 | 24.5
367L050NG | SureMotion timing belt, 3/8in L pitch, 1/2in wide, 98 tooth, 36.8in pitch length (circumference), neoprene, fiberglass reinforced. | Stock | 9.5 | 10.5
367L100NG | SureMotion timing belt, 3/8in L pitch, 1in wide, 98 tooth, 36.8in pitch length (circumference), neoprene, fiberglass reinforced. | Stock | 20 | 22
36MXL025NG | SureMotion timing belt, 0.08in MXL pitch, 1/4in wide, 36 tooth, 2.9in pitch length (circumference), neoprene, fiberglass reinforced. Package of 3. | Stock | 7.5 | 8.25
36MXL025PP | SureMotion timing belt, 0.08in MXL pitch, 1/4in wide, 36 tooth, 2.9in pitch length (circumference), polyurethane, polyester reinforced. Package of 3. | Stock | 14 | 15.5
37103003 | Socomec FUSERBLOC Compact series rotary disconnect switch, fusible, Class CC, load break capable, 3-pole, 600 VAC, 30A, 100kA SCCR, DIN rail or panel mount, UL 489 rated, front operated, accepts 5 x 5mm size shaft. | Stock | 98 | 107
37103004 | Socomec FUSERBLOC Compact series rotary disconnect switch, fusible, Class J, load break capable, 3-pole, 600 VAC, 30A, 100kA SCCR, DIN rail or panel mount, UL 489 rated, front operated, accepts 5 x 5mm size shaft. | Stock | 98 | 107
37104003 | Socomec FUSERBLOC Compact series rotary disconnect switch, fusible, Class CC, load break capable, 3-pole, 600 VAC, 30A, 100kA SCCR, DIN rail or panel mount, UL 489 rated, front operated, accepts 5 x 5mm size shaft, switched neutral. | Stock | 125 | 136
37104004 | Socomec FUSERBLOC Compact series rotary disconnect switch, fusible, Class J, load break capable, 3-pole, 600 VAC, 30A, 100kA SCCR, DIN rail or panel mount, UL 489 rated, front operated, accepts 5 x 5mm size shaft, switched neutral. | Stock | 125 | 136
37105003 | Socomec FUSERBLOC Compact series rotary disconnect switch, fusible, Class CC, load break capable, 3-pole, 600 VAC, 30A, 100kA SCCR, DIN rail or panel mount, UL 489 rated, front operated, accepts 5 x 5mm size shaft, unswitched neutral. | Stock | 119 | 130
37105004 | Socomec FUSERBLOC Compact series rotary disconnect switch, fusible, Class J, load break capable, 3-pole, 600 VAC, 30A, 100kA SCCR, DIN rail or panel mount, UL 489 rated, front operated, accepts 5 x 5mm size shaft, unswitched neutral. | Stock | 120 | 131
37294012 | Socomec rotary handle, pistol, black, direct mount, 2-position, lockable in OFF only. For use with FUSERBLOC Compact 30A Class CC switch bodies. | Stock | 17.75 | 19.5
37294014 | Socomec rotary handle, pistol, black, direct mount, 2-position, lockable in OFF only. For use with FUSERBLOC Compact 30A Class J switch bodies. | Stock | 17.75 | 19.5
37294532 | Socomec rotary handle, pistol, red, internal mount, 2-position, lockable in OFF only. For use with FUSERBLOC Compact Class J and CC 30A switch bodies. Shaft and hardware assembly included. | Stock | 37 | 40.5
37297540 | Socomec rotary handle, pistol, red, internal mount, 2-position, lockable in OFF only. For use with FUSERBLOC 30-200A switch bodies. Shaft and hardware assembly included. | Stock | 47 | 51
37297544 | Socomec rotary handle, pistol, red, internal mount, 2-position, lockable in OFF only. For use with FUSERBLOC 400A switch bodies. Shaft and hardware assembly included. | Stock | 68 | 74
37297552 | Socomec rotary handle, pistol, red, internal mount, 2-position, lockable in OFF only. For use with FUSERBLOC 600A switch bodies. Shaft and hardware assembly included. | Stock | 142 | 155
37299002 | Socomec flange handle, lever, gray, external front mount, 2-position, lockable in OFF only, defeatable, NEMA 1/3/3R/4/4X/12. | Stock | 104 | 113
37299003 | Socomec flange handle, lever, chrome, external front mount, 2-position, lockable in OFF only, defeatable, NEMA 1/3/3R/4/4X/12. | Stock | 280 | 305
37299903 | Socomec cable operating mechanism, for use with disconnect flange handles; FUSERBLOC 30-200A switch bodies. | Stock | 107 | 117
37299992 | Socomec cable, 3ft length. For use with operating mechanism 37299903. | Stock | 126 | 137
37299993 | Socomec cable, 5ft length. For use with operating mechanism 37299903. | Stock | 147 | 160
372MXL025NG | SureMotion timing belt, 0.08in MXL pitch, 1/4in wide, 372 tooth, 29.8in pitch length (circumference), neoprene, fiberglass reinforced. Package of 3. | Stock | 14 | 15.5
375-5M-09-NG | SureMotion timing belt, 5mm pitch, 9mm wide, 75 tooth, 375mm pitch length (circumference), neoprene, fiberglass reinforced. | Stock | 7.25 | 8
375-5M-15-NG | SureMotion timing belt, 5mm pitch, 15mm wide, 75 tooth, 375mm pitch length (circumference), neoprene, fiberglass reinforced. | Stock | 11.5 | 12.5
37996012 | Socomec rotary handle, pistol, black, direct mount, 2-position, lockable in OFF only. For use with SIRCO 600A switch bodies. | Stock | 29.5 | 32
38199120 | Socomec connection hardware, for use with blown fuse monitors/indicators. Wire and ferrules included. | Stock | 25.5 | 28
38299120 | Socomec door mounting and connection hardware, for use with blown fuse monitors/indicators. Wire, ferrules and bezel included. | Stock | 47.5 | 52
38503060 | Socomec FUSERBLOC series rotary disconnect switch, fusible, Class J, load break capable, 3-pole, 600 VAC/250 VDC, 600A, 200kA SCCR, panel mount, UL 98 rated, front or side operated, accepts 12 x 12mm size shaft. | Stock | 1275 | 1390
38513038 | Socomec FUSERBLOC series rotary disconnect switch, fusible, Class J, load break capable, 3-pole, 600 VAC/250 VDC, 400A, 200kA SCCR, panel mount, UL 98 rated, front or side operated, accepts 10 x 10mm size shaft. | Stock | 732 | 798
38596011 | Socomec rotary handle, pistol, black, direct mount, 2-position, lockable in OFF only. For use with FUSERBLOC 600A switch bodies. | Stock | 40 | 43.5
38612004 | Socomec FUSERBLOC series rotary disconnect switch, fusible, Class J, load break capable, 2-pole, 600 VAC/250 VDC, 30A, 200kA SCCR, DIN rail or panel mount, UL 98 rated, front or side operated, accepts 10 x 10mm size shaft. | Stock | 92 | 100
38612005 | Socomec FUSERBLOC series rotary disconnect switch, fusible, Class J, load break capable, 2-pole, 600 VAC/250 VDC, 60A, 100kA SCCR, DIN rail or panel mount, UL 98 rated, front or side operated, accepts 10 x 10mm size shaft. | Stock | 118 | 129
38612010 | Socomec FUSERBLOC series rotary disconnect switch, fusible, Class J, load break capable, 2-pole, 600 VAC/250 VDC, 100A, 200kA SCCR, panel mount, UL 98 rated, front or side operated, accepts 10 x 10mm size shaft. | Stock | 157 | 171
38612020 | Socomec FUSERBLOC series rotary disconnect switch, fusible, Class J, load break capable, 2-pole, 600 VAC/250 VDC, 200A, 200kA SCCR, panel mount, UL 98 rated, front or side operated, accepts 10 x 10mm size shaft. | Stock | 433 | 472
38613004 | Socomec FUSERBLOC series rotary disconnect switch, fusible, Class J, load break capable, 3-pole, 600 VAC/250 VDC, 30A, 200kA SCCR, DIN rail or panel mount, UL 98 rated, front or side operated, accepts 10 x 10mm size shaft. | Stock | 116 | 126
38613005 | Socomec FUSERBLOC series rotary disconnect switch, fusible, Class J, load break capable, 3-pole, 600 VAC/250 VDC, 60A, 100kA SCCR, DIN rail or panel mount, UL 98 rated, front or side operated, accepts 10 x 10mm size shaft. | Stock | 146 | 159
38613010 | Socomec FUSERBLOC series rotary disconnect switch, fusible, Class J, load break capable, 3-pole, 600 VAC/250 VDC, 100A, 200kA SCCR, panel mount, UL 98 rated, front or side operated, accepts 10 x 10mm size shaft. | Stock | 197 | 215
38613020 | Socomec FUSERBLOC series rotary disconnect switch, fusible, Class J, load break capable, 3-pole, 600 VAC/250 VDC, 200A, 200kA SCCR, panel mount, UL 98 rated, front or side operated, accepts 10 x 10mm size shaft. | Stock | 532 | 580
38616004 | Socomec FUSERBLOC series rotary disconnect switch, fusible, Class J, load break capable, 4-pole, 600 VAC/250 VDC, 30A, 200kA SCCR, DIN rail or panel mount, UL 98 rated, front or side operated, accepts 10 x 10mm size shaft. | Stock | 137 | 149
38616005 | Socomec FUSERBLOC series rotary disconnect switch, fusible, Class J, load break capable, 4-pole, 600 VAC/250 VDC, 60A, 100kA SCCR, DIN rail or panel mount, UL 98 rated, front or side operated, accepts 10 x 10mm size shaft. | Stock | 182 | 198
38616010 | Socomec FUSERBLOC series rotary disconnect switch, fusible, Class J, load break capable, 4-pole, 600 VAC/250 VDC, 100A, 200kA SCCR, panel mount, UL 98 rated, front or side operated, accepts 10 x 10mm size shaft. | Stock | 251 | 274
38616020 | Socomec FUSERBLOC series rotary disconnect switch, fusible, Class J, load break capable, 4-pole, 600 VAC/250 VDC, 200A, 200kA SCCR, panel mount, UL 98 rated, front or side operated, accepts 10 x 10mm size shaft. | Stock | 673 | 734
38982020 | Socomec terminal shroud, line or load side, 1-pole. Package of 2. For use with FUSERBLOC 200A switch bodies. | Stock | 15 | 16.5
38983020 | Socomec terminal shroud, line or load side, 1-pole. Package of 3. For use with FUSERBLOC 200A switch bodies. | Stock | 21.5 | 23.5
38983040 | Socomec terminal shroud, line or load side, 1-pole. Package of 3. For use with FUSERBLOC 400A switch bodies. | Stock | 27 | 29.5
38983080 | Socomec terminal shroud, line or load side, 1-pole. Package of 3. For use with FUSERBLOC 600A switch bodies. | Stock | 47.5 | 52
38984020 | Socomec terminal shroud, line or load side, 1-pole. Package of 4. For use with FUSERBLOC 200A switch bodies. | Stock | 27.5 | 30
38991120 | Socomec blown fuse monitor/indicator, 3-pole, 120-260 VAC, (1) N.O. and (1) N.C. contact(s), 3A @ 230VAC/30VDC, (1) status LED, indicator test function controls. (3) removable terminal blocks included. | Stock | 115 | 125
38991380 | Socomec blown fuse monitor/indicator, 3-pole, 380-690 VAC, (1) N.O. and (1) N.C. contact(s), 3A @ 230VAC/30VDC, (1) status LED, indicator test function controls. (3) removable terminal blocks included. | Stock | 129 | 141
38993120 | Socomec blown fuse monitor/indicator, 3-pole, 120-260 VAC, (1) N.O. and (1) N.C. contact(s), 3A @ 230VAC/30VDC, (3) status LEDs, reset pushbutton and indicator test function controls. (3) removable terminal blocks included. | Stock | 144 | 157
38993380 | Socomec blown fuse monitor/indicator, 3-pole, 380-690 VAC, (1) N.O. and (1) N.C. contact(s), 3A @ 230VAC/30VDC, (3) status LEDs, reset pushbutton and indicator test function controls. (3) removable terminal blocks included. | Stock | 157 | 171
390L050NG | SureMotion timing belt, 3/8in L pitch, 1/2in wide, 104 tooth, 39in pitch length (circumference), neoprene, fiberglass reinforced. | Stock | 10 | 11
390L100NG | SureMotion timing belt, 3/8in L pitch, 1in wide, 104 tooth, 39in pitch length (circumference), neoprene, fiberglass reinforced. | Stock | 21 | 23
390MXL025NG | SureMotion timing belt, 0.08in MXL pitch, 1/4in wide, 390 tooth, 31.2in pitch length (circumference), neoprene, fiberglass reinforced. Package of 3. | Stock | 14.5 | 16
390MXL025PP | SureMotion timing belt, 0.08in MXL pitch, 1/4in wide, 390 tooth, 31.2in pitch length (circumference), polyurethane, polyester reinforced. Package of 3. | Stock | 16 | 17.5
39542020 | Socomec box type wiring lug, line or load mount, 1 openings, #6 AWG-300 MCM wire(s). Package of 2. For use with SIRCO and SIRCO DC 100-250A switch bodies. | Stock | 14.5 | 16
39542040 | Socomec box type wiring lug, line or load mount, 1 openings, #4 AWG-600 MCM wire(s). Package of 2. For use with SIRCOVER 260-400A transfer switch bodies. | Stock | 46 | 50
39543020 | Socomec box type wiring lug, line or load mount, 1 openings, #6 AWG-300 MCM wire(s). Package of 3. For use with SIRCO and SIRCO DC 100-250A switch bodies. | Stock | 21.5 | 23.5
39543040 | Socomec box type wiring lug, line or load mount, 1 openings, #4 AWG-600 MCM wire(s). Package of 3. For use with SIRCO and FUSERBLOC SERIES 400A switch bodies; SIRCOVER 260-400A transfer switch bodies. | Stock | 55 | 60
39543041 | Socomec box type wiring lug, line or load mount, 2 openings, #6 AWG-350 MCM wire(s). Package of 3. For use with SIRCO and FUSERBLOC SERIES 400A switch bodies. | Stock | 74 | 81
39543060 | Socomec box type wiring lug, line or load mount, 2 openings, #2 AWG-600 MCM wire(s). Package of 3. For use with SIRCO and FUSERBLOC SERIES 600A switch bodies. | Stock | 112 | 122
39544020 | Socomec box type wiring lug, line or load mount, 1 openings, #6 AWG-300 MCM wire(s). Package of 4. For use with SIRCO and FUSERBLOC SERIES 200A switch bodies; SIRCOVER 100-200A transfer switch bodies. | Stock | 28 | 30.5
39544040 | Socomec box type wiring lug, line or load mount, 1 openings, #4 AWG-600 MCM wire(s). Package of 4. For use with SIRCOVER 260-400A transfer switch bodies. | Stock | 89 | 97
39990701 | Socomec auxiliary contact, front mount, (1) N.O. contact(s), 3A @ 240 VAC. For use with FUSERBLOC and FUSERBLOC Compact 30-600A Switch bodies. | Stock | 7.5 | 8.25
39990702 | Socomec auxiliary contact, front mount, (1) N.C. contact(s), 3A @ 240 VAC. For use with FUSERBLOC and FUSERBLOC Compact 30-600A Switch bodies. | Stock | 7.5 | 8.25
39990710 | Socomec auxiliary contact holder, side mount. For use with FUSERBLOC Compact Class J and CC 30A switch bodies. | Stock | 12.5 | 13.5
3999U041 | Socomec auxiliary contact, left or right side mount, (1) N.O./(1) N.C. contact(s), 10A @ 600 VAC/VDC. For use with FUSERBLOC 30-200A switch bodies. | Stock | 22.5 | 24.5
3999U042 | Socomec auxiliary contact, left or right side mount, (1) N.O./(1) N.C. contact(s), 10A @ 600 VAC/VDC. Package of 2. For use with FUSERBLOC 30-200A switch bodies. | Stock | 43.5 | 47.5
3ACT030-42-24-F | AcuAMP AC 3-phase current transducer, fixed core, 0-10, 0-15, or 0-30A selectable sensing range, 4-20mA output. | Stock | 295 | 340
3ACT100-42-24-F | AcuAMP AC 3-phase current transducer, fixed core, 0-30, 0-50, or 0-100A selectable sensing range, 4-20mA output. | Stock | 295 | 340
3ACT200-42-24-F | AcuAMP AC 3-phase current transducer, fixed core, 0-100, 0-150, or 0-200A selectable sensing range, 4-20mA output. | Stock | 295 | 340
3ACTR030-42-24-F | AcuAMP AC 3-phase current transducer, fixed core, 0-10, 0-15, or 0-30A selectable sensing range, True RMS, 4-20mA output. | Stock | 320 | 368
3ACTR100-42-24-F | AcuAMP AC 3-phase current transducer, fixed core, 0-30, 0-50, or 0-100A selectable sensing range, True RMS, 4-20mA output. | Stock | 320 | 368
3ACTR200-42-24-F | AcuAMP AC 3-phase current transducer, fixed core, 0-100, 0-150, or 0-200A selectable sensing range, True RMS, 4-20mA output. | Stock | 320 | 368
3NC4H0122 | Fuji Electric IEC contactor, 221A, (3) N.O. power contact(s), 120 VAC (60Hz)/110 VAC (50Hz) coil voltage, low consumption electronic. (2) N.O. and (2) N.C. auxiliary contacts included. | Stock | 513 | 572
3NC4H0222 | Fuji Electric IEC contactor, 221A, (3) N.O. power contact(s), 240 VAC (60Hz)/220 VAC (50Hz) coil voltage, low consumption electronic. (2) N.O. and (2) N.C. auxiliary contacts included. | Stock | 513 | 572
3NC4H0422 | Fuji Electric IEC contactor, 221A, (3) N.O. power contact(s), 575 VAC (60Hz)/460 VAC (50Hz) coil voltage, low consumption electronic. (2) N.O. and (2) N.C. auxiliary contacts included. | Stock | 513 | 572
3NC4H0E22 | Fuji Electric IEC contactor, 221A, (3) N.O. power contact(s), 24 VAC/VDC coil voltage, low consumption electronic. (2) N.O. and (2) N.C. auxiliary contacts included. | Stock | 513 | 572
3NC4H0Q22 | Fuji Electric IEC contactor, 221A, (3) N.O. power contact(s), 450 VAC (60Hz)/380 VAC (50Hz) coil voltage, low consumption electronic. (2) N.O. and (2) N.C. auxiliary contacts included. | Stock | 513 | 572
3NC4Q0122 | Fuji Electric IEC contactor, 180A, (3) N.O. power contact(s), 120 VAC (60Hz)/110 VAC (50Hz) coil voltage, low consumption electronic. (2) N.O. and (2) N.C. auxiliary contacts included. | Stock | 433 | 483
3NC4Q0222 | Fuji Electric IEC contactor, 180A, (3) N.O. power contact(s), 240 VAC (60Hz)/220 VAC (50Hz) coil voltage, low consumption electronic. (2) N.O. and (2) N.C. auxiliary contacts included. | Stock | 433 | 483
3NC4Q0E22 | Fuji Electric IEC contactor, 180A, (3) N.O. power contact(s), 24 VAC/VDC coil voltage, low consumption electronic. (2) N.O. and (2) N.C. auxiliary contacts included. | Stock | 433 | 483
3NC5F0122 | Fuji Electric IEC contactor, 285A, (3) N.O. power contact(s), 120 VAC (60Hz)/110 VAC (50Hz) coil voltage, low consumption electronic. (2) N.O. and (2) N.C. auxiliary contacts included. | Stock | 670 | 747
3NC5F0222 | Fuji Electric IEC contactor, 285A, (3) N.O. power contact(s), 240 VAC (60Hz)/220 VAC (50Hz) coil voltage, low consumption electronic. (2) N.O. and (2) N.C. auxiliary contacts included. | Stock | 670 | 747
3NC5F0E22 | Fuji Electric IEC contactor, 285A, (3) N.O. power contact(s), 24 VAC/VDC coil voltage, low consumption electronic. (2) N.O. and (2) N.C. auxiliary contacts included. | Stock | 670 | 747
3NC5H0122 | Fuji Electric IEC contactor, 361A, (3) N.O. power contact(s), 120 VAC (60Hz)/110 VAC (50Hz) coil voltage, low consumption electronic. (2) N.O. and (2) N.C. auxiliary contacts included. | Stock | 733 | 817
3NC5H0222 | Fuji Electric IEC contactor, 361A, (3) N.O. power contact(s), 240 VAC (60Hz)/220 VAC (50Hz) coil voltage, low consumption electronic. (2) N.O. and (2) N.C. auxiliary contacts included. | Stock | 733 | 817
3NC5H0422 | Fuji Electric IEC contactor, 361A, (3) N.O. power contact(s), 575 VAC (60Hz)/460 VAC (50Hz) coil voltage, low consumption electronic. (2) N.O. and (2) N.C. auxiliary contacts included. | Stock | 733 | 817
3NC5H0E22 | Fuji Electric IEC contactor, 361A, (3) N.O. power contact(s), 24 VAC/VDC coil voltage, low consumption electronic. (2) N.O. and (2) N.C. auxiliary contacts included. | Stock | 733 | 817
3NC5H0Q22 | Fuji Electric IEC contactor, 361A, (3) N.O. power contact(s), 450 VAC (60Hz)/380 VAC (50Hz) coil voltage, low consumption electronic. (2) N.O. and (2) N.C. auxiliary contacts included. | Stock | 733 | 817
3NK4HP | Fuji Electric thermal overload relay, 125.0-185.0A adjustable, bi-metallic, direct mount power connection(s), panel mount. For use with 3NC4Hx contactors. | Stock | 191 | 213
3NK4HQ | Fuji Electric thermal overload relay, 160.0-240.0A adjustable, bi-metallic, direct mount power connection(s), panel mount. For use with 3NC4Hx contactors. | Stock | 191 | 213
3NK4QL | Fuji Electric thermal overload relay, 85.0-125.0A adjustable, bi-metallic, direct mount power connection(s), panel mount. For use with 3NC4Qx contactors. | Stock | 161 | 180
3NK4QN | Fuji Electric thermal overload relay, 110.0-160.0A adjustable, bi-metallic, direct mount power connection(s), panel mount. For use with 3NC4Qx contactors. | Stock | 161 | 180
3NK4QP | Fuji Electric thermal overload relay, 125.0-185.0A adjustable, bi-metallic, direct mount power connection(s), panel mount. For use with 3NC4Qx contactors. | Stock | 161 | 180
3NK5HQ | Fuji Electric thermal overload relay, 160.0-240.0A adjustable, bi-metallic, direct mount power connection(s), panel mount. For use with 3NC5Fx and 3NC5Hx contactors. | Stock | 316 | 352
3NK5HR | Fuji Electric thermal overload relay, 200.0-300.0A adjustable, bi-metallic, direct mount power connection(s), panel mount. For use with 3NC5Fx and 3NC5Hx contactors. | Stock | 316 | 352
3NK5HS | Fuji Electric thermal overload relay, 240.0-360.0A adjustable, bi-metallic, direct mount power connection(s), panel mount. For use with 3NC5Hx contactors. | Stock | 316 | 352
3PU06MC10 | NITRA pneumatic coiled tubing, ether-based polyurethane, black, clear blue and blue, triple 6mm outside diameter, 5/32in (4mm) inside diameter, 10 coils, 3.1ft (0.93m) working length. | Stock | 14.5 | 16
3PU06MC20 | NITRA pneumatic coiled tubing, ether-based polyurethane, black, clear blue and blue, triple 6mm outside diameter, 5/32in (4mm) inside diameter, 20 coils, 6.2ft (1.90m) working length. | Stock | 18 | 19.5
3PU06MC40 | NITRA pneumatic coiled tubing, ether-based polyurethane, black, clear blue and blue, triple 6mm outside diameter, 5/32in (4mm) inside diameter, 40 coils, 11.8ft (3.60m) working length. | Stock | 31.5 | 34.5
3PU14-50 | NITRA pneumatic bonded tubing, ether-based polyurethane, black, clear blue and blue, triple 1/4in outside diameter, 0.156in inside diameter, 50ft package. | Stock | 57 | 62
3PU14C10 | NITRA pneumatic bonded coiled tubing, ether-based polyurethane, black, clear blue and blue, triple 1/4in outside diameter, 0.156in inside diameter, 10 coils, 3.4ft (1.04m) working length. | Stock | 15 | 16.5
3PU14C20 | NITRA pneumatic bonded coiled tubing, ether-based polyurethane, black, clear blue and blue, triple 1/4in outside diameter, 0.156in inside diameter, 20 coils, 6.3ft (1.92m) working length. | Stock | 18.5 | 20
3PU14C40 | NITRA pneumatic bonded coiled tubing, ether-based polyurethane, black, clear blue and blue, triple 1/4in outside diameter, 0.156in inside diameter, 40 coils, 11.9ft (3.63m) working length. | Stock | 33 | 36
3PU38C10 | NITRA pneumatic bonded coiled tubing, ether-based polyurethane, black, clear blue and blue, triple 3/8in outside diameter, 0.250in inside diameter, 10 coils, 4.4ft (1.34m) working length. | Stock | 21 | 23
3PU38C20 | NITRA pneumatic bonded coiled tubing, ether-based polyurethane, black, clear blue and blue, triple 3/8in outside diameter, 0.250in inside diameter, 20 coils, 8.3ft (2.53m) working length. | Stock | 31.5 | 34.5
3PU38C40 | NITRA pneumatic bonded coiled tubing, ether-based polyurethane, black, clear blue and blue, triple 3/8in outside diameter, 0.250in inside diameter, 40 coils, 16.0ft (4.88m) working length. | Stock | 61 | 66
3PU532-50 | NITRA pneumatic bonded tubing, ether-based polyurethane, black, clear blue and blue, triple 5/32in outside diameter, 0.093in inside diameter, 50ft package. | Stock | 24 | 26
3PU532C10 | NITRA pneumatic bonded coiled tubing, ether-based polyurethane, black, clear blue and blue, triple 5/32in outside diameter, 0.093in inside diameter, 10 coils, 2.5ft (0.76m) working length. | Stock | 12.5 | 13.5
3PU532C20 | NITRA pneumatic bonded coiled tubing, ether-based polyurethane, black, clear blue and blue, triple 5/32in outside diameter, 0.093in inside diameter, 20 coils, 4.4ft (1.34m) working length. | Stock | 14 | 15.5
3PU532C40 | NITRA pneumatic bonded coiled tubing, ether-based polyurethane, black, clear blue and blue, triple 5/32in outside diameter, 0.093in inside diameter, 40 coils, 8.3ft (2.53m) working length. | Stock | 18.5 | 20
3TA100G3K | Eaton multi-wire box type wiring lug, load side mount, 100A, 3 openings, #14-2 AWG copper only. Package of 3. For use with Automationdirect (Eaton) 100A frame MCCBs. Mounting hardware and insulators included. | Stock | 55
3TA100G6K | Eaton multi-wire box type wiring lug, load mount, 100A, 6 openings, #14-6 AWG copper only. Package of 3. For use with Automationdirect (Eaton) 100A frame MCCBs. Mounting hardware and insulators included. | Stock | 63 | 66
3TA150F3K | Eaton multi-wire box type wiring lug, load side mount, 225A, 3 openings, #14-2 AWG copper only. Package of 3. For use with Automationdirect (Eaton) 225A frame MCCBs. Mounting hardware and insulators included. | Stock | 61
3TA150F6K | Eaton multi-wire box type wiring lug, load mount, 225A, 6 openings, #14-6 AWG copper only. Package of 3. For use with Automationdirect (Eaton) 225A frame MCCBs. Mounting hardware and insulators included. | Stock | 63 | 66
3TA225FD | Eaton box type wiring lug, replacement, line or load mount, 1 openings, #4 AWG-4/0 wire(s). Package of 3. For use with Automationdirect (Eaton) 225A frame MCCBs. | Stock | 94 | 98
3TA400K3K | Eaton multi-wire box type wiring lug, load side mount, 400A, 3 openings, #14-2/0 AWG copper only. Package of 3. For use with Automationdirect (Eaton) 400A frame MCCBs. Mounting hardware and insulators included. | Stock | 123
3TA400K6K | Eaton multi-wire box type wiring lug, load side mount, 400A, 6 openings, #14-3 AWG copper only. Package of 3. For use with Automationdirect (Eaton) 400A frame MCCBs. Mounting hardware and insulators included. | Stock | 123
3TA401K | Eaton box type wiring lug, replacement, line or load mount, 2 openings, 2/0-250 MCM or 2/0-500 MCM wire(s). Package of 3. For use with Automationdirect (Eaton) 400A frame MCCBs. (1) 3-pole terminal cover included. | Stock | 99 | 103
3TA603LDK | Eaton box type wiring lug, replacement, line or load mount, 2 openings, 400 MCM-500 MCM wire(s). Package of 3. For use with Automationdirect (Eaton) 600A frame MCCBs. (1) 3-pole terminal cover included. | Stock | 122 | 127
3UHD7210118FTC | Hammond disconnect enclosure, NEMA 12, right flange, 72 x 101 x 18in (HxWxD), freestanding, carbon steel, ANSI 61 gray, powder coat finish, 3-door, 3-point padlocking handle. | from vendor up to 15 business days | 6770 | 7199
3UHD7210118N4SS | Hammond disconnect enclosure, NEMA 3R/4/4X/12/13, right flange, 72 x 101 x 18in (HxWxD), freestanding, 304 stainless steel, #4 brush finish, 3-door, 3-point padlocking handle. | from vendor up to 15 business days | 16878 | 18117
3UHD7211918FTC | Hammond disconnect enclosure, NEMA 12, right flange, 72 x 119 x 18in (HxWxD), freestanding, carbon steel, ANSI 61 gray, powder coat finish, 3-door, 3-point padlocking handle. | from vendor up to 15 business days | 7627 | 8110
3UHD7211918N4SS | Hammond disconnect enclosure, NEMA 3R/4/4X/12/13, right flange, 72 x 119 x 18in (HxWxD), freestanding, 304 stainless steel, #4 brush finish, 3-door, 3-point padlocking handle. | from vendor up to 15 business days | 19005 | 20399
3UHD8411918FTC | Hammond disconnect enclosure, NEMA 12, right flange, 84 x 119 x 18in (HxWxD), freestanding, carbon steel, ANSI 61 gray, powder coat finish, 3-door, 3-point padlocking handle. | from vendor up to 15 business days | 8227 | 8748
3UHD8411918N4SS | Hammond disconnect enclosure, NEMA 3R/4/4X/12/13, right flange, 84 x 119 x 18in (HxWxD), freestanding, 304 stainless steel, #4 brush finish, 3-door, 3-point padlocking handle. | from vendor up to 15 business days | 21159 | 22711
3UHD8411924FTC | Hammond disconnect enclosure, NEMA 12, right flange, 84 x 119 x 24in (HxWxD), freestanding, carbon steel, ANSI 61 gray, powder coat finish, 3-door, 3-point padlocking handle. | from vendor up to 15 business days | 8505 | 9044
3UHD8411924N4SS | Hammond disconnect enclosure, NEMA 3R/4/4X/12/13, right flange, 84 x 119 x 24in (HxWxD), freestanding, 304 stainless steel, #4 brush finish, 3-door, 3-point padlocking handle. | from vendor up to 15 business days | 21811 | 23410
3UHD9011924FTC | Hammond disconnect enclosure, NEMA 12, right flange, 90 x 119 x 24in (HxWxD), freestanding, carbon steel, ANSI 61 gray, powder coat finish, 3-door, 3-point padlocking handle. | from vendor up to 15 business days | 9506 | 10107
3UHD9011924N4SS | Hammond disconnect enclosure, NEMA 3R/4/4X/12/13, right flange, 90 x 119 x 24in (HxWxD), freestanding, 304 stainless steel, #4 brush finish, 3-door, 3-point padlocking handle. | from vendor up to 15 business days | 23619 | 25351
40002D | Bryant manual motor controller, open, 40A, 600 VAC, 2-pole, 15hp, UL 508 rated. | Stock | 59 | 65
40003D | Bryant manual motor controller, open, 40A, 600 VAC, 3-pole, 20hp, UL 508 rated. | Stock | 97 | 107
4002 | Bryant manual motor controller, open, 40A, 600 VAC, 2-pole, 5hp. | Stock | 38.5 | 42.5
40040S | Southwire continuity tester, remote included, for individual wires and multiconductor cables. | Stock | 28.75 | 30
400-5M-09-NG | SureMotion timing belt, 5mm pitch, 9mm wide, 80 tooth, 400mm pitch length (circumference), neoprene, fiberglass reinforced. | Stock | 7.5 | 8.25
400-5M-15-NG | SureMotion timing belt, 5mm pitch, 15mm wide, 80 tooth, 400mm pitch length (circumference), neoprene, fiberglass reinforced. | Stock | 11.5 | 12.5
400MXL025NG | SureMotion timing belt, 0.08in MXL pitch, 1/4in wide, 400 tooth, 32in pitch length (circumference), neoprene, fiberglass reinforced. Package of 3. | Stock | 14.5 | 16
400MXL025PP | SureMotion timing belt, 0.08in MXL pitch, 1/4in wide, 400 tooth, 32in pitch length (circumference), polyurethane, polyester reinforced. Package of 3. | Stock | 25 | 27.5
40126N | Southwire voltage tester, non-contact AC voltage detection, CAT IV 600V. | Stock | 17.75 | 18.5
40-4040C | SureFrame 40 Series standard T-slotted rail, 6063-T6 anodized aluminum alloy, cut to length, 40 x 40mm profile, slot size 8. | Stock | 0.27
40-4040CL | SureFrame 40 Series light T-slotted rail, 6063-T6 anodized aluminum alloy, cut to length, 40 x 40mm profile, slot size 8. | Stock | 0.22
40-4080C | SureFrame 40 Series standard T-slotted rail, 6063-T6 anodized aluminum alloy, cut to length, 40 x 80mm profile, slot size 8. | Stock | 0.48
40-4080CL | SureFrame 40 Series light T-slotted rail, 6063-T6 anodized aluminum alloy, cut to length, 40 x 80mm profile, slot size 8. | Stock | 0.42
40-8080C | SureFrame 40 Series standard T-slotted rail, 6063-T6 anodized aluminum alloy, cut to length, 80 x 80mm profile, slot size 8. | Stock | 0.7
40MXL025NG | SureMotion timing belt, 0.08in MXL pitch, 1/4in wide, 40 tooth, 3.2in pitch length (circumference), neoprene, fiberglass reinforced. Package of 3. | Stock | 7.5 | 8.25
40MXL025PP | SureMotion timing belt, 0.08in MXL pitch, 1/4in wide, 40 tooth, 3.2in pitch length (circumference), polyurethane, polyester reinforced. Package of 3. | Stock | 14 | 15.5
41502012 | Socomec SIRCOVER series rotary manual transfer switch, 2-pole, 240 VAC, 100A, 100kA SCCR, panel mount, UL1008 rated, front operated, accepts 10 x 10mm size shaft. | Stock | 326 | 355
41502026 | Socomec SIRCOVER series rotary manual transfer switch, 2-pole, 240 VAC, 260A, 65kA SCCR, panel mount, UL1008 rated, front operated, accepts 15 x 12mm size shaft. | Stock | 628 | 685
41503012 | Socomec SIRCOVER series rotary manual transfer switch, 3-pole, 600 VAC, 100A, 100kA SCCR, panel mount, UL1008 rated, front operated, accepts 10 x 10mm size shaft. | Stock | 382 | 416
41503026 | Socomec SIRCOVER series rotary manual transfer switch, 3-pole, 600 VAC, 260A, 65kA SCCR, panel mount, UL1008 rated, front operated, accepts 15 x 12mm size shaft. | Stock | 769 | 838
41503042 | Socomec SIRCOVER series rotary manual transfer switch, 3-pole, 600 VAC, 400A, 65kA SCCR, panel mount, UL1008 rated, front operated, accepts 15 x 12mm size shaft. | Stock | 899 | 980
41504012 | Socomec SIRCOVER series rotary manual transfer switch, 4-pole, 600 VAC, 100A, 100kA SCCR, panel mount, UL1008 rated, front operated, accepts 10 x 10mm size shaft. | Stock | 487 | 531
41504026 | Socomec SIRCOVER series rotary manual transfer switch, 4-pole, 600 VAC, 260A, 65kA SCCR, panel mount, UL1008 rated, front operated, accepts 15 x 12mm size shaft. | Stock | 1021 | 1113
41504042 | Socomec SIRCOVER series rotary manual transfer switch, 4-pole, 600 VAC, 400A, 65kA SCCR, panel mount, UL1008 rated, front operated, accepts 15 x 12mm size shaft. | Stock | 1227 | 1337
41583021 | Socomec terminal screen, line and load. For use with SIRCOVER 100-200A 2 and 3 pole transfer switch bodies. | Stock | 17.25 | 19
41583041 | Socomec terminal screen, line or load. For use with SIRCOVER 260-400A 2 and 3 pole transfer switch bodies. | Stock | 23.5 | 25.5
41584021 | Socomec terminal screen, line and load. For use with SIRCOVER 100-200A 4 pole transfer switch bodies. | Stock | 25.5 | 28
41584041 | Socomec terminal screen, line or load. For use with SIRCOVER 260-400A 4 pole transfer switch bodies. | Stock | 27.5 | 30
41590021 | Socomec auxiliary contact, side mount, (1) N.O./(1) N.C. contact(s), 10A @ 125 VAC/250 VAC. Package of 2. For use with SIRCOVER 100-400A transfer switch bodies. | Stock | 12.5 | 13.5
41590022 | Socomec auxiliary contact, side mount, (1) N.O./(1) N.C. contact(s), 1A @ 125 VAC, low impedance. Package of 2. For use with SIRCOVER 100-400A transfer switch bodies. | Stock | 18.75 | 20.5
41592021 | Socomec bridging bar assembly, line or load mount. Package of 2. For use with SIRCOVER 100A-200A transfer switch bodies. 2 connection bars and hardware included. | Stock | 72 | 78
41592041 | Socomec bridging bar assembly, line or load mount. Package of 2. For use with SIRCOVER 260A-400A transfer switch bodies. 2 connection bars and hardware included. | Stock | 76 | 83
41593021 | Socomec bridging bar assembly, line or load mount. Package of 3. For use with SIRCOVER 100A-200A transfer switch bodies. 3 connection bars and hardware included. | Stock | 98 | 107
41593041 | Socomec bridging bar assembly, line or load mount. Package of 3. For use with SIRCOVER 260A-400A transfer switch bodies. 3 connection bars and hardware included. | Stock | 114 | 124
41594021 | Socomec bridging bar assembly, line or load mount. Package of 4. For use with SIRCOVER 100A-200A transfer switch bodies. 4 connection bars and hardware included. | Stock | 123 | 134
41594041 | Socomec bridging bar assembly, line or load mount. Package of 4. For use with SIRCOVER 260A-400A transfer switch bodies. 4 connection bars and hardware included. | Stock | 166 | 181
416-1100-000 | Jefferson Electric buck-boost transformer, encapsulated core, 50 VA, 1-phase, 120/240 VAC primary, 12/24 VAC secondary, 60 Hz, NEMA 3R, wall mount. | Stock | 122 | 127
416-1101-000 | Jefferson Electric buck-boost transformer, encapsulated core, 100 VA, 1-phase, 120/240 VAC primary, 12/24 VAC secondary, 60 Hz, NEMA 3R, wall mount. | Stock | 113 | 118
416-1111-000 | Jefferson Electric buck-boost transformer, encapsulated core, 150 VA, 1-phase, 120/240 VAC primary, 12/24 VAC secondary, 60 Hz, NEMA 3R, wall mount. | Stock | 76 | 79
416-1121-000 | Jefferson Electric buck-boost transformer, encapsulated core, 250 VA, 1-phase, 120/240 VAC primary, 12/24 VAC secondary, 60 Hz, NEMA 3R, wall mount. | Stock | 138 | 144
416-1131-000 | Jefferson Electric buck-boost transformer, encapsulated core, 500 VA, 1-phase, 120/240 VAC primary, 12/24 VAC secondary, 60 Hz, NEMA 3R, wall mount. | Stock | 132 | 137
416-1141-000 | Jefferson Electric buck-boost transformer, encapsulated core, 750 VA, 1-phase, 120/240 VAC primary, 12/24 VAC secondary, 60 Hz, NEMA 3R, wall mount. | Stock | 196 | 204
416-1151-000 | Jefferson Electric buck-boost transformer, encapsulated core, 1 kVA, 1-phase, 120/240 VAC primary, 12/24 VAC secondary, 60 Hz, NEMA 3R, wall mount. | Stock | 167 | 174
416-1161-000 | Jefferson Electric buck-boost transformer, encapsulated core, 1.5 kVA, 1-phase, 120/240 VAC primary, 12/24 VAC secondary, 60 Hz, NEMA 3R, wall mount. | Stock | 272 | 283
416-1171-000 | Jefferson Electric buck-boost transformer, encapsulated core, 2 kVA, 1-phase, 120/240 VAC primary, 12/24 VAC secondary, 60 Hz, NEMA 3R, wall mount. | Stock | 442 | 460
416-1201-000 | Jefferson Electric buck-boost transformer, encapsulated core, 100 VA, 1-phase, 120/240 VAC primary, 16/32 VAC secondary, 60 Hz, NEMA 3R, wall mount. | Stock | 69 | 72
416-1211-000 | Jefferson Electric buck-boost transformer, encapsulated core, 150 VA, 1-phase, 120/240 VAC primary, 16/32 VAC secondary, 60 Hz, NEMA 3R, wall mount. | Stock | 111 | 115
416-1221-000 | Jefferson Electric buck-boost transformer, encapsulated core, 250 VA, 1-phase, 120/240 VAC primary, 16/32 VAC secondary, 60 Hz, NEMA 3R, wall mount. | Stock | 121 | 126
416-1231-000 | Jefferson Electric buck-boost transformer, encapsulated core, 500 VA, 1-phase, 120/240 VAC primary, 16/32 VAC secondary, 60 Hz, NEMA 3R, wall mount. | Stock | 157 | 163
416-1241-000 | Jefferson Electric buck-boost transformer, encapsulated core, 750 VA, 1-phase, 120/240 VAC primary, 16/32 VAC secondary, 60 Hz, NEMA 3R, wall mount. | Stock | 196 | 204
416-1251-000 | Jefferson Electric buck-boost transformer, encapsulated core, 1 kVA, 1-phase, 120/240 VAC primary, 16/32 VAC secondary, 60 Hz, NEMA 3R, wall mount. | Stock | 209 | 217
416-1261-000 | Jefferson Electric buck-boost transformer, encapsulated core, 1.5 kVA, 1-phase, 120/240 VAC primary, 16/32 VAC secondary, 60 Hz, NEMA 3R, wall mount. | Stock | 251 | 261
416-1271-000 | Jefferson Electric buck-boost transformer, encapsulated core, 2 kVA, 1-phase, 120/240 VAC primary, 16/32 VAC secondary, 60 Hz, NEMA 3R, wall mount. | Stock | 306 | 318
41994012 | Socomec rotary handle, pistol, B3, black, direct mount, 3-position, lockable in I-off-II. For use with SIRCOVER 100-400A transfer switch bodies. | Stock | 30.5 | 33
420L050NG | SureMotion timing belt, 3/8in L pitch, 1/2in wide, 112 tooth, 42in pitch length (circumference), neoprene, fiberglass reinforced. | Stock | 10.5 | 11.5
420L100NG | SureMotion timing belt, 3/8in L pitch, 1in wide, 112 tooth, 42in pitch length (circumference), neoprene, fiberglass reinforced. | Stock | 22 | 24.5
425-5M-09-NG | SureMotion timing belt, 5mm pitch, 9mm wide, 85 tooth, 425mm pitch length (circumference), neoprene, fiberglass reinforced. | Stock | 7.75 | 8.5
425-5M-15-NG | SureMotion timing belt, 5mm pitch, 15mm wide, 85 tooth, 425mm pitch length (circumference), neoprene, fiberglass reinforced. | Stock | 12 | 13.5
42MXL025NG | SureMotion timing belt, 0.08in MXL pitch, 1/4in wide, 42 tooth, 3.4in pitch length (circumference), neoprene, fiberglass reinforced. Package of 3. | Stock | 7.5 | 8.25
4354 | Marathon standard efficiency AC induction motor, general purpose, 1/4hp, 1-phase, 115 VAC, 1800rpm, ODP, 48 frame, rolled steel, rigid base only mount. | Stock | 150 | 156
4362 | Marathon standard efficiency AC induction motor, general purpose, 1/4hp, 1-phase, 115 VAC, 1800rpm, ODP, 48 frame, rolled steel, rigid base only mount. | Stock | 154 | 160
4400-8M-20-NG | SureMotion timing belt, 8mm pitch, 20mm wide, 550 tooth, 4400mm pitch length (circumference), neoprene, fiberglass reinforced. | Stock | 109 | 120
4400-8M-30-NG | SureMotion timing belt, 8mm pitch, 30mm wide, 550 tooth, 4400mm pitch length (circumference), neoprene, fiberglass reinforced. | Stock | 156 | 172
440-8M-20-NG | SureMotion timing belt, 8mm pitch, 20mm wide, 55 tooth, 440mm pitch length (circumference), neoprene, fiberglass reinforced. | Stock | 20 | 22
440-8M-30-NG | SureMotion timing belt, 8mm pitch, 30mm wide, 55 tooth, 440mm pitch length (circumference), neoprene, fiberglass reinforced. | Stock | 28 | 31
440MXL025NG | SureMotion timing belt, 0.08in MXL pitch, 1/4in wide, 440 tooth, 35.2in pitch length (circumference), neoprene, fiberglass reinforced. Package of 3. | Stock | 15 | 16.5
44MXL025NG | SureMotion timing belt, 0.08in MXL pitch, 1/4in wide, 44 tooth, 3.5in pitch length (circumference), neoprene, fiberglass reinforced. Package of 3. | Stock | 7.5 | 8.25
45010055 | WERMA audible alarm buzzer, piezoelectric, 80 dB at 1m, 2.8 kHz tone frequency, continuous tone(s), touch to silence, 24 VDC, permanent LED indicator(s), red, 22mm, panel mount, polycarbonate housing, red, IP65. | Stock | 150 | 156
45030055 | WERMA audible alarm buzzer, piezoelectric, 80 dB at 1m, 2.8 kHz tone frequency, continuous tone(s), touch to silence, 24 VDC, permanent LED indicator(s), yellow, 22mm, panel mount, polycarbonate housing, yellow, IP65. | Stock | 150 | 156
450-5M-09-NG | SureMotion timing belt, 5mm pitch, 9mm wide, 90 tooth, 450mm pitch length (circumference), neoprene, fiberglass reinforced. | Stock | 8 | 8.75
450-5M-15-NG | SureMotion timing belt, 5mm pitch, 15mm wide, 90 tooth, 450mm pitch length (circumference), neoprene, fiberglass reinforced. | Stock | 12.5 | 14
450L050NG | SureMotion timing belt, 3/8in L pitch, 1/2in wide, 120 tooth, 45in pitch length (circumference), neoprene, fiberglass reinforced. | Stock | 11.5 | 12.5
450L100NG | SureMotion timing belt, 3/8in L pitch, 1in wide, 120 tooth, 45in pitch length (circumference), neoprene, fiberglass reinforced. | Stock | 22.5 | 25
45-4545C | SureFrame 45 Series standard T-slotted rail, 6063-T6 anodized aluminum alloy, cut to length, 45 x 45mm profile, slot size 10. | Stock | 0.24
45-4545CL | SureFrame 45 Series light T-slotted rail, 6063-T6 anodized aluminum alloy, cut to length, 45 x 45mm profile, slot size 10. | Stock | 0.19
45-4590C | SureFrame 45 Series standard T-slotted rail, 6063-T6 anodized aluminum alloy, cut to length, 45 x 90mm profile, slot size 10. | Stock | 0.51
45-4590CL | SureFrame 45 Series light T-slotted rail, 6063-T6 anodized aluminum alloy, cut to length, 45 x 90mm profile, slot size 10. | Stock | 0.37
45-9090C | SureFrame 45 Series standard T-slotted rail, 6063-T6 anodized aluminum alloy, cut to length, 90 x 90mm profile, slot size 10. | Stock | 0.91
45MXL025NG | SureMotion timing belt, 0.08in MXL pitch, 1/4in wide, 45 tooth, 3.6in pitch length (circumference), neoprene, fiberglass reinforced. Package of 3. | Stock | 7.5 | 8.25
45MXL025PP | SureMotion timing belt, 0.08in MXL pitch, 1/4in wide, 45 tooth, 3.6in pitch length (circumference), polyurethane, polyester reinforced. Package of 3. | Stock | 13 | 14.5
46011060 | WERMA EvoSIGNAL Mini TwinLIGHT series LED optical-audible signal beacon, 95 dB at 1m, continuous or pulse tone(s), permanent or blinking (1 Hz ON for 420ms), red, 62mm, 115-230 VAC, IP66. Requires mounting adapter. | Stock | 99 | 103
46011074 | WERMA EvoSIGNAL Mini TwinLIGHT series LED optical-audible signal beacon, 95 dB at 1m, continuous or pulse tone(s), permanent or blinking (1 Hz ON for 410ms), red, 62mm, 12 VAC/VDC, IP66. Requires mounting adapter. | Stock | 99 | 103
46011075 | WERMA EvoSIGNAL Mini TwinLIGHT series LED optical-audible signal beacon, 95 dB at 1m, continuous or pulse tone(s), permanent or blinking (1 Hz ON for 470ms), red, 62mm, 24 VAC/VDC, IP66. Requires mounting adapter. | Stock | 86 | 89
46012060 | WERMA EvoSIGNAL Mini TwinFLASH series LED optical-audible signal beacon, 95 dB at 1m, continuous or pulse tone(s), double flash or EVS (Enhanced Visibility System) flashing (random flashing), red, 62mm, 115-230 VAC, IP66. Requires mounting adapter. | Stock | 114 | 119
46012074 | WERMA EvoSIGNAL Mini TwinFLASH series LED optical-audible signal beacon, 95 dB at 1m, continuous or pulse tone(s), double flash or EVS (Enhanced Visibility System) flashing (random flashing), red, 62mm, 12 VAC/VDC, IP66. Requires mounting adapter. | Stock | 114 | 119
46012075 | WERMA EvoSIGNAL Mini TwinFLASH series LED optical-audible signal beacon, 95 dB at 1m, continuous or pulse tone(s), double flash or EVS (Enhanced Visibility System) flashing (random flashing), red, 62mm, 24 VAC/VDC, IP66. Requires mounting adapter. | Stock | 99 | 103
46021060 | WERMA EvoSIGNAL Mini TwinLIGHT series LED optical-audible signal beacon, 95 dB at 1m, continuous or pulse tone(s), permanent or blinking (1 Hz ON for 420ms), green, 62mm, 115-230 VAC, IP66. Requires mounting adapter. | Stock | 99 | 103
46021074 | WERMA EvoSIGNAL Mini TwinLIGHT series LED optical-audible signal beacon, 95 dB at 1m, continuous or pulse tone(s), permanent or blinking (1 Hz ON for 410ms), green, 62mm, 12 VAC/VDC, IP66. Requires mounting adapter. | Stock | 99 | 103
46021075 | WERMA EvoSIGNAL Mini TwinLIGHT series LED optical-audible signal beacon, 95 dB at 1m, continuous or pulse tone(s), permanent or blinking (1 Hz ON for 470ms), green, 62mm, 24 VAC/VDC, IP66. Requires mounting adapter. | Stock | 86 | 89
46022060 | WERMA EvoSIGNAL Mini TwinFLASH series LED optical-audible signal beacon, 95 dB at 1m, continuous or pulse tone(s), double flash or EVS (Enhanced Visibility System) flashing (random flashing), green, 62mm, 115-230 VAC, IP66. Requires mounting adapter. | Stock | 114 | 119
46022074 | WERMA EvoSIGNAL Mini TwinFLASH series LED optical-audible signal beacon, 95 dB at 1m, continuous or pulse tone(s), double flash or EVS (Enhanced Visibility System) flashing (random flashing), green, 62mm, 12 VAC/VDC, IP66. Requires mounting adapter. | Stock | 114 | 119
46022075 | WERMA EvoSIGNAL Mini TwinFLASH series LED optical-audible signal beacon, 95 dB at 1m, continuous or pulse tone(s), double flash or EVS (Enhanced Visibility System) flashing (random flashing), green, 62mm, 24 VAC/VDC, IP66. Requires mounting adapter. | Stock | 99 | 103
46031060 | WERMA EvoSIGNAL Mini TwinLIGHT series LED optical-audible signal beacon, 95 dB at 1m, continuous or pulse tone(s), permanent or blinking (1 Hz ON for 420ms), yellow, 62mm, 115-230 VAC, IP66. Requires mounting adapter. | Stock | 99 | 103
46031074 | WERMA EvoSIGNAL Mini TwinLIGHT series LED optical-audible signal beacon, 95 dB at 1m, continuous or pulse tone(s), permanent or blinking (1 Hz ON for 410ms), yellow, 62mm, 12 VAC/VDC, IP66. Requires mounting adapter. | Stock | 99 | 103
46031075 | WERMA EvoSIGNAL Mini TwinLIGHT series LED optical-audible signal beacon, 95 dB at 1m, continuous or pulse tone(s), permanent or blinking (1 Hz ON for 470ms), yellow, 62mm, 24 VAC/VDC, IP66. Requires mounting adapter. | Stock | 86 | 89
46032060 | WERMA EvoSIGNAL Mini TwinFLASH series LED optical-audible signal beacon, 95 dB at 1m, continuous or pulse tone(s), double flash or EVS (Enhanced Visibility System) flashing (random flashing), yellow, 62mm, 115-230 VAC, IP66. Requires mounting adapter. | Stock | 114 | 119
46032074 | WERMA EvoSIGNAL Mini TwinFLASH series LED optical-audible signal beacon, 95 dB at 1m, continuous or pulse tone(s), double flash or EVS (Enhanced Visibility System) flashing (random flashing), yellow, 62mm, 12 VAC/VDC, IP66. Requires mounting adapter. | Stock | 114 | 119
46032075 | WERMA EvoSIGNAL Mini TwinFLASH series LED optical-audible signal beacon, 95 dB at 1m, continuous or pulse tone(s), double flash or EVS (Enhanced Visibility System) flashing (random flashing), yellow, 62mm, 24 VAC/VDC, IP66. Requires mounting adapter. | Stock | 99 | 103
46041060 | WERMA EvoSIGNAL Mini TwinLIGHT series LED optical-audible signal beacon, 95 dB at 1m, continuous or pulse tone(s), permanent or blinking (1 Hz ON for 420ms), clear, 62mm, 115-230 VAC, IP66. Requires mounting adapter. | Stock | 99 | 103
46041074 | WERMA EvoSIGNAL Mini TwinLIGHT series LED optical-audible signal beacon, 95 dB at 1m, continuous or pulse tone(s), permanent or blinking (1 Hz ON for 410ms), clear, 62mm, 12 VAC/VDC, IP66. Requires mounting adapter. | Stock | 99 | 103
46041075 | WERMA EvoSIGNAL Mini TwinLIGHT series LED optical-audible signal beacon, 95 dB at 1m, continuous or pulse tone(s), permanent or blinking (1 Hz ON for 470ms), clear, 62mm, 24 VAC/VDC, IP66. Requires mounting adapter. | Stock | 86 | 89
46042060 | WERMA EvoSIGNAL Mini TwinFLASH series LED optical-audible signal beacon, 95 dB at 1m, continuous or pulse tone(s), double flash or EVS (Enhanced Visibility System) flashing (random flashing), clear, 62mm, 115-230 VAC, IP66. Requires mounting adapter. | Stock | 114 | 119
46042074 | WERMA EvoSIGNAL Mini TwinFLASH series LED optical-audible signal beacon, 95 dB at 1m, continuous or pulse tone(s), double flash or EVS (Enhanced Visibility System) flashing (random flashing), clear, 62mm, 12 VAC/VDC, IP66. Requires mounting adapter. | Stock | 114 | 119
46042075 | WERMA EvoSIGNAL Mini TwinFLASH series LED optical-audible signal beacon, 95 dB at 1m, continuous or pulse tone(s), double flash or EVS (Enhanced Visibility System) flashing (random flashing), clear, 62mm, 24 VAC/VDC, IP66. Requires mounting adapter. | Stock | 99 | 103
46051060 | WERMA EvoSIGNAL Mini TwinLIGHT series LED optical-audible signal beacon, 95 dB at 1m, continuous or pulse tone(s), permanent or blinking (1 Hz ON for 420ms), blue, 62mm, 115-230 VAC, IP66. Requires mounting adapter. | Stock | 99 | 103
46051074 | WERMA EvoSIGNAL Mini TwinLIGHT series LED optical-audible signal beacon, 95 dB at 1m, continuous or pulse tone(s), permanent or blinking (1 Hz ON for 410ms), blue, 62mm, 12 VAC/VDC, IP66. Requires mounting adapter. | Stock | 99 | 103
46051075 | WERMA EvoSIGNAL Mini TwinLIGHT series LED optical-audible signal beacon, 95 dB at 1m, continuous or pulse tone(s), permanent or blinking (1 Hz ON for 470ms), blue, 62mm, 24 VAC/VDC, IP66. Requires mounting adapter. | Stock | 86 | 89
46052060 | WERMA EvoSIGNAL Mini TwinFLASH series LED optical-audible signal beacon, 95 dB at 1m, continuous or pulse tone(s), double flash or EVS (Enhanced Visibility System) flashing (random flashing), blue, 62mm, 115-230 VAC, IP66. Requires mounting adapter. | Stock | 114 | 119
46052074 | WERMA EvoSIGNAL Mini TwinFLASH series LED optical-audible signal beacon, 95 dB at 1m, continuous or pulse tone(s), double flash or EVS (Enhanced Visibility System) flashing (random flashing), blue, 62mm, 12 VAC/VDC, IP66. Requires mounting adapter. | Stock | 114 | 119
46052075 | WERMA EvoSIGNAL Mini TwinFLASH series LED optical-audible signal beacon, 95 dB at 1m, continuous or pulse tone(s), double flash or EVS (Enhanced Visibility System) flashing (random flashing), blue, 62mm, 24 VAC/VDC, IP66. Requires mounting adapter. | Stock | 99 | 103
46111060 | WERMA EvoSIGNAL Midi TwinLIGHT series LED optical-audible signal beacon, 110 dB at 1m, (10) selectable tone(s), permanent or blinking (1 Hz ON for 420ms), red, 85mm, 115-230 VAC, IP66. Requires mounting adapter. | Stock | 153 | 159
46111070 | WERMA EvoSIGNAL Midi TwinLIGHT series LED optical-audible signal beacon, 110 dB at 1m, (10) selectable tone(s), permanent or blinking (1 Hz ON for 480ms), red, 85mm, 12/24 VAC/VDC, IP66. Requires mounting adapter. | Stock | 140 | 146
46112060 | WERMA EvoSIGNAL Midi TwinFLASH series LED optical-audible signal beacon, 110 dB at 1m, (10) selectable tone(s), double flash or EVS (Enhanced Visibility System) flashing (random flashing), red, 85mm, 115-230 VAC, IP66. Requires mounting adapter. | Stock | 165 | 172
46112070 | WERMA EvoSIGNAL Midi TwinFLASH series LED optical-audible signal beacon, 110 dB at 1m, (10) selectable tone(s), double flash or EVS (Enhanced Visibility System) flashing (random flashing), red, 85mm, 12/24 VAC/VDC, IP66. Requires mounting adapter. | Stock | 150 | 156
46121060 | WERMA EvoSIGNAL Midi TwinLIGHT series LED optical-audible signal beacon, 110 dB at 1m, (10) selectable tone(s), permanent or blinking (1 Hz ON for 420ms), green, 85mm, 115-230 VAC, IP66. Requires mounting adapter. | Stock | 153 | 159
46121070 | WERMA EvoSIGNAL Midi TwinLIGHT series LED optical-audible signal beacon, 110 dB at 1m, (10) selectable tone(s), permanent or blinking (1 Hz ON for 480ms), green, 85mm, 12/24 VAC/VDC, IP66. Requires mounting adapter. | Stock | 140 | 146
46122060 | WERMA EvoSIGNAL Midi TwinFLASH series LED optical-audible signal beacon, 110 dB at 1m, (10) selectable tone(s), double flash or EVS (Enhanced Visibility System) flashing (random flashing), green, 85mm, 115-230 VAC, IP66. Requires mounting adapter. | Stock | 165 | 172
46122070 | WERMA EvoSIGNAL Midi TwinFLASH series LED optical-audible signal beacon, 110 dB at 1m, (10) selectable tone(s), double flash or EVS (Enhanced Visibility System) flashing (random flashing), green, 85mm, 12/24 VAC/VDC, IP66. Requires mounting adapter. | Stock | 150 | 156
46131060 | WERMA EvoSIGNAL Midi TwinLIGHT series LED optical-audible signal beacon, 110 dB at 1m, (10) selectable tone(s), permanent or blinking (1 Hz ON for 420ms), yellow, 85mm, 115-230 VAC, IP66. Requires mounting adapter. | Stock | 153 | 159
46131070 | WERMA EvoSIGNAL Midi TwinLIGHT series LED optical-audible signal beacon, 110 dB at 1m, (10) selectable tone(s), permanent or blinking (1 Hz ON for 480ms), yellow, 85mm, 12/24 VAC/VDC, IP66. Requires mounting adapter. | Stock | 140 | 146
46132060 | WERMA EvoSIGNAL Midi TwinFLASH series LED optical-audible signal beacon, 110 dB at 1m, (10) selectable tone(s), double flash or EVS (Enhanced Visibility System) flashing (random flashing), yellow, 85mm, 115-230 VAC, IP66. Requires mounting adapter. | Stock | 165 | 172
46132070 | WERMA EvoSIGNAL Midi TwinFLASH series LED optical-audible signal beacon, 110 dB at 1m, (10) selectable tone(s), double flash or EVS (Enhanced Visibility System) flashing (random flashing), yellow, 85mm, 12/24 VAC/VDC, IP66. Requires mounting adapter. | Stock | 150 | 156
46141060 | WERMA EvoSIGNAL Midi TwinLIGHT series LED optical-audible signal beacon, 110 dB at 1m, (10) selectable tone(s), permanent or blinking (1 Hz ON for 420ms), clear, 85mm, 115-230 VAC, IP66. Requires mounting adapter. | Stock | 153 | 159
46141070 | WERMA EvoSIGNAL Midi TwinLIGHT series LED optical-audible signal beacon, 110 dB at 1m, (10) selectable tone(s), permanent or blinking (1 Hz ON for 480ms), clear, 85mm, 12/24 VAC/VDC, IP66. Requires mounting adapter. | Stock | 140 | 146
46142060 | WERMA EvoSIGNAL Midi TwinFLASH series LED optical-audible signal beacon, 110 dB at 1m, (10) selectable tone(s), double flash or EVS (Enhanced Visibility System) flashing (random flashing), clear, 85mm, 115-230 VAC, IP66. Requires mounting adapter. | Stock | 165 | 172
46142070 | WERMA EvoSIGNAL Midi TwinFLASH series LED optical-audible signal beacon, 110 dB at 1m, (10) selectable tone(s), double flash or EVS (Enhanced Visibility System) flashing (random flashing), clear, 85mm, 12/24 VAC/VDC, IP66. Requires mounting adapter. | Stock | 150 | 156
46151060 | WERMA EvoSIGNAL Midi TwinLIGHT series LED optical-audible signal beacon, 110 dB at 1m, (10) selectable tone(s), permanent or blinking (1 Hz ON for 420ms), blue, 85mm, 115-230 VAC, IP66. Requires mounting adapter. | Stock | 153 | 159
46151070 | WERMA EvoSIGNAL Midi TwinLIGHT series LED optical-audible signal beacon, 110 dB at 1m, (10) selectable tone(s), permanent or blinking (1 Hz ON for 480ms), blue, 85mm, 12/24 VAC/VDC, IP66. Requires mounting adapter. | Stock | 140 | 146
46152060 | WERMA EvoSIGNAL Midi TwinFLASH series LED optical-audible signal beacon, 110 dB at 1m, (10) selectable tone(s), double flash or EVS (Enhanced Visibility System) flashing (random flashing), blue, 85mm, 115-230 VAC, IP66. Requires mounting adapter. | Stock | 165 | 172
46152070 | WERMA EvoSIGNAL Midi TwinFLASH series LED optical-audible signal beacon, 110 dB at 1m, (10) selectable tone(s), double flash or EVS (Enhanced Visibility System) flashing (random flashing), blue, 85mm, 12/24 VAC/VDC, IP66. Requires mounting adapter. | Stock | 150 | 156
465-5M-09-NG | SureMotion timing belt, 5mm pitch, 9mm wide, 93 tooth, 465mm pitch length (circumference), neoprene, fiberglass reinforced. | Stock | 9.5 | 10.5
465-5M-15-NG | SureMotion timing belt, 5mm pitch, 15mm wide, 93 tooth, 465mm pitch length (circumference), neoprene, fiberglass reinforced. | Stock | 15 | 16.5
4710 | Bryant single locking blade receptacle, 15A, 125 VAC, 1-phase, 2-pole, 3-wire, NEMA L5-15, nylon molded housing, black. | Stock | 13.5 | 15
4721NP | Bryant locking plug, 15A, 125 VAC, 1-phase, 2-pole, 3-wire, NEMA L5-15, accepts cord size 0.3-0.65in, nylon housing, black and white. | Stock | 9.75 | 10.5
4732NC | Bryant locking connector, 15A, 125 VAC, 1-phase, 2-pole, 3-wire, NEMA L5-15, accepts cord size 0.3-0.65in, nylon housing, black and white. | Stock | 17.75 | 19.5
4760 | Bryant single locking blade receptacle, 15A, 277 VAC, 1-phase, 2-pole, 3-wire, NEMA L7-15, nylon molded housing, black. | Stock | 14.75 | 16
4770NP | Bryant locking plug, 15A, 277 VAC, 1-phase, 2-pole, 3-wire, NEMA L7-15, accepts cord size 0.3-0.65in, nylon housing, black and white. | Stock | 11.25 | 12.5
4779NC | Bryant locking connector, 15A, 277 VAC, 1-phase, 2-pole, 3-wire, NEMA L7-15, accepts cord size 0.3-0.65in, nylon housing, black and white. | Stock | 19.5 | 21.5
47MXL025NG | SureMotion timing belt, 0.08in MXL pitch, 1/4in wide, 47 tooth, 3.8in pitch length (circumference), neoprene, fiberglass reinforced. Package of 3. | Stock | 7.5 | 8.25
480-8M-20-NG | SureMotion timing belt, 8mm pitch, 20mm wide, 60 tooth, 480mm pitch length (circumference), neoprene, fiberglass reinforced. | Stock | 20 | 22
480-8M-30-NG | SureMotion timing belt, 8mm pitch, 30mm wide, 60 tooth, 480mm pitch length (circumference), neoprene, fiberglass reinforced. | Stock | 28 | 31
480L050NG | SureMotion timing belt, 3/8in L pitch, 1/2in wide, 128 tooth, 48in pitch length (circumference), neoprene, fiberglass reinforced. | Stock | 12 | 13.5
480L100NG | SureMotion timing belt, 3/8in L pitch, 1in wide, 128 tooth, 48in pitch length (circumference), neoprene, fiberglass reinforced. | Stock | 23.5 | 26
480MXL025NG | SureMotion timing belt, 0.08in MXL pitch, 1/4in wide, 480 tooth, 38.4in pitch length (circumference), neoprene, fiberglass reinforced. Package of 3. | Stock | 15.5 | 17
48250080 | Socomec configurable output module, for use with DIRIS A20 power meter. | Stock | 57 | 62
48250082 | Socomec output module, Modbus RTU, 1 port, (1) RS-485 (3-pin terminal) port(s). For use with DIRIS A20 power meter. Internal switch-selectable 120 ohm terminating resistor included. | Stock | 100 | 104
4825U010 | Socomec DIRIS A10 series multi-function power meter, 0.5% active power accuracy, current and voltage input, 3-line backlit LCD display, configurable output, 110-277 VAC operating voltage. | Stock | 239 | 261
4825U011 | Socomec DIRIS A10 series multi-function power meter, 0.5% active power accuracy, current and voltage input, 3-line backlit LCD display, configurable output, 110-277 VAC operating voltage, Modbus RTU. | Stock | 277 | 302
4825U200 | Socomec DIRIS A20 series multi-function power meter, 0.5% active power accuracy, current and voltage input, 3-line backlit LCD display, optional plug-in modules for output, 110-240 VAC/120-250 VDC operating voltage. | Stock | 331 | 361
48MXL025NG | SureMotion timing belt, 0.08in MXL pitch, 1/4in wide, 48 tooth, 3.8in pitch length (circumference), neoprene, fiberglass reinforced. Package of 3. | Stock | 7.5 | 8.25
48MXL025PP | SureMotion timing belt, 0.08in MXL pitch, 1/4in wide, 48 tooth, 3.8in pitch length (circumference), polyurethane, polyester reinforced. Package of 3. | Stock | 10.5 | 11.5
4UHD8415718FTC | Hammond disconnect enclosure, NEMA 12, right flange, 84 x 157 x 18in (HxWxD), freestanding, carbon steel, ANSI 61 gray, powder coat finish, 4-door, 3-point padlocking handle. | from vendor up to 15 business days | 10717 | 11394
4UHD8415718N4SS | Hammond disconnect enclosure, NEMA 3R/4/4X/12/13, right flange, 84 x 157 x 18in (HxWxD), freestanding, 304 stainless steel, #4 brush finish, 4-door, 3-point padlocking handle. | from vendor up to 15 business days | 24168 | 25941
4UHD9015718FTC | Hammond disconnect enclosure, NEMA 12, right flange, 90 x 157 x 18in (HxWxD), freestanding, carbon steel, ANSI 61 gray, powder coat finish, 4-door, 3-point padlocking handle. | from vendor up to 15 business days | 11099 | 11801
4UHD9015718N4SS | Hammond disconnect enclosure, NEMA 3R/4/4X/12/13, right flange, 90 x 157 x 18in (HxWxD), freestanding, 304 stainless steel, #4 brush finish, 4-door, 3-point padlocking handle. | from vendor up to 15 business days | 29211 | 31352
5003-008 | Trumeter gasket, neoprene, NEMA 4/4X. For use with Trumeter 722 and 732 type round flush-mount counters and hour meters. | Stock | 1.75
5003-009 | Trumeter gasket, neoprene, NEMA 4/4X. For use with Trumeter 722, 732, 3400 and 3410 type rectangular flush-mount and round SAE counters and hour meters. | Stock | 1.75
5003-010 | Trumeter gasket, neoprene, NEMA 4/4X. For use with Trumeter 722, 732, 3400 and 3410 type rectangular 2-hole counters and hour meters. | Stock | 1.75
5003-011 | Trumeter gasket, neoprene, NEMA 4/4X. For use with Trumeter 722 and 732 type 3-hole round counters and hour meters. | Stock | 1.75
5003-013 | Trumeter gasket, nitrile rubber, NEMA 4/4X. For use with Trumeter 6300 and 6320 type rectangular DIN 1/32 counters and hour meters. | Stock | 1.75
500MXL025NG | SureMotion timing belt, 0.08in MXL pitch, 1/4in wide, 500 tooth, 40in pitch length (circumference), neoprene, fiberglass reinforced. Package of 3. | Stock | 16 | 17.5
50MXL025NG | SureMotion timing belt, 0.08in MXL pitch, 1/4in wide, 50 tooth, 4in pitch length (circumference), neoprene, fiberglass reinforced. Package of 3. | Stock | 7.5 | 8.25
50MXL025PP | SureMotion timing belt, 0.08in MXL pitch, 1/4in wide, 50 tooth, 4in pitch length (circumference), polyurethane, polyester reinforced. Package of 3. | Stock | 10.5 | 11.5
50TDS4W4C | AutomationDirect EMI input filter, 230/460 VAC, 3-phase, 50A, panel mount, EMI/RFI filtering, drive rated, standard performance, studs and ring terminals. For use with 3-phase AC drives. | Stock | 182 | 189
510L050NG | SureMotion timing belt, 3/8in L pitch, 1/2in wide, 136 tooth, 51in pitch length (circumference), neoprene, fiberglass reinforced. | Stock | 12.5 | 14
510L100NG | SureMotion timing belt, 3/8in L pitch, 1in wide, 136 tooth, 51in pitch length (circumference), neoprene, fiberglass reinforced. | Stock | 24.5 | 27
51101 | Murrelektronik interface relay, 35mm DIN rail mount, finger-safe, 24 VDC coil voltage, SPST, 3A contact rating, 250 VAC/VDC load voltage, manual-auto toggle switch, screw terminal(s), LED indicator(s). | Stock | 25.75 | 27
51152 | Murrelektronik interface relay, 35mm DIN rail mount, finger-safe, 24 VAC/DC coil voltage, SPDT, 8A contact rating, 250 VAC/VDC load voltage, H-O-A toggle switch, screw terminal(s), LED indicator(s). | Stock | 24 | 25
52000 | Murrelektronik interface relay, 35mm DIN rail mount, finger-safe, 24 VDC coil voltage, SPDT, 6A contact rating, 250 VAC/VDC load voltage, screw terminal(s), LED indicator(s). | Stock | 9.5 | 10
52001 | Murrelektronik interface relay, 35mm DIN rail mount, finger-safe, 24 VAC/DC coil voltage, SPDT, 6A contact rating, 250 VAC/VDC load voltage, screw terminal(s), LED indicator(s). | Stock | 9.75 | 10
52003 | Murrelektronik interface relay, 35mm DIN rail mount, finger-safe, 24 VAC/DC coil voltage, SPDT, 6A contact rating, 250 VAC/VDC load voltage, screw terminal(s), LED indicator(s). | Stock | 12.75 | 13.5
52007 | Murrelektronik interface relay, 35mm DIN rail mount, finger-safe, 24 VAC/DC coil voltage, SPST, 6A contact rating, 250 VAC/VDC load voltage, H-O-A toggle switch, screw terminal(s), LED indicator(s). | Stock | 39 | 40.5
5200BC | Bryant protective weather boot, thermoplastic elastomer (PTE), high visibility yellow. For use with 15A locking, 15A straight blade, and 20A straight blade connectors. | Stock | 16.5 | 18
5200BCB | Bryant protective weather boot, thermoplastic elastomer (PTE), black. For use with 15A locking, 15A straight blade, and 20A straight blade connectors. | Stock | 16.5 | 18
5200BP | Bryant protective weather boot, thermoplastic elastomer (PTE), high visibility yellow. For use with 15A locking, 15A straight blade, and 20A straight blade plugs. | Stock | 14 | 15.5
5200BPB | Bryant protective weather boot, black. For use with 15A locking, 15A straight blade, and 20A straight blade plugs. | Stock | 14 | 15.5
5200BSR | Bryant closure cap, thermoplastic elastomer (PTE), high visibility yellow. For use with 5200BC boot. | Stock | 19 | 21
5200BSRB | Bryant closure cap, thermoplastic elastomer (PTE), black. For use with 5200BCB boot. | Stock | 19 | 21
52010 | Murrelektronik interface relay, 35mm DIN rail mount, finger-safe, 24 VAC/DC coil voltage, SPDT, 6A contact rating, 250 VAC/VDC load voltage, isolation disconnect, screw terminal(s), LED indicator(s). | Stock | 14.25 | 15
52030 | Murrelektronik interface relay, 35mm DIN rail mount, finger-safe, 110 VAC/VDC coil voltage, SPDT, 6A contact rating, 250 VAC/VDC load voltage, screw terminal(s), LED indicator(s). | Stock | 14.5 | 15
52040 | Murrelektronik interface relay, 35mm DIN rail mount, finger-safe, 230 VAC/VDC coil voltage, SPDT, 6A contact rating, 250 VAC/VDC load voltage, screw terminal(s), LED indicator(s). | Stock | 15 | 15.5
52050 | Murrelektronik interface relay, 35mm DIN rail mount, finger-safe, 12 VDC coil voltage, SPDT, 6A contact rating, 250 VAC/VDC load voltage, screw terminal(s), LED indicator(s). | Stock | 11.25 | 11.5
520-8M-20-NG | SureMotion timing belt, 8mm pitch, 20mm wide, 65 tooth, 520mm pitch length (circumference), neoprene, fiberglass reinforced. | Stock | 23 | 25.5
520-8M-30-NG | SureMotion timing belt, 8mm pitch, 30mm wide, 65 tooth, 520mm pitch length (circumference), neoprene, fiberglass reinforced. | Stock | 32 | 35.5
52102 | Murrelektronik interface relay, 35mm DIN rail mount, finger-safe, 24 VDC coil voltage, DPDT, 6A contact rating, 250 VAC/VDC load voltage, screw terminal(s), LED indicator(s). | Stock | 17.25 | 18
52103 | Murrelektronik interface relay, 35mm DIN rail mount, finger-safe, 24 VAC/DC coil voltage, DPDT, 6A contact rating, 250 VAC/VDC load voltage, screw terminal(s), LED indicator(s). | Stock | 19.5 | 20.5
52111 | Murrelektronik interface relay, 35mm DIN rail mount, finger-safe, 24 VAC/DC coil voltage, DPDT, 6A contact rating, 250 VAC/VDC load voltage, screw terminal(s), LED indicator(s). | Stock | 22.5 | 23.5
52130 | Murrelektronik interface relay, 35mm DIN rail mount, finger-safe, 110 VAC/VDC coil voltage, DPDT, 6A contact rating, 250 VAC/VDC load voltage, screw terminal(s), LED indicator(s). | Stock | 29 | 30
52140 | Murrelektronik interface relay, 35mm DIN rail mount, finger-safe, 230 VAC/VDC coil voltage, DPDT, 6A contact rating, 250 VAC/VDC load voltage, screw terminal(s), LED indicator(s). | Stock | 39 | 40.5
52350 | Murrelektronik multi-mode relay timer, 0.1 to 300 seconds selectable timing range, 24 VDC operating voltage, (1) SPST timed relay output(s), 35mm DIN rail mount, screw terminal(s). | Stock | 27 | 28
52501 | Murrelektronik optocoupler relay, 35mm DIN rail mount, finger-safe, 10-48 VDC input voltage, SPST, N.O. MOSFET, 2A contact rating, 5-48 VDC load voltage, screw terminal(s), LED indicator(s). | Stock | 16.5 | 17
52502 | Murrelektronik optocoupler relay, 35mm DIN rail mount, finger-safe, 4-5.5 VDC input voltage, SPST, N.O. MOSFET, 2A contact rating, 5-48 VDC load voltage, screw terminal(s), LED indicator(s). | Stock | 16.5 | 17
52507 | Murrelektronik optocoupler relay, 35mm DIN rail mount, finger-safe, 90-250 VAC input voltage, SPST, N.O. transistor, 0.5A contact rating, 5-48 VDC load voltage, screw terminal(s), LED indicator(s). | Stock | 15.75 | 16.5
5251 | Bryant single straight blade receptacle, 15A, 125 VAC, 1-phase, 2-pole, 3-wire, NEMA 5-15, nylon housing, brown. | Stock | 7.25 | 8
52510 | Murrelektronik optocoupler relay, 35mm DIN rail mount, finger-safe, 10-53 VDC input voltage, SPDT, N.O. transistor, 0.5A contact rating, 5-48 VDC load voltage, screw terminal(s), LED indicator(s). | Stock | 22.5 | 23.5
52511 | Murrelektronik optocoupler relay, 35mm DIN rail mount, finger-safe, 15-30 VDC input voltage, SPST, N.O. transistor, 0.2A contact rating, 5-48 VDC load voltage, screw terminal(s), LED indicator(s). | Stock | 18 | 18.5
52519 | Murrelektronik optocoupler relay, 35mm DIN rail mount, finger-safe, 10-53 VDC input voltage, SPST, N.O. MOSFET, 6A contact rating, 5-48 VDC load voltage, screw terminal(s), LED indicator(s). | Stock | 28.5 | 29.5
52520 | Murrelektronik optocoupler relay, 35mm DIN rail mount, finger-safe, 10-53 VDC input voltage, SPST, N.O. MOSFET, 10A contact rating, 5-48 VDC load voltage, screw terminal(s), LED indicator(s). | Stock | 28.5 | 29.5
52550 | Murrelektronik optocoupler relay, 35mm DIN rail mount, finger-safe, 10-53 VDC input voltage, SPST, N.O. TRIAC, 0.5A contact rating, 24-250 VAC load voltage, screw terminal(s), LED indicator(s). | Stock | 18 | 18.5
52MXL025NG | SureMotion timing belt, 0.08in MXL pitch, 1/4in wide, 52 tooth, 4.2in pitch length (circumference), neoprene, fiberglass reinforced. Package of 3. | Stock | 7.5 | 8.25
52MXL025PP | SureMotion timing belt, 0.08in MXL pitch, 1/4in wide, 52 tooth, 4.2in pitch length (circumference), polyurethane, polyester reinforced. Package of 3. | Stock | 13 | 14.5
5361 | Bryant single straight blade receptacle, 20A, 125 VAC, 1-phase, 2-pole, 3-wire, NEMA 5-20, nylon housing, brown. | Stock | 13.75 | 15
53MXL025NG | SureMotion timing belt, 0.08in MXL pitch, 1/4in wide, 53 tooth, 4.2in pitch length (circumference), neoprene, fiberglass reinforced. Package of 3. | Stock | 7.5 | 8.25
540L050NG | SureMotion timing belt, 3/8in L pitch, 1/2in wide, 144 tooth, 54in pitch length (circumference), neoprene, fiberglass reinforced. | Stock | 13 | 14.5
540L100NG | SureMotion timing belt, 3/8in L pitch, 1in wide, 144 tooth, 54in pitch length (circumference), neoprene, fiberglass reinforced. | Stock | 25.5 | 28
5452573 | AutomationDirect drive power connector, replacement, 7-pin. For use with all LS Electric L7C series drives. | Stock | 6
5461 | Bryant single straight blade receptacle, 20A, 250 VAC, 1-phase, 2-pole, 3-wire, NEMA 6-20, nylon housing, brown. | Stock | 16.25 | 17.5
54MXL025NG | SureMotion timing belt, 0.08in MXL pitch, 1/4in wide, 54 tooth, 4.3in pitch length (circumference), neoprene, fiberglass reinforced. Package of 3. | Stock | 7.5 | 8.25
54MXL025PP | SureMotion timing belt, 0.08in MXL pitch, 1/4in wide, 54 tooth, 4.3in pitch length (circumference), polyurethane, polyester reinforced. Package of 3. | Stock | 10.5 | 11.5
55501 | Molex pendant switch, nitrile rubber/PVC, single pushbutton, flush, yellow, snap action, (1) N.O. contact(s), 7/8in - 16 UN2 2-pin male. Purchase cable separately. | Stock | 49
55501S | Molex pendant switch, silicone rubber/PVC, single pushbutton, flush, yellow, snap action, (1) N.O. contact(s), 7/8in - 16 UN2 2-pin male. Purchase cable separately. | Stock | 49
55502 | Molex pendant switch, nitrile rubber/PVC, single pushbutton, flush, yellow, snap action, (1) N.C. contact(s), 7/8in - 16 UN2 2-pin male. Purchase cable separately. | Stock | 49
55502S | Molex pendant switch, silicone rubber/PVC, single pushbutton, flush, yellow, snap action, (1) N.C. contact(s), 7/8in - 16 UN2 2-pin male. Purchase cable separately. | Stock | 49
55503 | Molex pendant switch, nitrile rubber/PVC, single pushbutton, flush, yellow, snap action, (1) N.O./(1) N.C. contact(s), 7/8in - 16 UN2 3-pin male. Purchase cable separately. | Stock | 49
55503S | Molex pendant switch, silicone rubber/PVC, single pushbutton, flush, yellow, snap action, (1) N.O./(1) N.C. contact(s), 7/8in - 16 UN2 3-pin male. Purchase cable separately. | Stock | 49
55504 | Molex pendant switch, nitrile rubber/PVC, single pushbutton, flush, yellow, snap action, (1) N.O. contact(s), 7/8in - 16 UN2 3-pin male. Purchase cable separately. | Stock | 49
55504S | Molex pendant switch, silicone rubber/PVC, single pushbutton, flush, yellow, snap action, (1) N.O. contact(s), 7/8in - 16 UN2 3-pin male. Purchase cable separately. | Stock | 49
55MXL025NG | SureMotion timing belt, 0.08in MXL pitch, 1/4in wide, 55 tooth, 4.4in pitch length (circumference), neoprene, fiberglass reinforced. Package of 3. | Stock | 7.5 | 8.25
55MXL025PP | SureMotion timing belt, 0.08in MXL pitch, 1/4in wide, 55 tooth, 4.4in pitch length (circumference), polyurethane, polyester reinforced. Package of 3. | Stock | 10.5 | 11.5
560-8M-20-NG | SureMotion timing belt, 8mm pitch, 20mm wide, 70 tooth, 560mm pitch length (circumference), neoprene, fiberglass reinforced. | Stock | 22 | 24.5
560-8M-30-NG | SureMotion timing belt, 8mm pitch, 30mm wide, 70 tooth, 560mm pitch length (circumference), neoprene, fiberglass reinforced. | Stock | 30 | 33
563830 | Murrplastik KDL/D series cable entry system frame, polypropylene frame, TPE grommet block, 16mm, black, (3) medium opening(s), IP65. Requires (3) Murrplastik KDT/X series medium grommets. | Stock | 23 | 27
565510 | Murrplastik KAF series cable strain relief plate, polyamide, 11mm, black, holds (1) cable(s), 35mm DIN rail mount. Package of 5. | Stock | 6 | 6.75
565514 | Murrplastik KAF series cable strain relief plate, polyamide, 75mm, black, holds (5) cable(s), 35mm DIN rail mount. Package of 5. | Stock | 12 | 13
565518 | Murrplastik KAF series cable strain relief plate, polyamide, 140mm, black, holds (9) cable(s), 35mm DIN rail mount. Package of 5. | Stock | 16 | 17.5
5661 | Bryant single straight blade receptacle, 15A, 250 VAC, 1-phase, 2-pole, 3-wire, NEMA 6-15, nylon housing, brown. | Stock | 14.5 | 16
566115 | Murrplastik ZL series cable strain relief plate, polyamide, 80mm, black, holds (6) cable(s), panel mount. Package of 5. | Stock | 26 | 28.5
566116 | Murrplastik ZL series cable strain relief plate, polyamide, 60mm, black, holds (4) cable(s), panel mount. Package of 5. | Stock | 19 | 21
566122 | Murrplastik ZL series cable strain relief plate, polyamide, 121mm, black, holds (8) cable(s), panel mount. Package of 5. | Stock | 21 | 23
566124 | Murrplastik ZL series cable strain relief plate, polyamide, 140mm, black, holds (9) cable(s), panel mount. Package of 5. | Stock | 23 | 25.5
566126 | Murrplastik ZL series cable strain relief plate, polyamide, 180mm, black, holds (12) cable(s), panel mount. Package of 5. | Stock | 29 | 32
567305 | Murrplastik KDP/X series cable entry system frame, polyamide frame, 24mm, black, (2) 3-6.5mm, (1) 5-9.2mm, (5) 9-14mm and (2) 14-20mm opening(s), IP65. | Stock | 29 | 32
567315 | Murrplastik KDP/X series cable entry system frame, polyamide frame, 24mm, black, (4) 3-6.5mm, (4) 5-9.2mm and (3) 14-20mm opening(s), IP65. | Stock | 29 | 32
567325 | Murrplastik KDP/X series cable entry system frame, polyamide frame, 24mm, black, (12) 8-12mm opening(s), IP65. | Stock | 29 | 32
567335 | Murrplastik KDP/X series cable entry system frame, polyamide frame, 24mm, black, (2) 3-5.5mm, (6) 4.1-8.1mm, (4) 9-14mm and (1) 14-20mm opening(s), IP65. | Stock | 29 | 32
567345 | Murrplastik KDP/X series cable entry system frame, polyamide frame, 24mm, black, (6) 3-6.5mm, (4) 5-9.2mm and (4) 9.6-15.9mm opening(s), IP65. | Stock | 29 | 32
567355 | Murrplastik KDP/X series cable entry system frame, polyamide frame, 24mm, black, (17) 5-9.2mm opening(s), IP65. | Stock | 29 | 32
567356 | Murrplastik KDP/X series cable entry system frame, polyamide frame, 24mm, black, (11) 3-6.5mm, (1) 4.1-8.1mm and (5) 8-12.5mm opening(s), IP65. | Stock | 29 | 32
567365 | Murrplastik KDP/X series cable entry system frame, polyamide frame, 24mm, black, (16) 3-6.5mm, (4) 5-9.2mm and (2) 8-12.5mm opening(s), IP65. | Stock | 29 | 32
567375 | Murrplastik KDP/X series cable entry system frame, polyamide frame, 24mm, black, (23) 4.1-8.1mm opening(s), IP65. | Stock | 29 | 32
567385 | Murrplastik KDP/X series cable entry system frame, polyamide frame, 24mm, black, (29) 3-6.5mm opening(s), IP65. | Stock | 29 | 32
567398 | Murrplastik KDP/X series cable entry system frame, polyamide frame, 24mm, black, (2) 3.5-6.5mm, (14) 5-9.2mm and (3) 7.5-11.5mm opening(s), IP65. | Stock | 29 | 32
567399 | Murrplastik KDP/X series cable entry system frame, polyamide frame, 24mm, black, (16) 3.5-6.5mm, (4) 7.5-11.5mm and (2) 9-14mm opening(s), IP65. | Stock | 29 | 32
568321 | Murrplastik KDL/D series cable entry system frame, polypropylene frame, TPE grommet block, 24mm, black, (12) small opening(s), IP65. Requires (12) Murrplastik KDT/X series small grommets. | Stock | 23 | 27
568323 | Murrplastik KDL/D series cable entry system frame, polypropylene frame, TPE grommet block, 24mm, black, (4) medium opening(s), IP65. Requires (4) Murrplastik KDT/X series medium grommets. | Stock | 23 | 27
568325 | Murrplastik KDL/D series cable entry system frame, polypropylene frame, TPE grommet block, 24mm, black, (6) small and (2) medium opening(s), IP65. Requires (6) Murrplastik KDT/X series small grommets and (2) medium grommets. | Stock | 23 | 27
568327 | Murrplastik KDL/D series cable entry system frame, polypropylene frame, TPE grommet block, 24mm, black, (8) small and (1) medium opening(s), IP65. Requires (8) Murrplastik KDT/X series small grommets and (1) medium grommet. | Stock | 23 | 27
568328 | Murrplastik KDL/D series cable entry system frame, polypropylene frame, TPE grommet block, 16mm, black, (6) small and (1) medium opening(s), IP65. Requires (6) Murrplastik KDT/X series small grommets and (1) medium grommet. | Stock | 23 | 27
568329 | Murrplastik KDL/D series cable entry system frame, polypropylene frame, TPE grommet block, 16mm, black, (8) small opening(s), IP65. Requires (8) Murrplastik KDT/X series small grommets. | Stock | 23 | 27
568331 | Murrplastik KDL/D series cable entry system frame, polypropylene frame, TPE grommet block, 10mm, black, (6) small opening(s), IP65. Requires (6) Murrplastik KDT/X series small grommets. | Stock | 23 | 27
568332 | Murrplastik KDL/D series cable entry system frame, polypropylene frame, TPE grommet block, 10mm, black, (4) small and (1) medium opening(s), IP65. Requires (4) Murrplastik KDT/X series small grommets and (1) medium grommet. | Stock | 23 | 27
568333 | Murrplastik KDL/D series cable entry system frame, polypropylene frame, TPE grommet block, 6mm, black, (4) small opening(s), IP65. Requires (4) Murrplastik KDT/X series small grommets. | Stock | 16 | 18.5
568334 | Murrplastik KDL/D series cable entry system frame, polypropylene frame, TPE grommet block, 10mm, black, (2) medium opening(s), IP65. Requires (2) Murrplastik KDT/X series medium grommets. | Stock | 23 | 27
568335 | Murrplastik KDT/X series single-cable grommet, TPE, small, black, accepts 2 to 3mm diameter cable, IP65. Package of 4. For use with Murrplastik KDL/D series cable entry system frame. | Stock | 6 | 6.75
568337 | Murrplastik KDT/X series single-cable grommet, TPE, small, black, accepts 3 to 4mm diameter cable, IP65. Package of 4. For use with Murrplastik KDL/D series cable entry system frame. | Stock | 6 | 6.75
568339 | Murrplastik KDT/X series single-cable grommet, TPE, small, black, accepts 4 to 5mm diameter cable, IP65. Package of 4. For use with Murrplastik KDL/D series cable entry system frame. | Stock | 6 | 6.75
568341 | Murrplastik KDT/X series single-cable grommet, TPE, small, black, accepts 5 to 6mm diameter cable, IP65. Package of 4. For use with Murrplastik KDL/D series cable entry system frame. | Stock | 6 | 6.75
568343 | Murrplastik KDT/X series single-cable grommet, TPE, small, black, accepts 6 to 7mm diameter cable, IP65. Package of 4. For use with Murrplastik KDL/D series cable entry system frame. | Stock | 6 | 6.75
568345 | Murrplastik KDT/X series single-cable grommet, TPE, small, black, accepts 7 to 8mm diameter cable, IP65. Package of 4. For use with Murrplastik KDL/D series cable entry system frame. | Stock | 6 | 6.75
568347 | Murrplastik KDT/X series single-cable grommet, TPE, small, black, accepts 8 to 9mm diameter cable, IP65. Package of 4. For use with Murrplastik KDL/D series cable entry system frame. | Stock | 6 | 6.75
568349 | Murrplastik KDT/X series single-cable grommet, TPE, small, black, accepts 9 to 10mm diameter cable, IP65. Package of 4. For use with Murrplastik KDL/D series cable entry system frame. | Stock | 6 | 6.75
568351 | Murrplastik KDT/X series single-cable grommet, TPE, small, black, accepts 10 to 11mm diameter cable, IP65. Package of 4. For use with Murrplastik KDL/D series cable entry system frame. | Stock | 6 | 6.75
568353 | Murrplastik KDT/X series single-cable grommet, TPE, small, black, accepts 11 to 12mm diameter cable, IP65. Package of 4. For use with Murrplastik KDL/D series cable entry system frame. | Stock | 6 | 6.75
568355 | Murrplastik KDT/X series single-cable grommet, TPE, medium, black, accepts 12 to 13mm diameter cable, IP65. Package of 4. For use with Murrplastik KDL/D series cable entry system frame. | Stock | 11 | 12.5
568357 | Murrplastik KDT/X series single-cable grommet, TPE, medium, black, accepts 13 to 14mm diameter cable, IP65. Package of 4. For use with Murrplastik KDL/D series cable entry system frame. | Stock | 11 | 12.5
568359 | Murrplastik KDT/X series single-cable grommet, TPE, medium, black, accepts 14 to 15mm diameter cable, IP65. Package of 4. For use with Murrplastik KDL/D series cable entry system frame. | Stock | 11 | 12.5
568361 | Murrplastik KDT/X series single-cable grommet, TPE, medium, black, accepts 15 to 16mm diameter cable, IP65. Package of 4. For use with Murrplastik KDL/D series cable entry system frame. | Stock | 11 | 12.5
568363 | Murrplastik KDT/X series single-cable grommet, TPE, medium, black, accepts 16 to 17mm diameter cable, IP65. Package of 4. For use with Murrplastik KDL/D series cable entry system frame. | Stock | 11 | 12.5
568365 | Murrplastik KDT/X series single-cable grommet, TPE, medium, black, accepts 17 to 18mm diameter cable, IP65. Package of 4. For use with Murrplastik KDL/D series cable entry system frame. | Stock | 11 | 12.5
568367 | Murrplastik KDT/X series single-cable grommet, TPE, medium, black, accepts 18 to 19mm diameter cable, IP65. Package of 4. For use with Murrplastik KDL/D series cable entry system frame. | Stock | 11 | 12.5
568369 | Murrplastik KDT/X series single-cable grommet, TPE, medium, black, accepts 19 to 20mm diameter cable, IP65. Package of 4. For use with Murrplastik KDL/D series cable entry system frame. | Stock | 11 | 12.5
568371 | Murrplastik KDT/X series single-cable grommet, TPE, medium, black, accepts 20 to 21mm diameter cable, IP65. Package of 4. For use with Murrplastik KDL/D series cable entry system frame. | Stock | 11 | 12.5
568373 | Murrplastik KDT/X series single-cable grommet, TPE, medium, black, accepts 21 to 22mm diameter cable, IP65. Package of 4. For use with Murrplastik KDL/D series cable entry system frame. | Stock | 11 | 12.5
568391 | Murrplastik KDT/X series blank grommet, TPE, medium, black, IP65. Package of 4. For use with Murrplastik KDL/D series cable entry system frame. | Stock | 11 | 12.5
568393 | Murrplastik KDT/X series adapter grommet, TPE, medium, black, IP65. Package of 4. For use with Murrplastik KDL/D series cable entry system frame. | Stock | 14 | 16
568395 | Murrplastik KDT/X series blank grommet, TPE, small, black, IP65. Package of 4. For use with Murrplastik KDL/D series cable entry system frame. | Stock | 6 | 6.75
568399 | Murrplastik KDT/X series double-cable grommet, TPE, small, black, accepts 2mm diameter cable, IP65. Package of 4. For use with Murrplastik KDL/D series cable entry system frame. | Stock | 10 | 11.5
568401 | Murrplastik KDT/X series 4-line cable grommet, TPE, small, black, accepts 2mm diameter cable, IP65. Package of 4. For use with Murrplastik KDL/D series cable entry system frame. | Stock | 10 | 11.5
568403 | Murrplastik KDT/X series double-cable grommet, TPE, small, black, accepts 3mm diameter cable, IP65. Package of 4. For use with Murrplastik KDL/D series cable entry system frame. | Stock | 10 | 11.5
568405 | Murrplastik KDT/X series 4-line cable grommet, TPE, small, black, accepts 3mm diameter cable, IP65. Package of 4. For use with Murrplastik KDL/D series cable entry system frame. | Stock | 10 | 11.5
568407 | Murrplastik KDT/X series double-cable grommet, TPE, small, black, accepts 4mm diameter cable, IP65. Package of 4. For use with Murrplastik KDL/D series cable entry system frame. | Stock | 10 | 11.5
568409 | Murrplastik KDT/X series 4-line cable grommet, TPE, small, black, accepts 4mm diameter cable, IP65. Package of 4. For use with Murrplastik KDL/D series cable entry system frame. | Stock | 10 | 11.5
568411 | Murrplastik KDT/X series double-cable grommet, TPE, medium, black, accepts 5mm diameter cable, IP65. Package of 4. For use with Murrplastik KDL/D series cable entry system frame. | Stock | 14 | 16.5
568413 | Murrplastik KDT/X series 4-line cable grommet, TPE, medium, black, accepts 5mm diameter cable, IP65. Package of 4. For use with Murrplastik KDL/D series cable entry system frame. | Stock | 14 | 16.5
568414 | Murrplastik KDT/X series double-cable grommet, TPE, medium, black, accepts 6mm diameter cable, IP65. Package of 4. For use with Murrplastik KDL/D series cable entry system frame. | Stock | 14 | 16.5
568415 | Murrplastik KDT/X series 4-line cable grommet, TPE, medium, black, accepts 6mm diameter cable, IP65. Package of 4. For use with Murrplastik KDL/D series cable entry system frame. | Stock | 14 | 16.5
568416 | Murrplastik KDT/X series double-cable grommet, TPE, medium, black, accepts 7mm diameter cable, IP65. Package of 4. For use with Murrplastik KDL/D series cable entry system frame. | Stock | 14 | 16.5
568417 | Murrplastik KDT/X series 4-line cable grommet, TPE, medium, black, accepts 7mm diameter cable, IP65. Package of 4. For use with Murrplastik KDL/D series cable entry system frame. | Stock | 14 | 16.5
568419 | Murrplastik KDT/X series double-cable grommet, TPE, medium, black, accepts 8mm diameter cable, IP65. Package of 4. For use with Murrplastik KDL/D series cable entry system frame. | Stock | 14 | 16.5
568421 | Murrplastik KDT/X series 4-line cable grommet, TPE, medium, black, accepts 8mm diameter cable, IP65. Package of 4. For use with Murrplastik KDL/D series cable entry system frame. | Stock | 14 | 16.5
568610 | Murrplastik KDL/D-Mono series cable entry system frame, polyamide frame, M25 x 1.5mm, black, (1) small opening(s), IP65. Package of 5. Requires (1) Murrplastik KDT/X series small grommets. | Stock | 36 | 39.5
568620 | Murrplastik KDL/D-Mono series cable entry system frame, polyamide frame, M32 x 1.5mm, black, (1) medium opening(s), IP65. Package of 5. Requires (1) Murrplastik KDT/X series medium grommets. | Stock | 38 | 42
568630 | Murrplastik KDL/D-Mono series cable entry system frame, polyamide frame, M40 x 1.5mm, black, (2) small opening(s), IP65. Package of 5. Requires (2) Murrplastik KDT/X series small grommets. | Stock | 40 | 44
568636 | Murrplastik KDL/D-Mono series cable entry system frame, polyamide frame, M40 x 1.5mm, black, (1) medium opening(s), IP65. Package of 5. Requires (1) Murrplastik KDT/X series medium grommets. | Stock | 40 | 44
569321 | Murrplastik KDL-AB series discharge plate, stainless steel. For use with Murrplastik KDL/D series 568321 cable entry system frame. Up to (2) discharge plates can be used per frame. | Stock | 29 | 34
56MXL025NG | SureMotion timing belt, 0.08in MXL pitch, 1/4in wide, 56 tooth, 4.5in pitch length (circumference), neoprene, fiberglass reinforced. Package of 3. | Stock | 7.5 | 8.25
56MXL025PP | SureMotion timing belt, 0.08in MXL pitch, 1/4in wide, 56 tooth, 4.5in pitch length (circumference), polyurethane, polyester reinforced. Package of 3. | Stock | 13 | 14.5
57005255 | WERMA audible signal horn with trumpet, electro-mechanical, 108 dB at 1m, continuous tone(s), 24 VDC, wall mount, ABS/PC plastic housing, off-white, IP55. | Stock | 124 | 129
57005267 | WERMA audible signal horn with trumpet, electro-mechanical, 108 dB at 1m, continuous tone(s), 115 VAC, wall mount, ABS/PC plastic housing, off-white, IP55. | Stock | 104 | 108
57105255 | WERMA audible signal horn with trumpet, electro-mechanical, 108 dB at 1m, continuous tone(s), 24 VDC, wall mount, aluminum housing, dark gray, IP55. | Stock | 386 | 401
57105267 | WERMA audible signal horn with trumpet, electro-mechanical, 108 dB at 1m, continuous tone(s), 115 VAC, wall mount, aluminum housing, dark gray, IP55. | Stock | 352 | 366
57300055 | WERMA audible signal horn, electro-mechanical, 105 dB at 1m, continuous tone(s), 24 VDC, wall mount, ABS plastic housing, light gray, IP65. | Stock | 167 | 174
57300067 | WERMA audible signal horn, electro-mechanical, 105 dB at 1m, continuous tone(s), 115 VAC, wall mount, ABS plastic housing, light gray, IP65. | Stock | 133 | 138
57MXL025NG | SureMotion timing belt, 0.08in MXL pitch, 1/4in wide, 57 tooth, 4.6in pitch length (circumference), neoprene, fiberglass reinforced. Package of 3. | Stock | 7.5 | 8.25
58MXL025NG | SureMotion timing belt, 0.08in MXL pitch, 1/4in wide, 58 tooth, 4.6in pitch length (circumference), neoprene, fiberglass reinforced. Package of 3. | Stock | 7.5 | 8.25
58MXL025PP | SureMotion timing belt, 0.08in MXL pitch, 1/4in wide, 58 tooth, 4.6in pitch length (circumference), polyurethane, polyester reinforced. Package of 3. | Stock | 13 | 14.5
59MXL025NG | SureMotion timing belt, 0.08in MXL pitch, 1/4in wide, 59 tooth, 4.7in pitch length (circumference), neoprene, fiberglass reinforced. Package of 3. | Stock | 7.5 | 8.25
59MXL025PP | SureMotion timing belt, 0.08in MXL pitch, 1/4in wide, 59 tooth, 4.7in pitch length (circumference), polyurethane, polyester reinforced. Package of 3. | Stock | 13 | 14.5
60002D | Bryant manual motor controller, open, 60A, 600 VAC, 2-pole, 20hp, UL 508 rated. | Stock | 104 | 114
60003D | Bryant manual motor controller, open, 60A, 600 VAC, 3-pole, 30hp, UL 508 rated. | Stock | 127 | 140
60010S | Southwire test lead set, CAT IV 600V/CAT lll 1000V, 48in length. Alligator clip adapters included. | Stock | 16.25 | 17
600-8M-20-NG | SureMotion timing belt, 8mm pitch, 20mm wide, 75 tooth, 600mm pitch length (circumference), neoprene, fiberglass reinforced. | Stock | 23 | 25.5
600-8M-30-NG | SureMotion timing belt, 8mm pitch, 30mm wide, 75 tooth, 600mm pitch length (circumference), neoprene, fiberglass reinforced. | Stock | 32 | 35.5
600L050NG | SureMotion timing belt, 3/8in L pitch, 1/2in wide, 160 tooth, 60in pitch length (circumference), neoprene, fiberglass reinforced. | Stock | 14.5 | 16
600L100NG | SureMotion timing belt, 3/8in L pitch, 1in wide, 160 tooth, 60in pitch length (circumference), neoprene, fiberglass reinforced. | Stock | 28 | 31
60302D | Bryant manual motor controller, enclosed, 60A, 600 VAC, 2-pole, 20hp, wall mount, die-cast aluminum housing, NEMA 3R, UL 508 rated. | Stock | 152 | 167
60303D | Bryant manual motor controller, enclosed, 60A, 600 VAC, 3-pole, 30hp, wall mount, die-cast aluminum housing, NEMA 3R, UL 508 rated. | Stock | 177 | 195
60432947 | WAGO jumper, push-in type, 10-pole, red, 18A. Package of 5. For use with WAGO 787-2861 Single Channel Electronic Circuit Breakers. | Stock | 9.75
60432948 | WAGO jumper, push-in type, 10-pole, blue, 18A. Package of 5. For use with WAGO 787-2861 Single Channel Electronic Circuit Breakers. | Stock | 9.75
60AWFW | Hammond subpanel, carbon steel, RAL 9003 white, powder coat finish. For use with 60x48 (HxW) 1418AW18 freestanding enclosures. | Stock | 638 | 679
60AWFWG | Hammond subpanel, galvanized steel. For use with 60x48 (HxW) 1418AW18 freestanding enclosures. | from vendor up to 15 business days | 669 | 713
60AWHW | Hammond subpanel, half-height, carbon steel, RAL 9003 white, powder coat finish. For use with 60x48 (HxW) 1418AW18 freestanding enclosures. | from vendor up to 15 business days | 398 | 424
60AWHWG | Hammond subpanel, half-height, galvanized steel. For use with 60x48 (HxW) 1418AW18 freestanding enclosures. | from vendor up to 15 business days | 449 | 478
60FD14 | Hammond subpanel, side mount, carbon steel, RAL 9003 white, powder coat finish. For use with 60in (H) 1418xxxx and HN4FS60xxxx freestanding enclosures. | Stock | 188 | 201
60MXL025NG | SureMotion timing belt, 0.08in MXL pitch, 1/4in wide, 60 tooth, 4.8in pitch length (circumference), neoprene, fiberglass reinforced. Package of 3. | Stock | 7.5 | 8.25
60MXL025PP | SureMotion timing belt, 0.08in MXL pitch, 1/4in wide, 60 tooth, 4.8in pitch length (circumference), polyurethane, polyester reinforced. Package of 3. | Stock | 10.5 | 11.5
60TWFW | Hammond subpanel, carbon steel, RAL 9003 white, powder coat finish. For use with 60x24 (HxW) 1418TW18 and HN4FS602418xx freestanding enclosures. | Stock | 309 | 330
60TWFWG | Hammond subpanel, galvanized steel. For use with 60x24 (HxW) 1418TW18 and HN4FS602418xx freestanding enclosures. | from vendor up to 15 business days | 323 | 346
60TWHW | Hammond subpanel, half-height, carbon steel, RAL 9003 white, powder coat finish. For use with 60x24 (HxW) 1418TW18 and HN4FS602418xx freestanding enclosures. | from vendor up to 15 business days | 206 | 221
60TWHWG | Hammond subpanel, half-height, galvanized steel. For use with 60x24 (HxW) 1418TW18 and HN4FS602418xx freestanding enclosures. | from vendor up to 15 business days | 217 | 231
60TYFW | Hammond subpanel, carbon steel, RAL 9003 white, powder coat finish. For use with 60x36 (HxW) 1418TY24 and HN4FS603624SS freestanding enclosures. | Stock | 398 | 423
60TYFWG | Hammond subpanel, galvanized steel. For use with 60x36 (HxW) 1418TY24 and HN4FS603624SS freestanding enclosures. | from vendor up to 15 business days | 418 | 446
60TYHW | Hammond subpanel, half-height, carbon steel, RAL 9003 white, powder coat finish. For use with 60x36 (HxW) 1418TY24 and HN4FS603624SS freestanding enclosures. | from vendor up to 15 business days | 252 | 269
60TYHWG | Hammond subpanel, half-height, galvanized steel. For use with 60x36 (HxW) 1418TY24 and HN4FS603624SS freestanding enclosures. | from vendor up to 15 business days | 264 | 281
60XL025NG | SureMotion timing belt, 1/5in XL pitch, 1/4in wide, 30 tooth, 6in pitch length (circumference), neoprene, fiberglass reinforced. | Stock | 2 | 2.25
60XL037NG | SureMotion timing belt, 1/5in XL pitch, 3/8in wide, 30 tooth, 6in pitch length (circumference), neoprene, fiberglass reinforced. | Stock | 3 | 3.25
6105303 | Seifert SoliTherm thermoelectric cooler, 340 BTU/H, 120 VAC operating voltage, 304 stainless steel housing, filter-free, recessed mount. For use with NEMA 4/4X/12 enclosures. | Stock | 1550 | 1716
6150E-6501 | Mounting bracket, right-angle, 1.5in vertical adjustment, nickel plated steel. For use with CH Enhanced 50 Series sensor. | Stock | 7.25 | 7.5
6150E-6502 | Mounting bracket, right-angle, 3.5in vertical adjustment, nickel plated steel. For use with CH Enhanced 50 Series sensor. | Stock | 9.25 | 9.5
6150E-6503 | Mounting bracket, right-angle ball swivel, 60 degree vertical and horizontal adjustment, plastic. For use with CH Enhanced 50 Series sensor. | Stock | 9.25 | 9.5
61MXL025NG | SureMotion timing belt, 0.08in MXL pitch, 1/4in wide, 61 tooth, 4.9in pitch length (circumference), neoprene, fiberglass reinforced. Package of 3. | Stock | 7.5 | 8.25
61MXL025PP | SureMotion timing belt, 0.08in MXL pitch, 1/4in wide, 61 tooth, 4.9in pitch length (circumference), polyurethane, polyester reinforced. Package of 3. | Stock | 13 | 14.5
62MXL025NG | SureMotion timing belt, 0.08in MXL pitch, 1/4in wide, 62 tooth, 5in pitch length (circumference), neoprene, fiberglass reinforced. Package of 3. | Stock | 7.5 | 8.25
62MXL025PP | SureMotion timing belt, 0.08in MXL pitch, 1/4in wide, 62 tooth, 5in pitch length (circumference), polyurethane, polyester reinforced. Package of 3. | Stock | 13 | 14.5
6300-0000-0000 | Trumeter electrical counter, 8mm 8-digit LCD, discrete input, remote reset, rectangular flush mount with clip, screw terminals. | Stock | 28.5
6300-1000-0000 | Trumeter electrical counter, 8mm 8-digit LCD, 3-30 VDC input, remote reset, rectangular flush mount with clip, screw terminals. | Stock | 29
6301-2000-0000 | Trumeter electrical counter, 8mm 8-digit LCD, 10-300 VDC or 20-300 VAC input, remote reset, rectangular flush mount with clip, screw terminals. | Stock | 29
6320-0000-0000 | Trumeter electrical hour meter, 8mm 8-digit LCD, discrete input, remote reset, rectangular flush mount with clip, screw terminals. | Stock | 29.5
6320-1000-0000 | Trumeter electrical hour meter, 8mm 8-digit LCD, 3-30 VDC input, remote reset, rectangular flush mount with clip, screw terminals. | Stock | 29.5
6320-2000-0000 | Trumeter electrical hour meter, 8mm 8-digit LCD, 10-300 VDC or 20-300 VAC input, remote reset, rectangular flush mount with clip, screw terminals. | Stock | 29.5
63MXL025NG | SureMotion timing belt, 0.08in MXL pitch, 1/4in wide, 63 tooth, 5in pitch length (circumference), neoprene, fiberglass reinforced. Package of 3. | Stock | 7.75 | 8.5
64080000 | WERMA terminal element, 70mm diameter, cage clamp, base or bracket mount, IP65. Cap and seal included. | Stock | 29 | 30
64081000 | WERMA terminal element, 70mm diameter, cage clamp, tube mount, IP65. Cap and seal included. | Stock | 29 | 30
64082000 | WERMA terminal element, 70mm diameter, screw terminal, base or bracket mount, IP65. Cap and seal included. | Stock | 29 | 30
64083000 | WERMA terminal element, 70mm diameter, screw terminal, tube mount, IP65. Cap and seal included. | Stock | 29 | 30
640-8M-20-NG | SureMotion timing belt, 8mm pitch, 20mm wide, 80 tooth, 640mm pitch length (circumference), neoprene, fiberglass reinforced. | Stock | 23 | 25.5
640-8M-30-NG | SureMotion timing belt, 8mm pitch, 30mm wide, 80 tooth, 640mm pitch length (circumference), neoprene, fiberglass reinforced. | Stock | 33.5 | 37
64110000 | WERMA incandescent light element, 70mm diameter, red, permanent light function, 12-240 VAC/VDC, colored lens, IP65. Purchase bulb separately. | Stock | 22 | 23
64120000 | WERMA incandescent light element, 70mm diameter, green, permanent light function, 12-240 VAC/VDC, colored lens, IP65. Purchase bulb separately. | Stock | 22 | 23
64130000 | WERMA incandescent light element, 70mm diameter, yellow, permanent light function, 12-240 VAC/VDC, colored lens, IP65. Purchase bulb separately. | Stock | 22 | 23
64140000 | WERMA incandescent light element, 70mm diameter, clear/white, permanent light function, 12-240 VAC/VDC, clear lens, IP65. Purchase bulb separately. | Stock | 22 | 23
64150000 | WERMA incandescent light element, 70mm diameter, blue, permanent light function, 12-240 VAC/VDC, colored lens, IP65. Purchase bulb separately. | Stock | 22 | 23
64310055 | WERMA Xenon tube light element, 70mm diameter, red, flashing (1 Hz ON for 10ms) light function, 24 VDC, colored lens, IP65. | Stock | 106 | 110
64310067 | WERMA Xenon tube light element, 70mm diameter, red, flashing (1 Hz ON for 10ms) light function, 115 VAC, colored lens, IP65. | Stock | 91 | 95
64320055 | WERMA Xenon tube light element, 70mm diameter, green, flashing (1 Hz ON for 10ms) light function, 24 VDC, colored lens, IP65. | Stock | 106 | 110
64320067 | WERMA Xenon tube light element, 70mm diameter, green, flashing (1 Hz ON for 10ms) light function, 115 VAC, colored lens, IP65. | Stock | 91 | 95
64330055 | WERMA Xenon tube light element, 70mm diameter, yellow, flashing (1 Hz ON for 10ms) light function, 24 VDC, colored lens, IP65. | Stock | 106 | 110
64330067 | WERMA Xenon tube light element, 70mm diameter, yellow, flashing (1 Hz ON for 10ms) light function, 115 VAC, colored lens, IP65. | Stock | 91 | 95
64340055 | WERMA Xenon tube light element, 70mm diameter, clear/white, flashing (1 Hz ON for 10ms) light function, 24 VDC, clear lens, IP65. | Stock | 106 | 110
64340067 | WERMA Xenon tube light element, 70mm diameter, clear/white, flashing (1 Hz ON for 10ms) light function, 115 VAC, clear lens, IP65. | Stock | 91 | 95
64350055 | WERMA Xenon tube light element, 70mm diameter, blue, flashing (1 Hz ON for 10ms) light function, 24 VDC, colored lens, IP65. | Stock | 106 | 110
64350067 | WERMA Xenon tube light element, 70mm diameter, blue, flashing (1 Hz ON for 10ms) light function, 115 VAC, colored lens, IP65. | Stock | 91 | 95
64410067 | WERMA LED light element, 70mm diameter, red, permanent light function, 115 VAC, colored lens, IP65. | Stock | 63 | 66
64410075 | WERMA LED light element, 70mm diameter, red, permanent light function, 24 VAC/VDC, colored lens, IP65. | Stock | 53 | 55
64411067 | WERMA LED light element, 70mm diameter, red, blinking (1 Hz ON for 550ms) light function, 115 VAC, colored lens, IP65. | Stock | 73 | 76
64411075 | WERMA LED light element, 70mm diameter, red, blinking (1 Hz ON for 550ms) light function, 24 VAC/VDC, colored lens, IP65. | Stock | 70 | 73
64412055 | WERMA LED light element, 70mm diameter, red, flashing (1 Hz ON for 2x10ms) light function, 24 VDC, colored lens, IP65. | Stock | 128 | 133
64413075 | WERMA LED light element, 70mm diameter, red, rotating (120rpm) light function, 24 VAC/VDC, colored lens, IP65. | Stock | 118 | 123
64420067 | WERMA LED light element, 70mm diameter, green, permanent light function, 115 VAC, colored lens, IP65. | Stock | 63 | 66
64420075 | WERMA LED light element, 70mm diameter, green, permanent light function, 24 VAC/VDC, colored lens, IP65. | Stock | 53 | 55
64421067 | WERMA LED light element, 70mm diameter, green, blinking (1 Hz ON for 550ms) light function, 115 VAC, colored lens, IP65. | Stock | 73 | 76
64421075 | WERMA LED light element, 70mm diameter, green, blinking (1 Hz ON for 550ms) light function, 24 VAC/VDC, colored lens, IP65. | Stock | 70 | 73
64422055 | WERMA LED light element, 70mm diameter, green, flashing (1 Hz ON for 2x10ms) light function, 24 VDC, colored lens, IP65. | Stock | 128 | 133
64423075 | WERMA LED light element, 70mm diameter, green, rotating (120rpm) light function, 24 VAC/VDC, colored lens, IP65. | Stock | 118 | 123
64430067 | WERMA LED light element, 70mm diameter, yellow, permanent light function, 115 VAC, colored lens, IP65. | Stock | 63 | 66
64430075 | WERMA LED light element, 70mm diameter, yellow, permanent light function, 24 VAC/VDC, colored lens, IP65. | Stock | 53 | 55
64431067 | WERMA LED light element, 70mm diameter, yellow, blinking (1 Hz ON for 550ms) light function, 115 VAC, colored lens, IP65. | Stock | 73 | 76
64431075 | WERMA LED light element, 70mm diameter, yellow, blinking (1 Hz ON for 550ms) light function, 24 VAC/VDC, colored lens, IP65. | Stock | 70 | 73
64432055 | WERMA LED light element, 70mm diameter, yellow, flashing (1 Hz ON for 2x10ms) light function, 24 VDC, colored lens, IP65. | Stock | 128 | 133
64433075 | WERMA LED light element, 70mm diameter, yellow, rotating (120rpm) light function, 24 VAC/VDC, colored lens, IP65. | Stock | 118 | 123
64440067 | WERMA LED light element, 70mm diameter, clear/white, permanent light function, 115 VAC, clear lens, IP65. | Stock | 92 | 96
64440075 | WERMA LED light element, 70mm diameter, clear/white, permanent light function, 24 VAC/VDC, clear lens, IP65. | Stock | 82 | 85
64441067 | WERMA LED light element, 70mm diameter, clear/white, blinking (1 Hz ON for 550ms) light function, 115 VAC, clear lens, IP65. | Stock | 103 | 107
64441075 | WERMA LED light element, 70mm diameter, clear/white, blinking (1 Hz ON for 550ms) light function, 24 VAC/VDC, clear lens, IP65. | Stock | 92 | 96
64442055 | WERMA LED light element, 70mm diameter, clear/white, flashing (1 Hz ON for 2x10ms) light function, 24 VDC, clear lens, IP65. | Stock | 201 | 209
64443075 | WERMA LED light element, 70mm diameter, clear/white, rotating (120rpm) light function, 24 VAC/VDC, clear lens, IP65. | Stock | 183 | 190
64445055 | WERMA LED light element, 70mm diameter, red/yellow/green/blue/turquoise/violet/clear, permanent light function, 24 VDC, clear lens, IP65. | Stock | 213 | 222
64450067 | WERMA LED light element, 70mm diameter, blue, permanent light function, 115 VAC, colored lens, IP65. | Stock | 92 | 96
64450075 | WERMA LED light element, 70mm diameter, blue, permanent light function, 24 VAC/VDC, colored lens, IP65. | Stock | 82 | 85
64451067 | WERMA LED light element, 70mm diameter, blue, blinking (1 Hz ON for 550ms) light function, 115 VAC, colored lens, IP65. | Stock | 103 | 107
64451075 | WERMA LED light element, 70mm diameter, blue, blinking (1 Hz ON for 550ms) light function, 24 VAC/VDC, colored lens, IP65. | Stock | 92 | 96
64452055 | WERMA LED light element, 70mm diameter, blue, flashing (1 Hz ON for 2x10ms) light function, 24 VDC, colored lens, IP65. | Stock | 201 | 209
64453075 | WERMA LED light element, 70mm diameter, blue, rotating (120rpm) light function, 24 VAC/VDC, colored lens, IP65. | Stock | 183 | 190
64580075 | WERMA buzzer element, electronic sound, 85 dB at 1m, 1.8 kHz tone frequency, continuous or pulse tone(s), 24 VAC/VDC, polycarbonate housing, black, IP65. For use with WERMA 70mm stack light elements. | Stock | 53 | 55
64580077 | WERMA buzzer element, electronic sound, 85 dB at 1m, 1.8 kHz tone frequency, continuous or pulse tone(s), 115 VAC, polycarbonate housing, black, IP65. For use with WERMA 70mm stack light elements. | Stock | 63 | 66
64581055 | WERMA siren element, electronic sound, 80-100 dB at 1m, 2.5 kHz tone frequency, self-adjusting pulse tone(s), 24 VDC, ABS/PC plastic housing, black, IP65. For use with WERMA 70mm stack light elements. | Stock | 139 | 145
64585055 | WERMA siren element, electronic sound, 100 dB at 1m, 1.6 kHz to 3.4 kHz tone frequency, (7) different externally triggered tone(s), 24 VDC, polycarbonate housing, black, IP65. For use with WERMA 70mm stack light elements. | Stock | 106 | 110
64924001 | WERMA LED signal tower, (3) tiers, 70mm diameter, red/yellow/green, permanent light function, 115 VAC, colored lens, 210.2mm body length, black, 360 degree viewing angle, bracket mount, IP65. | Stock | 226 | 235
64924002 | WERMA LED signal tower, (3) tiers, 70mm diameter, red/yellow/green, permanent light function, 24 VAC/VDC, colored lens, 210.2mm body length, black, 360 degree viewing angle, bracket mount, IP65. | Stock | 178 | 185
64924003 | WERMA LED signal tower, (2) tiers, 70mm diameter, red/green, permanent light function, 115 VAC, colored lens, 154.2mm body length, black, 360 degree viewing angle, bracket mount, IP65. | Stock | 168 | 175
64924004 | WERMA LED signal tower, (2) tiers, 70mm diameter, red/green, permanent light function, 24 VAC/VDC, colored lens, 154.2mm body length, black, 360 degree viewing angle, bracket mount, IP65. | Stock | 145 | 151
64MXL025NG | SureMotion timing belt, 0.08in MXL pitch, 1/4in wide, 64 tooth, 5.1in pitch length (circumference), neoprene, fiberglass reinforced. Package of 3. | Stock | 7.75 | 8.5
64MXL025PP | SureMotion timing belt, 0.08in MXL pitch, 1/4in wide, 64 tooth, 5.1in pitch length (circumference), polyurethane, polyester reinforced. Package of 3. | Stock | 10.5 | 11.5
65MXL025NG | SureMotion timing belt, 0.08in MXL pitch, 1/4in wide, 65 tooth, 5.2in pitch length (circumference), neoprene, fiberglass reinforced. Package of 3. | Stock | 7.75 | 8.5
65MXL025PP | SureMotion timing belt, 0.08in MXL pitch, 1/4in wide, 65 tooth, 5.2in pitch length (circumference), polyurethane, polyester reinforced. Package of 3. | Stock | 10.5 | 11.5
6603N | Bryant neutral bus connector, for use with 664X33D and 664X63D rotary manual motor controllers. | Stock | 54 | 59
660AC | Bryant field installable auxiliary contact, SPDT contact(s), 15A @ 250VAC. For use with 664X33D and 664X63D rotary manual motor controllers. | Stock | 22.5 | 25
6610MK | Bryant rotary handle kit, selector, red/yellow, 2-position, lockable in OFF only, NEMA 1. For use with 664X33D and 664X63D rotary manual motor controllers. Handle, shaft, mounting brackets, required screws, and instruction sheet included. | Stock | 18 | 20
664X33D | Bryant manual motor controller, enclosed, 30A, 600 VAC, 3-pole, 20hp, wall mount, thermoplastic housing, NEMA 4X, UL 508 rated. | Stock | 159 | 175
664X63D | Bryant manual motor controller, enclosed, 60A, 600 VAC, 3-pole, 30hp, wall mount, thermoplastic housing, NEMA 4X, UL 508 rated. | Stock | 199 | 219
664XFT | Bryant mounting feet kit, for use with 664X33D and 664X63D rotary manual motor controllers, includes 4 mounting feet, 4 mounting screws and instruction sheet. | Stock | 10.5 | 11.5
664XWP | Bryant gasket repair kit, NEMA 4X. For use with 664X33D and 664X63D rotary manual motor controllers. Includes 1 sealing gasket, 3 O-rings and instruction sheet. | Stock | 11.75 | 13
67MXL025NG | SureMotion timing belt, 0.08in MXL pitch, 1/4in wide, 67 tooth, 5.4in pitch length (circumference), neoprene, fiberglass reinforced. Package of 3. | Stock | 7.75 | 8.5
68MXL025NG | SureMotion timing belt, 0.08in MXL pitch, 1/4in wide, 68 tooth, 5.4in pitch length (circumference), neoprene, fiberglass reinforced. Package of 3. | Stock | 7.75 | 8.5
68MXL025PP | SureMotion timing belt, 0.08in MXL pitch, 1/4in wide, 68 tooth, 5.4in pitch length (circumference), polyurethane, polyester reinforced. Package of 3. | Stock | 13 | 14.5
69110055 | WERMA FlatSIGN series LED signal column, (3) tiers, red/yellow/green, selectable permanent or blinking light function, 24 VAC/VDC, clear lens, 194.9mm body length, transparent, 160 degree viewing angle, wall mount, IP65. | Stock | 142 | 148
69110068 | WERMA FlatSIGN series LED signal column, (3) tiers, red/yellow/green, selectable permanent or blinking light function, 115-230 VAC, clear lens, 194.9mm body length, transparent, 160 degree viewing angle, wall mount, IP65. | Stock | 142 | 148
69120055 | WERMA FlatSIGN series LED signal column, (3) tiers, red/yellow/green, selectable permanent or blinking light function, (8) alarms, 24 VAC/VDC, clear lens, 194.9mm body length, transparent, 160 degree viewing angle, wall mount, IP65. | Stock | 172 | 179
69120068 | WERMA FlatSIGN series LED signal column, (3) tiers, red/yellow/green, selectable permanent or blinking light function, (1) alarm, 115-230 VAC, clear lens, 194.9mm body length, transparent, 160 degree viewing angle, wall mount, IP65. | Stock | 172 | 179
69130055 | WERMA FlatSIGN series LED signal column, (3) tiers, red/yellow/green, selectable permanent or blinking light function, 24 VAC/VDC, clear lens, 194.9mm body length, silver, 160 degree viewing angle, wall mount, IP65. | Stock | 203 | 211
69130068 | WERMA FlatSIGN series LED signal column, (3) tiers, red/yellow/green, selectable permanent or blinking light function, 115-230 VAC, clear lens, 194.9mm body length, silver, 160 degree viewing angle, wall mount, IP65. | Stock | 203 | 211
69140055 | WERMA FlatSIGN series LED signal column, (3) tiers, red/yellow/green, selectable permanent or blinking light function, (8) alarms, 24 VAC/VDC, clear lens, 194.9mm body length, silver, 160 degree viewing angle, wall mount, IP65. | Stock | 240 | 250
69140068 | WERMA FlatSIGN series LED signal column, (3) tiers, red/yellow/green, selectable permanent or blinking light function, (1) alarm, 115-230 VAC, clear lens, 194.9mm body length, silver, 160 degree viewing angle, wall mount, IP65. | Stock | 240 | 250
69MXL025NG | SureMotion timing belt, 0.08in MXL pitch, 1/4in wide, 69 tooth, 5.5in pitch length (circumference), neoprene, fiberglass reinforced. Package of 3. | Stock | 7.75 | 8.5
7000-08001-0200200 | Murrelektronik connection cable, M8 axial male to pigtail, 3-pole, PUR/PVC jacket, yellow, 6.5ft/2m cable length, IP65 IP66K IP67. | Stock | 8 | 8.25
7000-08001-0200500 | Murrelektronik connection cable, M8 axial male to pigtail, 3-pole, PUR/PVC jacket, yellow, 16.4ft/5m cable length, IP65 IP66K IP67. | Stock | 8.75 | 9
7000-08001-0201000 | Murrelektronik connection cable, M8 axial male to pigtail, 3-pole, PUR/PVC jacket, yellow, 32.8ft/10m cable length, IP65 IP66K IP67. | Stock | 15.25 | 16
7000-08001-2100200 | Murrelektronik connection cable, M8 axial male to pigtail, 3-pole, PVC jacket, gray, 6.5ft/2m cable length, IP65 IP66K IP67. | Stock | 6.25 | 6.5
7000-08001-2100500 | Murrelektronik connection cable, M8 axial male to pigtail, 3-pole, PVC jacket, gray, 16.4ft/5m cable length, IP65 IP66K IP67. | Stock | 7.25 | 7.5
7000-08001-2101000 | Murrelektronik connection cable, M8 axial male to pigtail, 3-pole, PVC jacket, gray, 32.8ft/10m cable length, IP65 IP66K IP67. | Stock | 11.75 | 12
7000-08021-0200200 | Murrelektronik connection cable, M8 right-angle male to pigtail, 3-pole, PUR/PVC jacket, yellow, 6.5ft/2m cable length, IP65 IP66K IP67. | Stock | 8 | 8.25
7000-08021-0200500 | Murrelektronik connection cable, M8 right-angle male to pigtail, 3-pole, PUR/PVC jacket, yellow, 16.4ft/5m cable length, IP65 IP66K IP67. | Stock | 8.75 | 9
7000-08021-0201000 | Murrelektronik connection cable, M8 right-angle male to pigtail, 3-pole, PUR/PVC jacket, yellow, 32.8ft/10m cable length, IP65 IP66K IP67. | Stock | 15.25 | 16
7000-08021-2100200 | Murrelektronik connection cable, M8 right-angle male to pigtail, 3-pole, PVC jacket, gray, 6.5ft/2m cable length, IP65 IP66K IP67. | Stock | 6.25 | 6.5
7000-08021-2100500 | Murrelektronik connection cable, M8 right-angle male to pigtail, 3-pole, PVC jacket, gray, 16.4ft/5m cable length, IP65 IP66K IP67. | Stock | 7.25 | 7.5
7000-08021-2101000 | Murrelektronik connection cable, M8 right-angle male to pigtail, 3-pole, PVC jacket, gray, 32.8ft/10m cable length, IP65 IP66K IP67. | Stock | 11.75 | 12
7000-08041-0200200 | Murrelektronik connection cable, M8 axial female to pigtail, 3-pole, PUR/PVC jacket, yellow, 6.5ft/2m cable length, IP65 IP66K IP67. | Stock | 7.5 | 7.75
7000-08041-0200500 | Murrelektronik connection cable, M8 axial female to pigtail, 3-pole, PUR/PVC jacket, yellow, 16.4ft/5m cable length, IP65 IP66K IP67. | Stock | 8.75 | 9
7000-08041-0200700 | Murrelektronik connection cable, M8 axial female to pigtail, 3-pole, PUR/PVC jacket, yellow, 22.9ft/7m cable length, IP65 IP66K IP67. | Stock | 11.5 | 12
7000-08041-2100500 | Murrelektronik connection cable, M8 axial female to pigtail, 3-pole, PVC jacket, gray, 16.4ft/5m cable length, IP65 IP66K IP67. | Stock | 7.25 | 7.5
7000-08061-0210200 | Murrelektronik connection cable, M8 axial female to pigtail, 4-pole, PUR/PVC jacket, yellow, 6.5ft/2m cable length, IP65 IP66K IP67. | Stock | 7.75 | 8
7000-08061-0210500 | Murrelektronik connection cable, M8 axial female to pigtail, 4-pole, PUR/PVC jacket, yellow, 16.4ft/5m cable length, IP65 IP66K IP67. | Stock | 10.25 | 10.5
7000-08061-0211000 | Murrelektronik connection cable, M8 axial female to pigtail, 4-pole, PUR/PVC jacket, yellow, 32.8ft/10m cable length, IP65 IP66K IP67. | Stock | 15.75 | 16.5
7000-08061-2110200 | Murrelektronik connection cable, M8 axial female to pigtail, 4-pole, PVC jacket, gray, 6.5ft/2m cable length, IP65 IP66K IP67. | Stock | 7.25 | 7.5
7000-08061-2110500 | Murrelektronik connection cable, M8 axial female to pigtail, 4-pole, PVC jacket, gray, 16.4ft/5m cable length, IP65 IP66K IP67. | Stock | 8.75 | 9
7000-08061-2111000 | Murrelektronik connection cable, M8 axial female to pigtail, 4-pole, PVC jacket, gray, 32.8ft/10m cable length, IP65 IP66K IP67. | Stock | 12.25 | 12.5
7000-08081-0200200 | Murrelektronik connection cable, M8 right-angle female to pigtail, 3-pole, PUR/PVC jacket, yellow, 6.5ft/2m cable length, IP65 IP66K IP67. | Stock | 7.5 | 7.75
7000-08081-0200500 | Murrelektronik connection cable, M8 right-angle female to pigtail, 3-pole, PUR/PVC jacket, yellow, 16.4ft/5m cable length, IP65 IP66K IP67. | Stock | 8.75 | 9
7000-08081-0200700 | Murrelektronik connection cable, M8 right-angle female to pigtail, 3-pole, PUR/PVC jacket, yellow, 22.9ft/7m cable length, IP65 IP66K IP67. | Stock | 11.5 | 12
7000-08081-2100500 | Murrelektronik connection cable, M8 right-angle female to pigtail, 3-pole, PVC jacket, gray, 16.4ft/5m cable length, IP65 IP66K IP67. | Stock | 7.25 | 7.5
7000-08101-0210200 | Murrelektronik connection cable, M8 right-angle female to pigtail, 4-pole, PUR/PVC jacket, yellow, 6.5ft/2m cable length, IP65 IP66K IP67. | Stock | 8.25 | 8.5
7000-08101-0210500 | Murrelektronik connection cable, M8 right-angle female to pigtail, 4-pole, PUR/PVC jacket, yellow, 16.4ft/5m cable length, IP65 IP66K IP67. | Stock | 10.5 | 11
7000-08101-0211000 | Murrelektronik connection cable, M8 right-angle female to pigtail, 4-pole, PUR/PVC jacket, yellow, 32.8ft/10m cable length, IP65 IP66K IP67. | Stock | 16.25 | 17
7000-08101-2110200 | Murrelektronik connection cable, M8 right-angle female to pigtail, 4-pole, PVC jacket, gray, 6.5ft/2m cable length, IP65 IP66K IP67. | Stock | 7.25 | 7.5
7000-08101-2110500 | Murrelektronik connection cable, M8 right-angle female to pigtail, 4-pole, PVC jacket, gray, 16.4ft/5m cable length, IP65 IP66K IP67. | Stock | 8.75 | 9
7000-08101-2111000 | Murrelektronik connection cable, M8 right-angle female to pigtail, 4-pole, PVC jacket, gray, 32.8ft/10m cable length, IP65 IP66K IP67. | Stock | 12.25 | 12.5
7000-08331-0000000 | Murrelektronik field wireable connector, M8 barrel 3-pin male axial connection, accepts cable diameter size 2.5-5.1mm, 22 - 26 AWG, insulation displacement (IDC) connection, IP67. | Stock | 10.5 | 11
7000-08351-0000000 | Murrelektronik field wireable connector, M8 barrel 4-pin male axial connection, accepts cable diameter size 2.5-5.1mm, 22 - 26 AWG, insulation displacement (IDC) connection, IP67. | Stock | 10.5 | 11
7000-08371-0000000 | Murrelektronik field wireable connector, M8 nut 3-pin female axial connection, accepts cable diameter size 2.5-5.1mm, 22 - 26 AWG, insulation displacement (IDC) connection, IP67. | Stock | 10.5 | 11
7000-08391-0000000 | Murrelektronik field wireable connector, M8 nut 4-pin female axial connection, accepts cable diameter size 2.5-5.1mm, 22 - 26 AWG, insulation displacement (IDC) connection, IP67. | Stock | 11.5 | 12
7000-08553-9700050 | Murrelektronik bulkhead connector, M8 male receptacle 3-pin to pigtail, 24 AWG, 1.6ft/0.5m cable length, polypropylene conductor insulation material, IP67. Mounting nut(s) included. | Stock | 9.25 | 9.5
7000-08553-9700100 | Murrelektronik bulkhead connector, M8 male receptacle 3-pin to pigtail, 24 AWG, 3.2ft/1m cable length, polypropylene conductor insulation material, IP67. Mounting nut(s) included. | Stock | 10.25 | 10.5
7000-08563-9690050 | Murrelektronik bulkhead connector, M8 male receptacle 4-pin to pigtail, 24 AWG, 1.6ft/0.5m cable length, polypropylene conductor insulation material, IP67. Mounting nut(s) included. | Stock | 10.25 | 10.5
7000-08563-9690100 | Murrelektronik bulkhead connector, M8 male receptacle 4-pin to pigtail, 24 AWG, 3.2ft/1m cable length, polypropylene conductor insulation material, IP67. Mounting nut(s) included. | Stock | 10.5 | 11
7000-08941-6950150 | Murrelektronik connection cable, M8 axial female to pigtail, 5-pole, PUR jacket, black, 4.9ft/1.5m cable length, IP67. | Stock | 9 | 9.25
7000-08941-6950500 | Murrelektronik connection cable, M8 axial female to pigtail, 5-pole, PUR jacket, black, 16.4ft/5m cable length, IP67. | Stock | 15.75 | 16.5
7000-08941-6951000 | Murrelektronik connection cable, M8 axial female to pigtail, 5-pole, PUR jacket, black, 32.8ft/10m cable length, IP67. | Stock | 25.25 | 26.5
7000-08951-6950150 | Murrelektronik connection cable, M8 right-angle female to pigtail, 5-pole, PUR jacket, black, 4.9ft/1.5m cable length, IP67. | Stock | 9 | 9.25
7000-08951-6950500 | Murrelektronik connection cable, M8 right-angle female to pigtail, 5-pole, PUR jacket, black, 16.4ft/5m cable length, IP67. | Stock | 16.25 | 17
7000-08951-6951000 | Murrelektronik connection cable, M8 right-angle female to pigtail, 5-pole, PUR jacket, black, 32.8ft/10m cable length, IP67. | Stock | 26.25 | 27.5
7000-12181-0230500 | Murrelektronik connection cable, M12 axial female to pigtail, 3-pole, PUR/PVC jacket, yellow, 16.4ft/5m cable length, IP65 IP66K IP67. | Stock | 9.75 | 10
7000-12181-2130500 | Murrelektronik connection cable, M12 axial female to pigtail, 3-pole, PVC jacket, gray, 16.4ft/5m cable length, IP65 IP66K IP67. | Stock | 7.25 | 7.5
7000-12221-0240200 | Murrelektronik connection cable, M12 axial female to pigtail, 4-pole, PUR/PVC jacket, yellow, 6.5ft/2m cable length, IP65 IP66K IP67. | Stock | 7.5 | 7.75
7000-12221-0240700 | Murrelektronik connection cable, M12 axial female to pigtail, 4-pole, PUR/PVC jacket, yellow, 22.9ft/7m cable length, IP65 IP66K IP67. | Stock | 14.75 | 15.5
7000-12221-0241000 | Murrelektronik connection cable, M12 axial female to pigtail, 4-pole, PUR/PVC jacket, yellow, 32.8ft/10m cable length, IP65 IP66K IP67. | Stock | 17.25 | 18
7000-12221-0241500 | Murrelektronik connection cable, M12 axial female to pigtail, 4-pole, PUR/PVC jacket, yellow, 49.2ft/15m cable length, IP65 IP66K IP67. | Stock | 23 | 24
7000-12221-2141000 | Murrelektronik connection cable, M12 axial female to pigtail, 4-pole, PVC jacket, gray, 32.8ft/10m cable length, IP67. | Stock | 17.25 | 18
7000-12221-2141500 | Murrelektronik connection cable, M12 axial female to pigtail, 4-pole, PVC jacket, gray, 49.2ft/15m cable length, IP67. | Stock | 22.5 | 23.5
7000-12241-0250300 | Murrelektronik connection cable, M12 axial female to pigtail, 5-pole, PUR/PVC jacket, yellow, 9.8ft/3m cable length, IP65 IP66K IP67. | Stock | 11.5 | 12
7000-12241-0250500 | Murrelektronik connection cable, M12 axial female to pigtail, 5-pole, PUR/PVC jacket, yellow, 16.4ft/5m cable length, IP65 IP66K IP67. | Stock | 14.75 | 15.5
7000-12241-0251000 | Murrelektronik connection cable, M12 axial female to pigtail, 5-pole, PUR/PVC jacket, yellow, 32.8ft/10m cable length, IP65 IP66K IP67. | Stock | 22 | 23
7000-12241-2150300 | Murrelektronik connection cable, M12 axial female to pigtail, 5-pole, PVC jacket, gray, 9.8ft/3m cable length, IP67. | Stock | 10.5 | 11
7000-12241-2150500 | Murrelektronik connection cable, M12 axial female to pigtail, 5-pole, PVC jacket, gray, 16.4ft/5m cable length, IP67. | Stock | 14.25 | 15
7000-12241-2151000 | Murrelektronik connection cable, M12 axial female to pigtail, 5-pole, PVC jacket, gray, 32.8ft/10m cable length, IP67. | Stock | 20.75 | 21.5
7000-12321-0230500 | Murrelektronik connection cable, M12 right-angle female to pigtail, 3-pole, PUR/PVC jacket, yellow, 16.4ft/5m cable length, IP65 IP66K IP67. | Stock | 9.75 | 10
7000-12321-2130500 | Murrelektronik connection cable, M12 right-angle female to pigtail, 3-pole, PVC jacket, gray, 16.4ft/5m cable length, IP65 IP66K IP67. | Stock | 7.25 | 7.5
7000-12341-0240200 | Murrelektronik connection cable, M12 right-angle female to pigtail, 4-pole, PUR/PVC jacket, yellow, 6.5ft/2m cable length, IP65 IP66K IP67. | Stock | 7.5 | 7.75
7000-12341-0240700 | Murrelektronik connection cable, M12 right-angle female to pigtail, 4-pole, PUR/PVC jacket, yellow, 22.9ft/7m cable length, IP65 IP66K IP67. | Stock | 14.75 | 15.5
7000-12341-0241000 | Murrelektronik connection cable, M12 right-angle female to pigtail, 4-pole, PUR/PVC jacket, yellow, 32.8ft/10m cable length, IP65 IP66K IP67. | Stock | 17.25 | 18
7000-12341-0241500 | Murrelektronik connection cable, M12 right-angle female to pigtail, 4-pole, PUR/PVC jacket, yellow, 49.2ft/15m cable length, IP65 IP66K IP67. | Stock | 23 | 24
7000-12341-2141000 | Murrelektronik connection cable, M12 right-angle female to pigtail, 4-pole, PVC jacket, gray, 32.8ft/10m cable length, IP67. | Stock | 17.25 | 18
7000-12341-2141500 | Murrelektronik connection cable, M12 right-angle female to pigtail, 4-pole, PVC jacket, gray, 49.2ft/15m cable length, IP67. | Stock | 22.5 | 23.5
7000-12361-0250300 | Murrelektronik connection cable, M12 right-angle female to pigtail, 5-pole, PUR/PVC jacket, yellow, 9.8ft/3m cable length, IP65 IP66K IP67. | Stock | 11.5 | 12
7000-12361-0250500 | Murrelektronik connection cable, M12 right-angle female to pigtail, 5-pole, PUR/PVC jacket, yellow, 16.4ft/5m cable length, IP65 IP66K IP67. | Stock | 14.75 | 15.5
7000-12361-0251000 | Murrelektronik connection cable, M12 right-angle female to pigtail, 5-pole, PUR/PVC jacket, yellow, 32.8ft/10m cable length, IP65 IP66K IP67. | Stock | 22 | 23
7000-12361-2150300 | Murrelektronik connection cable, M12 right-angle female to pigtail, 5-pole, PVC jacket, gray, 9.8ft/3m cable length, IP67. | Stock | 10.5 | 11
7000-12361-2150500 | Murrelektronik connection cable, M12 right-angle female to pigtail, 5-pole, PVC jacket, gray, 16.4ft/5m cable length, IP67. | Stock | 14.25 | 15
7000-12361-2151000 | Murrelektronik connection cable, M12 right-angle female to pigtail, 5-pole, PVC jacket, gray, 32.8ft/10m cable length, IP67. | Stock | 20.75 | 21.5
7000-12481-0000000 | Murrelektronik field wireable connector, M12 barrel 4-pin male axial connection, accepts cable diameter size 4-5.1mm, 20 - 24 AWG, insulation displacement (IDC) connection, IP67. | Stock | 9 | 9.25
7000-12491-0000000 | Murrelektronik field wireable connector, M12 barrel 4-pin male axial connection, accepts cable diameter size 2.9-5.1mm, 22 - 26 AWG, insulation displacement (IDC) connection, IP67. | Stock | 10.25 | 10.5
7000-12561-0000000 | Murrelektronik field wireable connector, M12 barrel 4-pin male right-angle connection, accepts cable diameter size 4-5.1mm, 20 - 24 AWG, insulation displacement (IDC) connection, IP67. | Stock | 12.5 | 13
7000-12601-0000000 | Murrelektronik field wireable connector, M12 nut 4-pin female axial connection, accepts cable diameter size 4-5.1mm, 20 - 24 AWG, insulation displacement (IDC) connection, IP67. | Stock | 10.25 | 10.5
7000-12611-0000000 | Murrelektronik field wireable connector, M12 nut 4-pin female axial connection, accepts cable diameter size 2.9-5.1mm, 22 - 26 AWG, insulation displacement (IDC) connection, IP67. | Stock | 11.5 | 12
7000-12681-0000000 | Murrelektronik field wireable connector, M12 nut 4-pin female right-angle connection, accepts cable diameter size 4-5.1mm, 20 - 24 AWG, insulation displacement (IDC) connection, IP67. | Stock | 14 | 14.5
7000-12701-0000000 | Murrelektronik field wireable connector, M12 barrel 4-pin male axial connection, accepts cable diameter size 4-6mm, 18 AWG, screw terminal connection, IP67. | Stock | 8.25 | 8.5
7000-12721-0000000 | Murrelektronik field wireable connector, M12 barrel 5-pin male axial connection, accepts cable diameter size 4-6mm, 18 AWG, screw terminal connection, IP67. | Stock | 10 | 10.5
7000-12741-0000000 | Murrelektronik field wireable connector, M12 barrel 4-pin male axial connection, accepts cable diameter size 6-8mm, 18 AWG, screw terminal connection, IP67. | Stock | 8.25 | 8.5
7000-12761-0000000 | Murrelektronik field wireable connector, M12 barrel 5-pin male axial connection, accepts cable diameter size 6-8mm, 18 AWG, screw terminal connection, IP67. | Stock | 10 | 10.5
7000-12821-0000000 | Murrelektronik field wireable connector, M12 barrel 4-pin male right-angle connection, accepts cable diameter size 4-6mm, 18 AWG, screw terminal connection, IP67. | Stock | 8.25 | 8.5
7000-12901-0000000 | Murrelektronik field wireable connector, M12 nut 4-pin female axial connection, accepts cable diameter size 4-6mm, 18 AWG, screw terminal connection, IP67. | Stock | 8.25 | 8.5
7000-12921-0000000 | Murrelektronik field wireable connector, M12 nut 5-pin female axial connection, accepts cable diameter size 4-6mm, 18 AWG, screw terminal connection, IP67. | Stock | 10 | 10.5
7000-12941-0000000 | Murrelektronik field wireable connector, M12 nut 4-pin female axial connection, accepts cable diameter size 6-8mm, 18 AWG, screw terminal connection, IP67. | Stock | 8.25 | 8.5
7000-12961-0000000 | Murrelektronik field wireable connector, M12 nut 5-pin female axial connection, accepts cable diameter size 6-8mm, 18 AWG, screw terminal connection, IP67. | Stock | 10 | 10.5
7000-12981-0000000 | Murrelektronik field wireable connector, M12 nut 4-pin female right-angle connection, accepts cable diameter size 4-6mm, 18 AWG, screw terminal connection, IP67. | Stock | 8.25 | 8.5
7000-13041-0000000 | Murrelektronik field wireable connector, M12 nut 5-pin female right-angle connection, accepts cable diameter size 6-8mm, 18 AWG, screw terminal connection, IP67. | Stock | 10.25 | 10.5
7000-13201-3310500 | Murrelektronik connection cable, M12 axial female to pigtail, 4-pole, PUR jacket, gray, shielded, 16.4ft/5m cable length, IP67. | Stock | 21.75 | 22.5
7000-13201-3311000 | Murrelektronik connection cable, M12 axial female to pigtail, 4-pole, PUR jacket, gray, shielded, 32.8ft/10m cable length, IP67. | Stock | 33.25 | 34.5
7000-13221-3490500 | Murrelektronik connection cable, M12 axial female to pigtail, 5-pole, PUR jacket, gray, shielded, 16.4ft/5m cable length, IP67. | Stock | 24.75 | 25.5
7000-13221-3491000 | Murrelektronik connection cable, M12 axial female to pigtail, 5-pole, PUR jacket, gray, shielded, 32.8ft/10m cable length, IP67. | Stock | 38.75 | 40.5
7000-13261-3310500 | Murrelektronik connection cable, M12 right-angle female to pigtail, 4-pole, PUR jacket, gray, shielded, 16.4ft/5m cable length, IP67. | Stock | 21.75 | 22.5
7000-13261-3311000 | Murrelektronik connection cable, M12 right-angle female to pigtail, 4-pole, PUR jacket, gray, shielded, 32.8ft/10m cable length, IP67. | Stock | 33.25 | 34.5
7000-13281-3490500 | Murrelektronik connection cable, M12 right-angle female to pigtail, 5-pole, PUR jacket, gray, shielded, 16.4ft/5m cable length, IP67. | Stock | 24.75 | 25.5
7000-13281-3491000 | Murrelektronik connection cable, M12 right-angle female to pigtail, 5-pole, PUR jacket, gray, shielded, 32.8ft/10m cable length, IP67. | Stock | 38.75 | 40.5
7000-13321-0000000 | Murrelektronik field wireable connector, M12 barrel 5-pin male axial connection, accepts cable diameter size 6-8mm, 18 AWG, screw terminal connection, shielded, IP67. | Stock | 20.5 | 21.5
7000-13361-0000000 | Murrelektronik field wireable connector, M12 barrel 5-pin male right-angle connection, accepts cable diameter size 6-8mm, 18 AWG, screw terminal connection, shielded, IP67. | Stock | 26.75 | 28
7000-14521-0000000 | Murrelektronik field wireable Ethernet connector, M12 D-coded 4-pole male axial, accepts cable diameter size 4.5-8.8mm, 26-22 AWG, insulation displacement (IDC) connection, shielded, IP65 IP67. Exceeds Category 5E specifications. | Stock | 29.75 | 31
7000-14581-0000000 | Murrelektronik field wireable Ethernet connector, M12 D-coded 4-pole male 90-degree, accepts cable diameter size 6-8mm, 18 AWG max, screw terminal connection, shielded, IP67. Exceeds Category 5E specifications. | Stock | 24.5 | 25.5
7000-14621-0000000 | Murrelektronik field wireable Ethernet connector, M12 D-coded 4-pole female axial, accepts cable diameter size 4.5-8.8mm, 26-22 AWG, insulation displacement (IDC) connection, shielded, IP65 IP67. Exceeds Category 5E specifications. | Stock | 34 | 35.5
7000-17041-2920300 | Murrelektronik connection cable, M12 axial female to pigtail, 8-pole, PUR jacket, gray, 9.8ft/3m cable length, IP65 IP67. | Stock | 23.5 | 24.5
7000-17041-2920500 | Murrelektronik connection cable, M12 axial female to pigtail, 8-pole, PUR jacket, gray, 16.4ft/5m cable length, IP65 IP67. | Stock | 30.25 | 31.5
7000-17041-2921000 | Murrelektronik connection cable, M12 axial female to pigtail, 8-pole, PUR jacket, gray, 32.8ft/10m cable length, IP65 IP67. | Stock | 45.5 | 47.5
7000-17041-2950300 | Murrelektronik connection cable, M12 axial female to pigtail, 8-pole, PUR jacket, gray, 9.8ft/3m cable length, IP67. | Stock | 24.75 | 25.5
7000-17041-2950500 | Murrelektronik connection cable, M12 axial female to pigtail, 8-pole, PUR jacket, gray, 16.4ft/5m cable length, IP67. | Stock | 30.75 | 32
7000-17041-2951000 | Murrelektronik connection cable, M12 axial female to pigtail, 8-pole, PUR jacket, gray, 32.8ft/10m cable length, IP67. | Stock | 48 | 50
7000-17061-2920300 | Murrelektronik connection cable, M12 right-angle female to pigtail, 8-pole, PUR jacket, gray, 9.8ft/3m cable length, IP65 IP67. | Stock | 23.5 | 24.5
7000-17061-2920500 | Murrelektronik connection cable, M12 right-angle female to pigtail, 8-pole, PUR jacket, gray, 16.4ft/5m cable length, IP65 IP67. | Stock | 30.25 | 31.5
7000-17061-2921000 | Murrelektronik connection cable, M12 right-angle female to pigtail, 8-pole, PUR jacket, gray, 32.8ft/10m cable length, IP65 IP67. | Stock | 45.5 | 47.5
7000-17061-2950300 | Murrelektronik connection cable, M12 right-angle female to pigtail, 8-pole, PUR jacket, gray, 9.8ft/3m cable length, IP67. | Stock | 24.75 | 25.5
7000-17061-2950500 | Murrelektronik connection cable, M12 right-angle female to pigtail, 8-pole, PUR jacket, gray, 16.4ft/5m cable length, IP67. | Stock | 30.75 | 32
7000-17061-2951000 | Murrelektronik connection cable, M12 right-angle female to pigtail, 8-pole, PUR jacket, gray, 32.8ft/10m cable length, IP67. | Stock | 48 | 50
7000-17121-2910500 | Murrelektronik connection cable, M12 axial female to pigtail, 8-pole, PUR jacket, gray, shielded, 16.4ft/5m cable length, IP65 IP67. | Stock | 41.75 | 43.5
7000-17121-2911000 | Murrelektronik connection cable, M12 axial female to pigtail, 8-pole, PUR jacket, gray, shielded, 32.8ft/10m cable length, IP65 IP67. | Stock | 59.5 | 62
7000-17121-2940500 | Murrelektronik connection cable, M12 axial female to pigtail, 8-pole, PUR jacket, gray, shielded, 16.4ft/5m cable length, IP67. | Stock | 41.75 | 43.5
7000-17121-2941000 | Murrelektronik connection cable, M12 axial female to pigtail, 8-pole, PUR jacket, gray, shielded, 32.8ft/10m cable length, IP67. | Stock | 63.5 | 66
7000-17141-2910500 | Murrelektronik connection cable, M12 right-angle female to pigtail, 8-pole, PUR jacket, gray, shielded, 16.4ft/5m cable length, IP65 IP67. | Stock | 41.75 | 43.5
7000-17141-2911000 | Murrelektronik connection cable, M12 right-angle female to pigtail, 8-pole, PUR jacket, gray, shielded, 32.8ft/10m cable length, IP65 IP67. | Stock | 60.5 | 63
7000-17141-2940500 | Murrelektronik connection cable, M12 right-angle female to pigtail, 8-pole, PUR jacket, gray, shielded, 16.4ft/5m cable length, IP67. | Stock | 41.75 | 43.5
7000-17141-2941000 | Murrelektronik connection cable, M12 right-angle female to pigtail, 8-pole, PUR jacket, black, shielded, 32.8ft/10m cable length, IP67. | Stock | 63.5 | 66
7000-17162-9730050 | Murrelektronik bulkhead connector, M12 male receptacle 8-pin to pigtail, 24 AWG, 1.6ft/0.5m cable length, polypropylene conductor insulation material, IP67. Mounting nut(s) included. | Stock | 14.25 | 15
7000-17162-9730100 | Murrelektronik bulkhead connector, M12 male receptacle 8-pin to pigtail, 24 AWG, 3.2ft/1m cable length, polypropylene conductor insulation material, IP67. Mounting nut(s) included. | Stock | 15.75 | 16.5
7000-17162-9820050 | Murrelektronik bulkhead connector, M12 male receptacle 8-pin to pigtail, 24 AWG, 1.6ft/0.5m cable length, polypropylene conductor insulation material, IP67. Mounting nut(s) included. | Stock | 14.25 | 15
7000-17162-9820100 | Murrelektronik bulkhead connector, M12 male receptacle 8-pin to pigtail, 24 AWG, 3.2ft/1m cable length, polypropylene conductor insulation material, IP67. Mounting nut(s) included. | Stock | 15.75 | 16.5
7000-17301-0000000 | Murrelektronik field wireable connector, M12 barrel 8-pin male axial connection, accepts cable diameter size 6-8mm, 20 AWG, screw terminal connection, IP67. | Stock | 22.5 | 23.5
7000-17311-0000000 | Murrelektronik field wireable connector, M12 barrel 8-pin male right-angle connection, accepts cable diameter size 6-8mm, 20 AWG, screw terminal connection, IP67. | Stock | 22.5 | 23.5
7000-17321-0000000 | Murrelektronik field wireable connector, M12 nut 8-pin female axial connection, accepts cable diameter size 6-8mm, 20 AWG, screw terminal connection, IP67. | Stock | 22.5 | 23.5
7000-17331-0000000 | Murrelektronik field wireable connector, M12 nut 8-pin female right-angle connection, accepts cable diameter size 6-8mm, 20 AWG, screw terminal connection, IP67. | Stock | 22.5 | 23.5
7000-17341-0000000 | Murrelektronik field wireable connector, M12 barrel 8-pin male axial connection, accepts cable diameter size 6-8mm, 20 AWG, screw terminal connection, shielded, IP67. | Stock | 26.75 | 28
7000-18111-6270300 | Murrelektronik valve actuator cable, 18mm DIN style Form A molded connector to 4-wire pigtail, 230 VAC/VDC, 18 AWG, polyurethane jacket, IP67, 9.8ft/3m cable length. | Stock | 14.75 | 15.5
7000-18111-6270500 | Murrelektronik valve actuator cable, 18mm DIN style Form A molded connector to 4-wire pigtail, 230 VAC/VDC, 18 AWG, polyurethane jacket, IP67, 16.4ft/5m cable length. | Stock | 20 | 21
7000-19041-7050300 | Murrelektronik connection cable, M12 axial female to pigtail, 12-pole, PUR jacket, black, 9.8ft/3m cable length, IP67. | Stock | 39.25 | 41
7000-19041-7050500 | Murrelektronik connection cable, M12 axial female to pigtail, 12-pole, PUR jacket, black, 16.4ft/5m cable length, IP67. | Stock | 47 | 49
7000-19041-7051000 | Murrelektronik connection cable, M12 axial female to pigtail, 12-pole, PUR jacket, black, 32.8ft/10m cable length, IP67. | Stock | 69.5 | 72
7000-19061-7050300 | Murrelektronik connection cable, M12 right-angle female to pigtail, 12-pole, PUR jacket, black, 9.8ft/3m cable length, IP67. | Stock | 39.25 | 41
7000-19061-7050500 | Murrelektronik connection cable, M12 right-angle female to pigtail, 12-pole, PUR jacket, black, 16.4ft/5m cable length, IP67. | Stock | 47 | 49
7000-19061-7051000 | Murrelektronik connection cable, M12 right-angle female to pigtail, 12-pole, PUR jacket, black, 32.8ft/10m cable length, IP67. | Stock | 69.5 | 72
7000-19162-9790050 | Murrelektronik bulkhead connector, M12 male receptacle 12-pin to pigtail, 26 AWG, 1.6ft/0.5m cable length, polypropylene conductor insulation material, IP67. Mounting nut(s) included. | Stock | 21.75 | 22.5
7000-19162-9790100 | Murrelektronik bulkhead connector, M12 male receptacle 12-pin to pigtail, 26 AWG, 3.2ft/1m cable length, polypropylene conductor insulation material, IP67. Mounting nut(s) included. | Stock | 22.75 | 23.5
7000-40021-0240100 | Murrelektronik connection cable, M12 axial male to M12 axial female, 4-pole, PUR/PVC jacket, yellow, 3.2ft/1m cable length, IP65 IP66K IP67. | Stock | 8.25 | 8.5
7000-40021-0240300 | Murrelektronik connection cable, M12 axial male to M12 axial female, 4-pole, PUR/PVC jacket, yellow, 9.8ft/3m cable length, IP65 IP66K IP67. | Stock | 10.5 | 11
7000-40041-0250100 | Murrelektronik connection cable, M12 axial male to M12 axial female, 5-pole, PUR/PVC jacket, yellow, 3.2ft/1m cable length, IP65 IP66K IP67. | Stock | 13 | 13.5
7000-40041-0250300 | Murrelektronik connection cable, M12 axial male to M12 axial female, 5-pole, PUR/PVC jacket, yellow, 9.8ft/3m cable length, IP65 IP66K IP67. | Stock | 16.75 | 17.5
7000-40041-2150100 | Murrelektronik connection cable, M12 axial female to axial male, 5-pole, PVC jacket, gray, 3.2ft/1m cable length, IP67. | Stock | 14 | 14.5
7000-40041-2150300 | Murrelektronik connection cable, M12 axial female to axial male, 5-pole, PVC jacket, gray, 9.8ft/3m cable length, IP67. | Stock | 17.25 | 18
7000-40261-0240100 | Murrelektronik connection cable, M12 right-angle male to M12 right-angle female, 4-pole, PUR/PVC jacket, yellow, 3.2ft/1m cable length, IP65 IP66K IP67. | Stock | 10.25 | 10.5
7000-40261-0240300 | Murrelektronik connection cable, M12 right-angle male to M12 right-angle female, 4-pole, PUR/PVC jacket, yellow, 9.8ft/3m cable length, IP65 IP66K IP67. | Stock | 12.5 | 13
7000-41121-0000000 | Murrelektronik T-coupler, 5-pole male M12 barrel to (2) 4-pole female M12 nuts, N.O. distribution. | Stock | 15.25 | 16
7000-41141-0000000 | Murrelektronik T-coupler, 5-pole male M12 barrel to (2) 5-pole female M12 nuts, parallel distribution. | Stock | 15.25 | 16
7000-41181-0000000 | Murrelektronik T-coupler, 5-pole male M12 barrel to (2) 5-pole female M12 nuts, N.O./N.C. distribution. | Stock | 15.25 | 16
7000-41201-0000000 | Murrelektronik T-coupler, 4-pole male M12 barrel to (2) 3-pole female M8 nuts, N.O. distribution. | Stock | 15.25 | 16
7000-42111-0000000 | Murrelektronik bulkhead connector, M12 barrel 5-pin male to M12 nut 5-pin female. Mounting nut(s) included. | Stock | 17.25 | 18
7000-44671-0000000 | Murrelektronik field wireable Ethernet connector, M12 D-coded female 4-pole to RJ45 female Ethernet axial, M12-IP68, RJ45-IP20. Mounting nut(s) included. Exceeds Category 5E specifications. | Stock | 24.5 | 25.5
7000-44681-0000000 | Murrelektronik field wireable Ethernet connector, M12 D-coded female 4-pole to RJ45 female Ethernet 90-degree, M12-IP68, RJ45-IP20. Mounting nut(s) included. Exceeds Category 5E specifications. | Stock | 25 | 26
7000-48111-0000000 | Murrelektronik bulkhead connector, M12 barrel 8-pin male to M12 nut 8-pin female. Mounting nut(s) included. | Stock | 22.5 | 23.5
7000-74001-0000000 | Murrelektronik field wireable connector, RJ45 4-pole Ethernet male axial, accepts cable diameter size 4.5-9mm, 26-22 AWG, insulation displacement (IDC) connection, shielded, IP20. Exceeds Category 5E specifications. | Stock | 17 | 17.5
7000-74011-0000000 | Murrelektronik field wireable connector, RJ45 8-pole Ethernet male axial, accepts cable diameter size 4.5-9mm, 26-22 AWG, insulation displacement (IDC) connection, shielded, IP20. Exceeds Category 6A specifications. | Stock | 19 | 20
7000-74021-0000000 | Murrelektronik field wireable connector, RJ45 4-pole Ethernet male 45-degree, accepts cable diameter size 4.5-8mm, 26-22 AWG, insulation displacement (IDC) connection, shielded, IP20. Exceeds Category 5E specifications. | Stock | 18.5 | 19
7000-74031-0000000 | Murrelektronik field wireable connector, RJ45 8-pole Ethernet male 45-degree, accepts cable diameter size 4.5-8mm, 26-22 AWG, insulation displacement (IDC) connection, shielded, IP20. Exceeds Category 6A specifications. | Stock | 20.75 | 21.5
7000-74075-0000000 | Murrelektronik field wireable connector, 8-pin RJ45 axial male heavy duty, accepts cable diameter size 5-9mm, 24-26 AWG, insulation displacement (IDC) connection, shielded, IP20. Use with Cat5 & Cat5e cable, transfer rate up to 1 Gbit/s. | Stock | 22
7000-74085-0000000 | Murrelektronik field wireable connector, 8-pin RJ45 90 degree male heavy duty, accepts cable diameter size 5-9mm, 24-26 AWG, insulation displacement (IDC) connection, shielded, IP20. Use with Cat5 & Cat5e cable, transfer rate up to 1 Gbit/s. | Stock | 24
7000-88001-0200100 | Murrelektronik connection cable, M8 axial male to M8 axial female, 3-pole, PUR/PVC jacket, yellow, 3.2ft/1m cable length, IP65 IP66K IP67. | Stock | 8.75 | 9
7000-88001-0200300 | Murrelektronik connection cable, M8 axial male to M8 axial female, 3-pole, PUR/PVC jacket, yellow, 9.8ft/3m cable length, IP65 IP66K IP67. | Stock | 10.25 | 10.5
7000-88081-0200100 | Murrelektronik connection cable, M8 right-angle male to M8 right-angle female, 3-pole, PUR/PVC jacket, yellow, 3.2ft/1m cable length, IP65 IP66K IP67. | Stock | 8.25 | 8.5
7000-88081-0200300 | Murrelektronik connection cable, M8 right-angle male to M8 right-angle female, 3-pole, PUR/PVC jacket, yellow, 9.8ft/3m cable length, IP65 IP66K IP67. | Stock | 10.25 | 10.5
7000-94141-6270300 | Murrelektronik valve actuator cable, 9.4mm DIN style Form CI molded connector to 4-wire pigtail, 230 VAC/VDC, 18 AWG, polyurethane jacket, IP67, 9.8ft/3m cable length. | Stock | 14.75 | 15.5
7000-94141-6270500 | Murrelektronik valve actuator cable, 9.4mm DIN style Form CI molded connector to 4-wire pigtail, 230 VAC/VDC, 18 AWG, polyurethane jacket, IP67, 16.4ft/5m cable length. | Stock | 20 | 21
7000-P4541-P040200 | Murrelektronik adapter cable, M12 axial female L-coded to 7/8in axial male, 5-pole, 63 VDC, 12A, 16 AWG, PUR jacket, black, 6.5ft/2m cable length, IP67. | Stock | 66
7000-P4591-0000000 | Murrelektronik field wireable connector, 5-pin M12 axial male L-coded, accepts cable diameter size 8-13mm, 14 AWG, screw terminal connection, IP67. | Stock | 26
7000-P4611-0000000 | Murrelektronik field wireable connector, 5-pin M12 axial female L-coded, accepts cable diameter size 8-13mm, 14 AWG, screw terminal connection, IP67. | Stock | 26
7000-P4901-0000000 | Murrelektronik T-coupler, 5-pin M12 axial male L-coded to (2) 5-pin M12 axial female L-coded, parallel distribution. | Stock | 100
70169-D | Relay socket, 8-pin, 35mm DIN rail or panel mount. For use with ProSense octal relays. | Stock | 4.25 | 4.5
70170-D | Relay socket, 11-pin, 35mm DIN rail or panel mount. For use with ProSense octal relays. | Stock | 5.5
70204ANA | Bryant 90 degree angle adapter, nylon molded, black. For use with 20A and 30A locking plugs and connectors. | Stock | 21.5 | 23.5
7024-12181-3150500 | Murrelektronik connection cable, M12 axial female to pigtail, 3-pole, styrene-butadiene thermoplastic (TPE-S) jacket, ice blue, 16.4ft/5m cable length, IP65, IP68 and IP69K, suitable for food and beverage applications, FDA compliant. | Stock | 16.5 | 17
7024-12221-3210200 | Murrelektronik connection cable, M12 axial female to pigtail, 4-pole, styrene-butadiene thermoplastic (TPE-S) jacket, ice blue, 6.5ft/2m cable length, IP65, IP68 and IP69K, suitable for food and beverage applications, FDA compliant. | Stock | 13.25 | 14
7024-12221-3210300 | Murrelektronik connection cable, M12 axial female to pigtail, 4-pole, styrene-butadiene thermoplastic (TPE-S) jacket, ice blue, 9.8ft/3m cable length, IP65, IP68 and IP69K, suitable for food and beverage applications, FDA compliant. | Stock | 15.25 | 16
7024-12221-3210500 | Murrelektronik connection cable, M12 axial female to pigtail, 4-pole, styrene-butadiene thermoplastic (TPE-S) jacket, ice blue, 16.4ft/5m cable length, IP65, IP68 and IP69K, suitable for food and beverage applications, FDA compliant. | Stock | 17.5 | 18
7024-12221-3210700 | Murrelektronik connection cable, M12 axial female to pigtail, 4-pole, styrene-butadiene thermoplastic (TPE-S) jacket, ice blue, 22.9ft/7m cable length, IP65, IP68 and IP69K, suitable for food and beverage applications, FDA compliant. | Stock | 20.75 | 21.5
7024-12221-3211000 | Murrelektronik connection cable, M12 axial female to pigtail, 4-pole, styrene-butadiene thermoplastic (TPE-S) jacket, ice blue, 32.8ft/10m cable length, IP65, IP68 and IP69K, suitable for food and beverage applications, FDA compliant. | Stock | 24.75 | 25.5
7024-12221-3211500 | Murrelektronik connection cable, M12 axial female to pigtail, 4-pole, styrene-butadiene thermoplastic (TPE-S) jacket, ice blue, 49.2ft/15m cable length, IP65, IP68 and IP69K, suitable for food and beverage applications, FDA compliant. | Stock | 31.25 | 32.5
7024-12221-3212000 | Murrelektronik connection cable, M12 axial female to pigtail, 4-pole, styrene-butadiene thermoplastic (TPE-S) jacket, ice blue, 65.6ft/20m cable length, IP65, IP68 and IP69K, suitable for food and beverage applications, FDA compliant. | Stock | 39.25 | 41
7024-12221-3212500 | Murrelektronik connection cable, M12 axial female to pigtail, 4-pole, styrene-butadiene thermoplastic (TPE-S) jacket, ice blue, 82ft/25m cable length, IP65, IP68 and IP69K, suitable for food and beverage applications, FDA compliant. | Stock | 46.5 | 48.5
7024-12241-3390200 | Murrelektronik connection cable, M12 axial female to pigtail, 5-pole, styrene-butadiene thermoplastic (TPE-S) jacket, ice blue, 6.5ft/2m cable length, IP65, IP68 and IP69K, suitable for food and beverage applications, FDA compliant. | Stock | 17.25 | 18
7024-12241-3390300 | Murrelektronik connection cable, M12 axial female to pigtail, 5-pole, styrene-butadiene thermoplastic (TPE-S) jacket, ice blue, 9.8ft/3m cable length, IP65, IP68 and IP69K, suitable for food and beverage applications, FDA compliant. | Stock | 18.25 | 19
7024-12241-3390500 | Murrelektronik connection cable, M12 axial female to pigtail, 5-pole, styrene-butadiene thermoplastic (TPE-S) jacket, ice blue, 16.4ft/5m cable length, IP65, IP68 and IP69K, suitable for food and beverage applications, FDA compliant. | Stock | 20.5 | 21.5
7024-12241-3390700 | Murrelektronik connection cable, M12 axial female to pigtail, 5-pole, styrene-butadiene thermoplastic (TPE-S) jacket, ice blue, 22.9ft/7m cable length, IP65, IP68 and IP69K, suitable for food and beverage applications, FDA compliant. | Stock | 24.75 | 25.5
7024-12241-3391000 | Murrelektronik connection cable, M12 axial female to pigtail, 5-pole, styrene-butadiene thermoplastic (TPE-S) jacket, ice blue, 32.8ft/10m cable length, IP65, IP68 and IP69K, suitable for food and beverage applications, FDA compliant. | Stock | 29 | 30
7024-12241-3391500 | Murrelektronik connection cable, M12 axial female to pigtail, 5-pole, styrene-butadiene thermoplastic (TPE-S) jacket, ice blue, 49.2ft/15m cable length, IP65, IP68 and IP69K, suitable for food and beverage applications, FDA compliant. | Stock | 38 | 39.5
7024-12241-3392000 | Murrelektronik connection cable, M12 axial female to pigtail, 5-pole, styrene-butadiene thermoplastic (TPE-S) jacket, ice blue, 65.6ft/20m cable length, IP65, IP68 and IP69K, suitable for food and beverage applications, FDA compliant. | Stock | 45.5 | 47.5
7024-12241-3392500 | Murrelektronik connection cable, M12 axial female to pigtail, 5-pole, styrene-butadiene thermoplastic (TPE-S) jacket, ice blue, 82ft/25m cable length, IP65, IP68 and IP69K, suitable for food and beverage applications, FDA compliant. | Stock | 53 | 55
7024-12321-3150500 | Murrelektronik connection cable, M12 right-angle female to pigtail, 3-pole, styrene-butadiene thermoplastic (TPE-S) jacket, ice blue, 16.4ft/5m cable length, IP65, IP68 and IP69K, suitable for food and beverage applications, FDA compliant. | Stock | 16.5 | 17
7024-12341-3210200 | Murrelektronik connection cable, M12 right-angle female to pigtail, 4-pole, styrene-butadiene thermoplastic (TPE-S) jacket, ice blue, 6.5ft/2m cable length, IP65, IP68 and IP69K, suitable for food and beverage applications, FDA compliant. | Stock | 13.25 | 14
7024-12341-3210300 | Murrelektronik connection cable, M12 right-angle female to pigtail, 4-pole, styrene-butadiene thermoplastic (TPE-S) jacket, ice blue, 9.8ft/3m cable length, IP65, IP68 and IP69K, suitable for food and beverage applications, FDA compliant. | Stock | 15.25 | 16
7024-12341-3210500 | Murrelektronik connection cable, M12 right-angle female to pigtail, 4-pole, styrene-butadiene thermoplastic (TPE-S) jacket, ice blue, 16.4ft/5m cable length, IP65, IP68 and IP69K, suitable for food and beverage applications, FDA compliant. | Stock | 17.5 | 18
7024-12341-3210700 | Murrelektronik connection cable, M12 right-angle female to pigtail, 4-pole, styrene-butadiene thermoplastic (TPE-S) jacket, ice blue, 22.9ft/7m cable length, IP65, IP68 and IP69K, suitable for food and beverage applications, FDA compliant. | Stock | 20.75 | 21.5
7024-12341-3211000 | Murrelektronik connection cable, M12 right-angle female to pigtail, 4-pole, styrene-butadiene thermoplastic (TPE-S) jacket, ice blue, 32.8ft/10m cable length, IP65, IP68 and IP69K, suitable for food and beverage applications, FDA compliant. | Stock | 24.75 | 25.5
7024-12341-3211500 | Murrelektronik connection cable, M12 right-angle female to pigtail, 4-pole, styrene-butadiene thermoplastic (TPE-S) jacket, ice blue, 49.2ft/15m cable length, IP65, IP68 and IP69K, suitable for food and beverage applications, FDA compliant. | Stock | 31.25 | 32.5
7024-12341-3212000 | Murrelektronik connection cable, M12 right-angle female to pigtail, 4-pole, styrene-butadiene thermoplastic (TPE-S) jacket, ice blue, 65.6ft/20m cable length, IP65, IP68 and IP69K, suitable for food and beverage applications, FDA compliant. | Stock | 39.25 | 41
7024-12341-3212500 | Murrelektronik connection cable, M12 right-angle female to pigtail, 4-pole, styrene-butadiene thermoplastic (TPE-S) jacket, ice blue, 82ft/25m cable length, IP65, IP68 and IP69K, suitable for food and beverage applications, FDA compliant. | Stock | 46.5 | 48.5
7024-12361-3390200 | Murrelektronik connection cable, M12 right-angle female to pigtail, 5-pole, styrene-butadiene thermoplastic (TPE-S) jacket, ice blue, 6.5ft/2m cable length, IP65, IP68 and IP69K, suitable for food and beverage applications, FDA compliant. | Stock | 17.25 | 18
7024-12361-3390300 | Murrelektronik connection cable, M12 right-angle female to pigtail, 5-pole, styrene-butadiene thermoplastic (TPE-S) jacket, ice blue, 9.8ft/3m cable length, IP65, IP68 and IP69K, suitable for food and beverage applications, FDA compliant. | Stock | 18.25 | 19
7024-12361-3390500 | Murrelektronik connection cable, M12 right-angle female to pigtail, 5-pole, styrene-butadiene thermoplastic (TPE-S) jacket, ice blue, 16.4ft/5m cable length, IP65, IP68 and IP69K, suitable for food and beverage applications, FDA compliant. | Stock | 20.5 | 21.5
7024-12361-3390700 | Murrelektronik connection cable, M12 right-angle female to pigtail, 5-pole, styrene-butadiene thermoplastic (TPE-S) jacket, ice blue, 22.9ft/7m cable length, IP65, IP68 and IP69K, suitable for food and beverage applications, FDA compliant. | Stock | 24.75 | 25.5
7024-12361-3391000 | Murrelektronik connection cable, M12 right-angle female to pigtail, 5-pole, styrene-butadiene thermoplastic (TPE-S) jacket, ice blue, 32.8ft/10m cable length, IP65, IP68 and IP69K, suitable for food and beverage applications, FDA compliant. | Stock | 29 | 30
7024-12361-3391500 | Murrelektronik connection cable, M12 right-angle female to pigtail, 5-pole, styrene-butadiene thermoplastic (TPE-S) jacket, ice blue, 49.2ft/15m cable length, IP65, IP68 and IP69K, suitable for food and beverage applications, FDA compliant. | Stock | 38 | 39.5
7024-12361-3392000 | Murrelektronik connection cable, M12 right-angle female to pigtail, 5-pole, styrene-butadiene thermoplastic (TPE-S) jacket, ice blue, 65.6ft/20m cable length, IP65, IP68 and IP69K, suitable for food and beverage applications, FDA compliant. | Stock | 45.5 | 47.5
7024-12361-3392500 | Murrelektronik connection cable, M12 right-angle female to pigtail, 5-pole, styrene-butadiene thermoplastic (TPE-S) jacket, ice blue, 82ft/25m cable length, IP65, IP68 and IP69K, suitable for food and beverage applications, FDA compliant. | Stock | 53 | 55
7024-40021-3210100 | Murrelektronik connection cable, M12 axial male to M12 axial female, 4-pole, styrene-butadiene thermoplastic (TPE-S) jacket, ice blue, 3.2ft/1m cable length, IP65, IP68 and IP69K, suitable for food and beverage applications, FDA compliant. | Stock | 19.5 | 20.5
7024-40021-3210300 | Murrelektronik connection cable, M12 axial male to M12 axial female, 4-pole, styrene-butadiene thermoplastic (TPE-S) jacket, ice blue, 9.8ft/3m cable length, IP65, IP68 and IP69K, suitable for food and beverage applications, FDA compliant. | Stock | 22.5 | 23.5
7024-40021-3210500 | Murrelektronik connection cable, M12 axial male to M12 axial female, 4-pole, styrene-butadiene thermoplastic (TPE-S) jacket, ice blue, 16.4ft/5m cable length, IP65, IP68 and IP69K, suitable for food and beverage applications, FDA compliant. | Stock | 25.5 | 26.5
7024-40041-3390100 | Murrelektronik connection cable, M12 axial male to M12 axial female, 5-pole, styrene-butadiene thermoplastic (TPE-S) jacket, ice blue, 3.2ft/1m cable length, IP65, IP68 and IP69K, suitable for food and beverage applications, FDA compliant. | Stock | 22.5 | 23.5
7024-40041-3390300 | Murrelektronik connection cable, M12 axial male to M12 axial female, 5-pole, styrene-butadiene thermoplastic (TPE-S) jacket, ice blue, 9.8ft/3m cable length, IP65, IP68 and IP69K, suitable for food and beverage applications, FDA compliant. | Stock | 25.5 | 26.5
7024-40041-3390500 | Murrelektronik connection cable, M12 axial male to M12 axial female, 5-pole, styrene-butadiene thermoplastic (TPE-S) jacket, ice blue, 16.4ft/5m cable length, IP65, IP68 and IP69K, suitable for food and beverage applications, FDA compliant. | Stock | 27.75 | 29
7024-40261-3210100 | Murrelektronik connection cable, M12 right-angle male to M12 right-angle female, 4-pole, styrene-butadiene thermoplastic (TPE-S) jacket, ice blue, 3.2ft/1m cable length, IP65, IP68 and IP69K, suitable for food and beverage applications, FDA compliant. | Stock | 21.5 | 22.5
7024-40261-3210300 | Murrelektronik connection cable, M12 right-angle male to M12 right-angle female, 4-pole, styrene-butadiene thermoplastic (TPE-S) jacket, ice blue, 9.8ft/3m cable length, IP65, IP68 and IP69K, suitable for food and beverage applications, FDA compliant. | Stock | 24.5 | 25.5
7024-40261-3210500 | Murrelektronik connection cable, M12 right-angle male to M12 right-angle female, 4-pole, styrene-butadiene thermoplastic (TPE-S) jacket, ice blue, 16.4ft/5m cable length, IP65, IP68 and IP69K, suitable for food and beverage applications, FDA compliant. | Stock | 27.75 | 29
70520FR | Bryant single locking blade receptacle, 20A, 125 VAC, 1-phase, 2-pole, 3-wire, NEMA L5-20, nylon molded housing, black. | Stock | 16.5 | 18
70520NC | Bryant locking connector, 20A, 125 VAC, 1-phase, 2-pole, 3-wire, NEMA L5-20, accepts cord size 0.3-0.95in, nylon housing, black and white. | Stock | 19.5 | 21.5
70520NP | Bryant locking plug, 20A, 125 VAC, 1-phase, 2-pole, 3-wire, NEMA L5-20, accepts cord size 0.3-0.95in, nylon housing, black and white. | Stock | 12 | 13
70530FR | Bryant single locking blade receptacle, 30A, 125 VAC, 1-phase, 2-pole, 3-wire, NEMA L5-30, nylon molded housing, black. | Stock | 22 | 24
70530NC | Bryant locking connector, 30A, 125 VAC, 1-phase, 2-pole, 3-wire, NEMA L5-30, accepts cord size 0.3-0.95in, nylon housing, black and white. | Stock | 37.25 | 41
70530NP | Bryant locking plug, 30A, 125 VAC, 1-phase, 2-pole, 3-wire, NEMA L5-30, accepts cord size 0.3-0.95in, nylon housing, black and white. | Stock | 19.5 | 21.5
70615FR | Bryant single locking blade receptacle, 15A, 250 VAC, 1-phase, 2-pole, 3-wire, NEMA L6-15, nylon molded housing, black. | Stock | 14.75 | 16
70615NC | Bryant locking connector, 15A, 250 VAC, 1-phase, 2-pole, 3-wire, NEMA L6-15, accepts cord size 0.3-0.65in, nylon housing, black and white. | Stock | 18.25 | 20
70615NP | Bryant locking plug, 15A, 250 VAC, 1-phase, 2-pole, 3-wire, NEMA L6-15, accepts cord size 0.3-0.65in, nylon housing, black and white. | Stock | 10.5 | 11.5
70620FR | Bryant single locking blade receptacle, 20A, 250 VAC, 1-phase, 2-pole, 3-wire, NEMA L6-20, nylon molded housing, black. | Stock | 16.5 | 18
70620NC | Bryant locking connector, 20A, 250 VAC, 1-phase, 2-pole, 3-wire, NEMA L6-20, accepts cord size 0.3-0.95in, nylon housing, black and white. | Stock | 19.5 | 21.5
70620NP | Bryant locking plug, 20A, 250 VAC, 1-phase, 2-pole, 3-wire, NEMA L6-20, accepts cord size 0.3-0.95in, nylon housing, black and white. | Stock | 12 | 13
70630FR | Bryant single locking blade receptacle, 30A, 250 VAC, 1-phase, 2-pole, 3-wire, NEMA L6-30, nylon molded housing, black. | Stock | 23.75 | 26
70630NC | Bryant locking connector, 30A, 250 VAC, 1-phase, 2-pole, 3-wire, NEMA L6-30, accepts cord size 0.3-0.95in, nylon housing, black and white. | Stock | 39.75 | 43.5
70630NP | Bryant locking plug, 30A, 250 VAC, 1-phase, 2-pole, 3-wire, NEMA L6-30, accepts cord size 0.3-0.95in, nylon housing, black and white. | Stock | 19.5 | 21.5
70720FR | Bryant single locking blade receptacle, 20A, 277 VAC, 1-phase, 2-pole, 3-wire, NEMA L7-20, nylon molded housing, black. | Stock | 17 | 18.5
70720NC | Bryant locking connector, 20A, 277 VAC, 1-phase, 2-pole, 3-wire, NEMA L7-20, accepts cord size 0.3-0.95in, nylon housing, black and white. | Stock | 19.5 | 21.5
70720NP | Bryant locking plug, 20A, 277 VAC, 1-phase, 2-pole, 3-wire, NEMA L7-20, accepts cord size 0.3-0.95in, nylon housing, black and white. | Stock | 12 | 13
70730FR | Bryant single locking blade receptacle, 30A, 277 VAC, 1-phase, 2-pole, 3-wire, NEMA L7-30, nylon molded housing, black. | Stock | 23.75 | 26
70730NC | Bryant locking connector, 30A, 277 VAC, 1-phase, 2-pole, 3-wire, NEMA L7-30, accepts cord size 0.3-0.95in, nylon housing, black and white. | Stock | 38 | 42
70730NP | Bryant locking plug, 30A, 277 VAC, 1-phase, 2-pole, 3-wire, NEMA L7-30, accepts cord size 0.3-0.95in, nylon housing, black and white. | Stock | 19.5 | 21.5
70820FR | Bryant single locking blade receptacle, 20A, 480 VAC, 1-phase, 2-pole, 3-wire, NEMA L8-20, nylon molded housing, black. | Stock | 17.75 | 19.5
70820NC | Bryant locking connector, 20A, 480 VAC, 1-phase, 2-pole, 3-wire, NEMA L8-20, accepts cord size 0.3-0.95in, nylon housing, black and white. | Stock | 20.75 | 23
70820NP | Bryant locking plug, 20A, 480 VAC, 1-phase, 2-pole, 3-wire, NEMA L8-20, accepts cord size 0.3-0.95in, nylon housing, black and white. | Stock | 13.5 | 15
70830FR | Bryant single locking blade receptacle, 30A, 480 VAC, 1-phase, 2-pole, 3-wire, NEMA L8-30, nylon molded housing, black. | Stock | 24.5 | 27
70830NC | Bryant locking connector, 30A, 480 VAC, 1-phase, 2-pole, 3-wire, NEMA L8-30, accepts cord size 0.3-0.95in, nylon housing, black and white. | Stock | 38.5 | 42.5
70830NP | Bryant locking plug, 30A, 480 VAC, 1-phase, 2-pole, 3-wire, NEMA L8-30, accepts cord size 0.3-0.95in, nylon housing, black and white. | Stock | 20.25 | 22.5
70920FR | Bryant single locking blade receptacle, 20A, 600 VAC, 1-phase, 2-pole, 3-wire, NEMA L9-20, nylon molded housing, black. | Stock | 21.5 | 23.5
70920NC | Bryant locking connector, 20A, 600 VAC, 1-phase, 2-pole, 3-wire, NEMA L9-20, accepts cord size 0.3-0.95in, nylon housing, black and white. | Stock | 20.75 | 23
70920NP | Bryant locking plug, 20A, 600 VAC, 1-phase, 2-pole, 3-wire, NEMA L9-20, accepts cord size 0.3-0.95in, nylon housing, black and white. | Stock | 13.5 | 15
70930FR | Bryant single locking blade receptacle, 30A, 600 VAC, 1-phase, 2-pole, 3-wire, NEMA L9-30, nylon molded housing, black. | Stock | 24.5 | 27
70930NC | Bryant locking connector, 30A, 600 VAC, 1-phase, 2-pole, 3-wire, NEMA L9-30, accepts cord size 0.3-0.95in, nylon housing, black and white. | Stock | 38.5 | 42.5
70930NP | Bryant locking plug, 30A, 600 VAC, 1-phase, 2-pole, 3-wire, NEMA L9-30, accepts cord size 0.3-0.95in, nylon housing, black and white. | Stock | 19.5 | 21.5
70MXL025NG | SureMotion timing belt, 0.08in MXL pitch, 1/4in wide, 70 tooth, 5.6in pitch length (circumference), neoprene, fiberglass reinforced. Package of 3. | Stock | 7.75 | 8.5
70MXL025PP | SureMotion timing belt, 0.08in MXL pitch, 1/4in wide, 70 tooth, 5.6in pitch length (circumference), polyurethane, polyester reinforced. Package of 3. | Stock | 10.5 | 11.5
70XL037NG | SureMotion timing belt, 1/5in XL pitch, 3/8in wide, 35 tooth, 7in pitch length (circumference), neoprene, fiberglass reinforced. | Stock | 3 | 3.25
7111 | Trumeter electrical counter, 9mm 8-digit LCD, discrete input, remote, manual or disabled reset, rectangular flush mount with clip, screw terminals. | Stock | 32
7111HV | Trumeter electrical counter, 9mm 8-digit LCD, 5-110 VDC or 10-240 VAC input, remote, manual or disabled reset, rectangular flush mount with clip, screw terminals. | Stock | 37.5
71420FR | Bryant single locking blade receptacle, 20A, 125/250 VAC, 1-phase, 3-pole, 4-wire, NEMA L14-20, nylon molded housing, black. | Stock | 22 | 24
71420NC | Bryant locking connector, 20A, 125/250 VAC, 1-phase, 3-pole, 4-wire, NEMA L14-20, accepts cord size 0.46-1.15in, nylon housing, black and white. | Stock | 26.25 | 29
71420NP | Bryant locking plug, 20A, 125/250 VAC, 1-phase, 3-pole, 4-wire, NEMA L14-20, accepts cord size 0.46-1.15in, nylon housing, black and white. | Stock | 19 | 21
71430FR | Bryant single locking blade receptacle, 30A, 125/250 VAC, 1-phase, 3-pole, 4-wire, NEMA L14-30, nylon molded housing, black. | Stock | 34.25 | 37.5
71430NC | Bryant locking connector, 30A, 125/250 VAC, 1-phase, 3-pole, 4-wire, NEMA L14-30, accepts cord size 0.46-1.15in, nylon housing, black and white. | Stock | 53 | 58
71430NP | Bryant locking plug, 30A, 125/250 VAC, 1-phase, 3-pole, 4-wire, NEMA L14-30, accepts cord size 0.46-1.15in, nylon housing, black and white. | Stock | 25 | 27.5
71520FR | Bryant single locking blade receptacle, 20A, 250 VAC, 3-phase, 3-pole, 4-wire, NEMA L15-20, nylon molded housing, black. | Stock | 22 | 24
71520NC | Bryant locking connector, 20A, 250 VAC, 3-phase, 3-pole, 4-wire, NEMA L15-20, accepts cord size 0.46-1.15in, nylon housing, black and white. | Stock | 26.25 | 29
71520NP | Bryant locking plug, 20A, 250 VAC, 3-phase, 3-pole, 4-wire, NEMA L15-20, accepts cord size 0.46-1.15in, nylon housing, black and white. | Stock | 20.25 | 22.5
71530FR | Bryant single locking blade receptacle, 30A, 250 VAC, 3-phase, 3-pole, 4-wire, NEMA L15-30, nylon molded housing, black. | Stock | 34.75 | 38
71530NC | Bryant locking connector, 30A, 250 VAC, 3-phase, 3-pole, 4-wire, NEMA L15-30, accepts cord size 0.46-1.15in, nylon housing, black and white. | Stock | 53 | 58
71530NP | Bryant locking plug, 30A, 250 VAC, 3-phase, 3-pole, 4-wire, NEMA L15-30, accepts cord size 0.46-1.15in, nylon housing, black and white. | Stock | 25 | 27.5
71620FR | Bryant single locking blade receptacle, 20A, 480 VAC, 3-phase, 3-pole, 4-wire, NEMA L16-20, nylon molded housing, black. | Stock | 22 | 24
71620NC | Bryant locking connector, 20A, 480 VAC, 3-phase, 3-pole, 4-wire, NEMA L16-20, accepts cord size 0.46-1.15in, nylon housing, black and white. | Stock | 27 | 29.5
71620NP | Bryant locking plug, 20A, 480 VAC, 3-phase, 3-pole, 4-wire, NEMA L16-20, accepts cord size 0.46-1.15in, nylon housing, black and white. | Stock | 20.25 | 22.5
71630FR | Bryant single locking blade receptacle, 30A, 480 VAC, 3-phase, 3-pole, 4-wire, NEMA L16-30, nylon molded housing, black. | Stock | 34.75 | 38
71630NC | Bryant locking connector, 30A, 480 VAC, 3-phase, 3-pole, 4-wire, NEMA L16-30, accepts cord size 0.46-1.15in, nylon housing, black and white. | Stock | 55 | 61
71630NP | Bryant locking plug, 30A, 480 VAC, 3-phase, 3-pole, 4-wire, NEMA L16-30, accepts cord size 0.46-1.15in, nylon housing, black and white. | Stock | 25 | 27.5
71730FR | Bryant single locking blade receptacle, 30A, 600 VAC, 3-phase, 3-pole, 4-wire, NEMA L17-30, nylon molded housing, black. | Stock | 34.25 | 37.5
71730NC | Bryant locking connector, 30A, 600 VAC, 3-phase, 3-pole, 4-wire, NEMA L17-30, accepts cord size 0.46-1.15in, nylon housing, black and white. | Stock | 55 | 61
71730NP | Bryant locking plug, 30A, 600 VAC, 3-phase, 3-pole, 4-wire, NEMA L17-30, accepts cord size 0.46-1.15in, nylon housing, black and white. | Stock | 26.25 | 29
72002BC | Bryant protective weather boot, thermoplastic elastomer, high visibility yellow. For use with 20A and 30A locking connectors. | Stock | 22.5 | 25
72002BCB | Bryant protective weather boot, thermoplastic elastomer, black. For use with 20A and 30A locking connectors. | Stock | 18.25 | 20
72002BP | Bryant protective weather boot, thermoplastic elastomer (PTE), high visibility yellow. For use with 20A and 30A locking plugs. | Stock | 17 | 19
72002BPB | Bryant protective weather boot, for use with 20A and 30A locking plugs, chemical and ultraviolet resistant thermoplastic elastomer construction, black. | Stock | 17.25 | 19
720-8M-20-NG | SureMotion timing belt, 8mm pitch, 20mm wide, 90 tooth, 720mm pitch length (circumference), neoprene, fiberglass reinforced. | Stock | 25 | 27.5
720-8M-30-NG | SureMotion timing belt, 8mm pitch, 30mm wide, 90 tooth, 720mm pitch length (circumference), neoprene, fiberglass reinforced. | Stock | 35.5 | 39
72120FR | Bryant single locking blade receptacle, 20A, 120/208 VAC, 3-phase, 4-pole, 5-wire, NEMA L21-20, nylon molded housing, black. | Stock | 30 | 33
72120NC | Bryant locking connector, 20A, 120/208 VAC, 3-phase, 4-pole, 5-wire, NEMA L21-20, accepts cord size 0.46-1.15in, nylon housing, black and white. | Stock | 48.25 | 53
72120NP | Bryant locking plug, 20A, 120/208 VAC, 3-phase, 4-pole, 5-wire, NEMA L21-20, accepts cord size 0.46-1.15in, nylon housing, black and white. | Stock | 26.75 | 29.5
72130FR | Bryant single locking blade receptacle, 30A, 120/208 VAC, 3-phase, 4-pole, 5-wire, NEMA L21-30, nylon molded housing, black. | Stock | 42.25 | 46.5
72130NC | Bryant locking connector, 30A, 120/208 VAC, 3-phase, 4-pole, 5-wire, NEMA L21-30, accepts cord size 0.46-1.15in, nylon housing, black and white. | Stock | 58.5 | 64
72130NP | Bryant locking plug, 30A, 120/208 VAC, 3-phase, 4-pole, 5-wire, NEMA L21-30, accepts cord size 0.46-1.15in, nylon housing, black and white. | Stock | 32.5 | 36
722-0001 | Trumeter electromechanical hour meter, 3.6mm 6-digit analog, 90-264 VAC input, rectangular 2-hole mount, 1/4in (6.4mm) spade terminals. | Stock | 20
722-0002 | Trumeter electromechanical hour meter, 3.6mm 6-digit analog, 90-264 VAC input, rectangular flush mount with clip, 1/4in (6.4mm) spade terminals. | Stock | 20
722-0003 | Trumeter electromechanical hour meter, 3.6mm 6-digit analog, 90-264 VAC input, round flush mount with clip, 1/4in (6.4mm) spade terminals. | Stock | 20
722-0004 | Trumeter electromechanical hour meter, 3.6mm 6-digit analog, 90-264 VAC input, round 3-hole mount, 1/4in (6.4mm) spade terminals. | Stock | 20
72220FR | Bryant single locking blade receptacle, 20A, 277/480 VAC, 3-phase, 4-pole, 5-wire, NEMA L22-20, nylon molded housing, black. | Stock | 30.5 | 33.5
72220NC | Bryant locking connector, 20A, 277/480 VAC, 3-phase, 4-pole, 5-wire, NEMA L22-20, accepts cord size 0.46-1.15in, nylon housing, black and white. | Stock | 49 | 54
72220NP | Bryant locking plug, 20A, 277/480 VAC, 3-phase, 4-pole, 5-wire, NEMA L22-20, accepts cord size 0.46-1.15in, nylon housing, black and white. | Stock | 27.5 | 30
72230FR | Bryant single locking blade receptacle, 30A, 277/480 VAC, 3-phase, 4-pole, 5-wire, NEMA L22-30, nylon molded housing, black. | Stock | 42.75 | 47
72230NC | Bryant locking connector, 30A, 277/480 VAC, 3-phase, 4-pole, 5-wire, NEMA L22-30, accepts cord size 0.46-1.15in, nylon housing, black and white. | Stock | 62.25 | 68
72230NP | Bryant locking plug, 30A, 277/480 VAC, 3-phase, 4-pole, 5-wire, NEMA L22-30, accepts cord size 0.46-1.15in, nylon housing, black and white. | Stock | 33 | 36.5
7231-13501-9710050 | Murrelektronik bulkhead connector, M12 barrel 4-pin male to pigtail, 22 AWG, 1.6ft/0.5m cable length, polypropylene conductor insulation material. Mounting nut(s) included. | Stock | 8.75 | 9
7231-13501-9710100 | Murrelektronik bulkhead connector, M12 barrel 4-pin male to pigtail, 22 AWG, 3.2ft/1m cable length, polypropylene conductor insulation material. Mounting nut(s) included. | Stock | 9.75 | 10
7231-13521-9720050 | Murrelektronik bulkhead connector, M12 barrel 5-pin male to pigtail, 22 AWG, 1.6ft/0.5m cable length, polypropylene conductor insulation material. Mounting nut(s) included. | Stock | 9.75 | 10
7231-13521-9720100 | Murrelektronik bulkhead connector, M12 barrel 5-pin male to pigtail, 22 AWG, 3.2ft/1m cable length, polypropylene conductor insulation material. Mounting nut(s) included. | Stock | 10.5 | 11
7231-13541-9710050 | Murrelektronik bulkhead connector, M12 nut 4-pin female to pigtail, 22 AWG, 1.6ft/0.5m cable length, polypropylene conductor insulation material. Mounting nut(s) included. | Stock | 8.75 | 9
7231-13541-9710100 | Murrelektronik bulkhead connector, M12 nut 4-pin female to pigtail, 22 AWG, 3.2ft/1m cable length, polypropylene conductor insulation material. Mounting nut(s) included. | Stock | 9.75 | 10
7231-13561-9720050 | Murrelektronik bulkhead connector, M12 nut 5-pin female to pigtail, 22 AWG, 1.6ft/0.5m cable length, polypropylene conductor insulation material. Mounting nut(s) included. | Stock | 9.75 | 10
7231-13561-9720100 | Murrelektronik bulkhead connector, M12 nut 5-pin female to pigtail, 22 AWG, 3.2ft/1m cable length, polypropylene conductor insulation material. Mounting nut(s) included. | Stock | 10.5 | 11
7231-17161-9730050 | Murrelektronik bulkhead connector, M12 barrel 8-pin male to pigtail, 24 AWG, 1.6ft/0.5m cable length, polypropylene conductor insulation material. Mounting nut(s) included. | Stock | 15.25 | 16
7231-17161-9730100 | Murrelektronik bulkhead connector, M12 barrel 8-pin male to pigtail, 24 AWG, 3.2ft/1m cable length, polypropylene conductor insulation material. Mounting nut(s) included. | Stock | 16.25 | 17
7231-17181-9730050 | Murrelektronik bulkhead connector, M12 nut 8-pin female to pigtail, 24 AWG, 1.6ft/0.5m cable length, polypropylene conductor insulation material. Mounting nut(s) included. | Stock | 15.25 | 16
7231-17181-9730100 | Murrelektronik bulkhead connector, M12 nut 8-pin female to pigtail, 24 AWG, 3.2ft/1m cable length, polypropylene conductor insulation material. Mounting nut(s) included. | Stock | 16.25 | 17
72FD14 | Hammond subpanel, side mount, carbon steel, RAL 9003 white, powder coat finish. For use with 72in (H) x min. 18in (D) 1418xxxx and HN4FS72xxxx freestanding enclosures. | Stock | 213 | 228
72FD20 | Hammond subpanel, side mount, carbon steel, RAL 9003 white, powder coat finish. For use with 72in (H) x min. 24in (D) 1418xxxx and HN4FS72xxxx freestanding enclosures. | Stock | 261 | 279
72FD26 | Hammond subpanel, side mount, carbon steel, RAL 9003 white, powder coat finish. For use with 72in (H) x 36in (D) 1418xxx36 and HN4FS72xx36xx freestanding enclosures. | from vendor up to 15 business days | 404 | 430
72FD9 | Hammond subpanel, side mount, carbon steel, RAL 9003 white, powder coat finish. For use with 72in (H) 1418xxxx and HN4FS72xxxx freestanding enclosures. | from vendor up to 15 business days | 198 | 210
72MXL025NG | SureMotion timing belt, 0.08in MXL pitch, 1/4in wide, 72 tooth, 5.8in pitch length (circumference), neoprene, fiberglass reinforced. Package of 3. | Stock | 7.75 | 8.5
72WFW | Hammond subpanel, carbon steel, RAL 9003 white, powder coat finish. For use with 72x24/72x25 (HxW) 1418xxxx and HN4FS72xxxxxx freestanding enclosures. | Stock | 346 | 369
72WFWG | Hammond subpanel, galvanized steel. For use with 72x24/72x25 (HxW) 1418xxxx and HN4FS72xxxxxx freestanding enclosures. | Stock | 363 | 388
72WHW | Hammond subpanel, half-height, carbon steel, RAL 9003 white, powder coat finish. For use with 72x24/72x25 (HxW) 1418xxxx and HN4FS72xxxxxx freestanding enclosures. | from vendor up to 15 business days | 223 | 239
72WHWG | Hammond subpanel, half-height, galvanized steel. For use with 72x24/72x25 (HxW) 1418xxxx and HN4FS72xxxxxx freestanding enclosures. | from vendor up to 15 business days | 234 | 250
72XFW | Hammond subpanel, carbon steel, RAL 9003 white, powder coat finish. For use with 72x30/72x31 (HxW) 1418xxxx and HN4FS72xxxxxx freestanding enclosures. | Stock | 402 | 429
72XFWG | Hammond subpanel, galvanized steel. For use with 72x30/72x31 (HxW) 1418xxxx and HN4FS72xxxxxx freestanding enclosures. | from vendor up to 15 business days | 421 | 449
72XHW | Hammond subpanel, half-height, carbon steel, RAL 9003 white, powder coat finish. For use with 72x30/72x31 (HxW) 1418xxxx and HN4FS72xxxxxx freestanding enclosures. | from vendor up to 15 business days | 252 | 269
72XHWG | Hammond subpanel, half-height, galvanized steel. For use with 72x30/72x31 (HxW) 1418xxxx and HN4FS72xxxxxx freestanding enclosures. | from vendor up to 15 business days | 264 | 281
72YFW | Hammond subpanel, carbon steel, RAL 9003 white, powder coat finish. For use with 72x36/72x37 (HxW) 1418xxxx and HN4FS72xxxxxx freestanding enclosures. | Stock | 458 | 489
72YFWG | Hammond subpanel, galvanized steel. For use with 72x36/72x37 (HxW) 1418xxxx and HN4FS72xxxxxx freestanding enclosures. | Stock | 481 | 512
72YHW | Hammond subpanel, half-height, carbon steel, RAL 9003 white, powder coat finish. For use with 72x36/72x37 (HxW) 1418xxxx and HN4FS72xxxxxx freestanding enclosures. | from vendor up to 15 business days | 281 | 299
72YHWG | Hammond subpanel, half-height, galvanized steel. For use with 72x36/72x37 (HxW) 1418xxxx and HN4FS72xxxxxx freestanding enclosures. | from vendor up to 15 business days | 295 | 314
72ZWFW | Hammond subpanel, carbon steel, RAL 9003 white, powder coat finish. For use with 72x48 (HxW) 1418ZWxx freestanding enclosures. | Stock | 721 | 769
72ZWFWG | Hammond subpanel, galvanized steel. For use with 72x48 (HxW) 1418ZWxx freestanding enclosures. | Stock | 757 | 806
72ZWHW | Hammond subpanel, half-height, carbon steel, RAL 9003 white, powder coat finish. For use with 72x48 (HxW) 1418ZWxx freestanding enclosures. | from vendor up to 15 business days | 462 | 493
72ZWHWG | Hammond subpanel, half-height, galvanized steel. For use with 72x48 (HxW) 1418ZWxx freestanding enclosures. | from vendor up to 15 business days | 484 | 516
72ZXFW | Hammond subpanel, carbon steel, RAL 9003 white, powder coat finish. For use with 72x60 (HxW) 1418ZXxx freestanding enclosures. | Stock | 837 | 892
72ZXFWG | Hammond subpanel, galvanized steel. For use with 72x60 (HxW) 1418ZXxx freestanding enclosures. | from vendor up to 15 business days | 879 | 937
72ZXHW | Hammond subpanel, half-height, carbon steel, RAL 9003 white, powder coat finish. For use with 72x60 (HxW) 1418ZXxx freestanding enclosures. | from vendor up to 15 business days | 520 | 554
72ZXHWG | Hammond subpanel, half-height, galvanized steel. For use with 72x60 (HxW) 1418ZXxx freestanding enclosures. | from vendor up to 15 business days | 546 | 581
72ZYFW | Hammond subpanel, carbon steel, RAL 9003 white, powder coat finish. For use with 72x72 (HxW) 1418ZYxx freestanding enclosures. | Stock | 951 | 1013
72ZYFWG | Hammond subpanel, galvanized steel. For use with 72x72 (HxW) 1418ZYxx freestanding enclosures. | from vendor up to 15 business days | 1047 | 1115
72ZYHW | Hammond subpanel, half-height, carbon steel, RAL 9003 white, powder coat finish. For use with 72x72 (HxW) 1418ZYxx freestanding enclosures. | from vendor up to 15 business days | 579 | 617
72ZYHWG | Hammond subpanel, half-height, galvanized steel. For use with 72x72 (HxW) 1418ZYxx freestanding enclosures. | from vendor up to 15 business days | 608 | 648
732-0001 | Trumeter electromechanical hour meter, 3.6mm 6-digit analog, 10-80 VDC input, round 3-hole mount, 1/4in (6.4mm) spade terminals. | Stock | 19.5
732-0002 | Trumeter electromechanical hour meter, 3.6mm 6-digit analog, 10-80 VDC input, rectangular flush mount with clip, 1/4in (6.4mm) spade terminals. | Stock | 19.5
732-0003 | Trumeter electromechanical hour meter, 3.6mm 6-digit analog, 10-80 VDC input, round flush mount with clip, 1/4in (6.4mm) spade terminals. | Stock | 19.5
732-0004 | Trumeter electromechanical hour meter, 3.6mm 6-digit analog, 10-80 VDC input, rectangular 2-hole mount, 1/4in (6.4mm) spade terminals. | Stock | 19.5
74020004 | GAM helical rack, Module 2, 150 tooth, 1m length. For use with Module 2.0 pinions. | Stock | 160 | 166
74020005 | GAM helical rack, Module 3, 100 tooth, 1m length. For use with Module 3.0 pinions. | Stock | 180 | 187
74020012 | GAM helical rack, Module 1.5, 200 tooth, 1m length. For use with Module 1.5 pinions. | Stock | 160 | 166
74030001 | GAM helical rack installation gauge, for use with Module 2.0 racks. | Stock | 45 | 47
74030002 | GAM helical rack installation gauge, for use with Module 3.0 racks. | Stock | 55 | 57
74030010 | GAM helical rack installation gauge, for use with Module 1.5 racks. | Stock | 45 | 47
74MXL025NG | SureMotion timing belt, 0.08in MXL pitch, 1/4in wide, 74 tooth, 5.9in pitch length (circumference), neoprene, fiberglass reinforced. Package of 3. | Stock | 8 | 8.75
750-2C-SKT | AutomationDirect relay socket, 8-pin, 35mm DIN rail or panel mount. For use with 750-2C and H750-2C series octal relays. | Stock | 4.25 | 4.5
750-3C-SKT | AutomationDirect relay socket, 11-pin, 35mm DIN rail or panel mount. For use with 750-3C, H750-3C and 755 series octal relays. | Stock | 4.75 | 5
750R-2C-120A | AutomationDirect octal control relay, socket mount, encapsulated push-to-test, 120 VAC coil voltage, DPDT, 10A contact rating, 8-pin, LED indicator(s). Purchase 750-2C-SKT mounting socket separately. | Stock | 8.75 | 9
750R-2C-12A | AutomationDirect octal control relay, socket mount, encapsulated push-to-test, 12 VAC coil voltage, DPDT, 10A contact rating, 8-pin, LED indicator(s). Purchase 750-2C-SKT mounting socket separately. | Stock | 10 | 10.5
750R-2C-12D | AutomationDirect octal control relay, socket mount, encapsulated push-to-test, 12 VDC coil voltage, DPDT, 10A contact rating, 8-pin, LED indicator(s). Purchase 750-2C-SKT mounting socket separately. | Stock | 8.5 | 8.75
750R-2C-240A | AutomationDirect octal control relay, socket mount, encapsulated push-to-test, 240 VAC coil voltage, DPDT, 10A contact rating, 8-pin, LED indicator(s). Purchase 750-2C-SKT mounting socket separately. | Stock | 9.25 | 9.5
750R-2C-24A | AutomationDirect octal control relay, socket mount, encapsulated push-to-test, 24 VAC coil voltage, DPDT, 10A contact rating, 8-pin, LED indicator(s). Purchase 750-2C-SKT mounting socket separately. | Stock | 8.75 | 9
750R-2C-24D | AutomationDirect octal control relay, socket mount, encapsulated push-to-test, 24 VDC coil voltage, DPDT, 10A contact rating, 8-pin, LED indicator(s). Purchase 750-2C-SKT mounting socket separately. | Stock | 8.5 | 8.75
750R-3C-120A | AutomationDirect octal control relay, socket mount, encapsulated push-to-test, 120 VAC coil voltage, 3PDT, 10A contact rating, 11-pin, LED indicator(s). Purchase 750-3C-SKT mounting socket separately. | Stock | 10 | 10.5
750R-3C-12D | AutomationDirect octal control relay, socket mount, encapsulated push-to-test, 12 VDC coil voltage, 3PDT, 10A contact rating, 11-pin, LED indicator(s). Purchase 750-3C-SKT mounting socket separately. | Stock | 9.75 | 10
750R-3C-240A | AutomationDirect octal control relay, socket mount, encapsulated push-to-test, 240 VAC coil voltage, 3PDT, 10A contact rating, 11-pin, LED indicator(s). Purchase 750-3C-SKT mounting socket separately. | Stock | 10 | 10.5
750R-3C-24A | AutomationDirect octal control relay, socket mount, encapsulated push-to-test, 24 VAC coil voltage, 3PDT, 10A contact rating, 11-pin, LED indicator(s). Purchase 750-3C-SKT mounting socket separately. | Stock | 10 | 10.5
750R-3C-24D | AutomationDirect octal control relay, socket mount, encapsulated push-to-test, 24 VDC coil voltage, 3PDT, 10A contact rating, 11-pin, LED indicator(s). Purchase 750-3C-SKT mounting socket separately. | Stock | 9.75 | 10
7511 | Trumeter electrical hour meter, 9mm 8-digit LCD, discrete input, remote, manual or disabled reset, rectangular flush mount with clip, screw terminals. | Stock | 32
7511HV | Trumeter electrical hour meter, 9mm 8-digit LCD, 5-110 VDC or 10-240 VAC input, remote, manual or disabled reset, rectangular flush mount with clip, screw terminals. | Stock | 37.5
75MXL025NG | SureMotion timing belt, 0.08in MXL pitch, 1/4in wide, 75 tooth, 6in pitch length (circumference), neoprene, fiberglass reinforced. Package of 3. | Stock | 8 | 8.75
75MXL025PP | SureMotion timing belt, 0.08in MXL pitch, 1/4in wide, 75 tooth, 6in pitch length (circumference), polyurethane, polyester reinforced. Package of 3. | Stock | 10.5 | 11.5
76MXL025NG | SureMotion timing belt, 0.08in MXL pitch, 1/4in wide, 76 tooth, 6.1in pitch length (circumference), neoprene, fiberglass reinforced. Package of 3. | Stock | 8 | 8.75
76MXL025PP | SureMotion timing belt, 0.08in MXL pitch, 1/4in wide, 76 tooth, 6.1in pitch length (circumference), polyurethane, polyester reinforced. Package of 3. | Stock | 10.5 | 11.5
7700-14541-S4U0060 | Murrelektronik Cat5e Ethernet connection cable, STP (overall foil shield), M12 axial male D-coded 4-pin to pigtail, 1.9ft/0.6m cable length, teal. For use with 10/100 Mbps networks. | Stock | 16
7700-14541-S4U0100 | Murrelektronik Cat5e Ethernet connection cable, STP (overall foil shield), M12 axial male D-coded 4-pin to pigtail, 3.2ft/1m cable length, teal. For use with 10/100 Mbps networks. | Stock | 17
7700-14541-S4U0300 | Murrelektronik Cat5e Ethernet connection cable, STP (overall foil shield), M12 axial male D-coded 4-pin to pigtail, 9.8ft/3m cable length, teal. For use with 10/100 Mbps networks. | Stock | 23
7700-14541-S4U0500 | Murrelektronik Cat5e Ethernet connection cable, STP (overall foil shield), M12 axial male D-coded 4-pin to pigtail, 16.4ft/5m cable length, teal. For use with 10/100 Mbps networks. | Stock | 28
7700-14541-S4U0750 | Murrelektronik Cat5e Ethernet connection cable, STP (overall foil shield), M12 axial male D-coded 4-pin to pigtail, 24.6ft/7.5m cable length, teal. For use with 10/100 Mbps networks. | Stock | 35
7700-14541-S4U1000 | Murrelektronik Cat5e Ethernet connection cable, STP (overall foil shield), M12 axial male D-coded 4-pin to pigtail, 32.8ft/10m cable length, teal. For use with 10/100 Mbps networks. | Stock | 42
7700-14541-S4U1500 | Murrelektronik Cat5e Ethernet connection cable, STP (overall foil shield), M12 axial male D-coded 4-pin to pigtail, 49.2ft/15m cable length, teal. For use with 10/100 Mbps networks. | Stock | 58
7700-44511-S4U0060 | Murrelektronik Cat5e Ethernet straight-through patch cable, STP (overall foil shield), M12 male D-coded to M12 male D-coded, 1.9ft/0.6m cable length, teal. For use with 10/100 Mbps networks. | Stock | 21.75 | 22.5
7700-44511-S4U0100 | Murrelektronik Cat5e Ethernet straight-through patch cable, STP (overall foil shield), M12 male D-coded to M12 male D-coded, 3.2ft/1m cable length, teal. For use with 10/100 Mbps networks. | Stock | 22.75 | 23.5
7700-44511-S4U0300 | Murrelektronik Cat5e Ethernet straight-through patch cable, STP (overall foil shield), M12 male D-coded to M12 male D-coded, 9.8ft/3m cable length, teal. For use with 10/100 Mbps networks. | Stock | 28 | 29
7700-44511-S4U0500 | Murrelektronik Cat5e Ethernet straight-through patch cable, STP (overall foil shield), M12 axial male D-coded 4-pin to M12 axial male D-coded 4-pin, 16.4ft/5m cable length, teal. For use with 10/100 Mbps networks. | Stock | 33
7700-44511-S4U0750 | Murrelektronik Cat5e Ethernet straight-through patch cable, STP (overall foil shield), M12 axial male D-coded 4-pin to M12 axial male D-coded 4-pin, 24.6ft/7.5m cable length, teal. For use with 10/100 Mbps networks. | Stock | 40
7700-44511-S4U1000 | Murrelektronik Cat5e Ethernet straight-through patch cable, STP (overall foil shield), M12 axial male D-coded 4-pin to M12 axial male D-coded 4-pin, 32.8ft/10m cable length, teal. For use with 10/100 Mbps networks. | Stock | 48
7700-44511-S4U1500 | Murrelektronik Cat5e Ethernet straight-through patch cable, STP (overall foil shield), M12 axial male D-coded 4-pin to M12 axial male D-coded 4-pin, 49.2ft/15m cable length, teal. For use with 10/100 Mbps networks. | Stock | 64
7700-44541-S4U0060 | Murrelektronik Cat5e Ethernet straight-through patch cable, STP (overall foil shield), M12 male D-coded to M12 right-angle male D-coded, 1.9ft/0.6m cable length, teal. For use with 10/100 Mbps networks. | Stock | 21.75 | 22.5
7700-44541-S4U0100 | Murrelektronik Cat5e Ethernet straight-through patch cable, STP (overall foil shield), M12 male D-coded to M12 right-angle male D-coded, 3.2ft/1m cable length, teal. For use with 10/100 Mbps networks. | Stock | 22.75 | 23.5
7700-44541-S4U0300 | Murrelektronik Cat5e Ethernet straight-through patch cable, STP (overall foil shield), M12 male D-coded to M12 right-angle male D-coded, 9.8ft/3m cable length, teal. For use with 10/100 Mbps networks. | Stock | 29.25 | 30.5
7700-44541-S4U0500 | Murrelektronik Cat5e Ethernet straight-through patch cable, STP (overall foil shield), M12 axial male D-coded 4-pin to M12 right-angle male D-coded 4-pin, 16.4ft/5m cable length, teal. For use with 10/100 Mbps networks. | Stock | 35
7700-44541-S4U0750 | Murrelektronik Cat5e Ethernet straight-through patch cable, STP (overall foil shield), M12 axial male D-coded 4-pin to M12 right-angle male D-coded 4-pin, 24.6ft/7.5m cable length, teal. For use with 10/100 Mbps networks. | Stock | 42
7700-44541-S4U1000 | Murrelektronik Cat5e Ethernet straight-through patch cable, STP (overall foil shield), M12 axial male D-coded 4-pin to M12 right-angle male D-coded 4-pin, 32.8ft/10m cable length, teal. For use with 10/100 Mbps networks. | Stock | 50
7700-44541-S4U1500 | Murrelektronik Cat5e Ethernet straight-through patch cable, STP (overall foil shield), M12 axial male D-coded 4-pin to M12 right-angle male D-coded 4-pin, 49.2ft/15m cable length, teal. For use with 10/100 Mbps networks. | Stock | 68
7700-44711-S4U0060 | Murrelektronik Cat5e Ethernet straight-through patch cable, STP (overall foil shield), RJ45 male to M12 axial male D-coded, 1.9ft/0.6m cable length, teal. For use with 10/100 Mbps networks. | Stock | 20.5 | 21.5
7700-44711-S4U0100 | Murrelektronik Cat5e Ethernet straight-through patch cable, STP (overall foil shield), RJ45 male to M12 axial male D-coded, 3.2ft/1m cable length, teal. For use with 10/100 Mbps networks. | Stock | 21.75 | 22.5
7700-44711-S4U0300 | Murrelektronik Cat5e Ethernet straight-through patch cable, STP (overall foil shield), RJ45 male to M12 axial male D-coded, 9.8ft/3m cable length, teal. For use with 10/100 Mbps networks. | Stock | 25.5 | 26.5
7700-44711-S4U0500 | Murrelektronik Cat5e Ethernet straight-through patch cable, STP (overall foil shield), M12 axial male D-coded 4-pin to RJ45 axial male 4-pin, 16.4ft/5m cable length, teal. For use with 10/100 Mbps networks. | Stock | 31
7700-44711-S4U0750 | Murrelektronik Cat5e Ethernet straight-through patch cable, STP (overall foil shield), M12 axial male D-coded 4-pin to RJ45 axial male 4-pin, 24.6ft/7.5m cable length, teal. For use with 10/100 Mbps networks. | Stock | 39
7700-44711-S4U1000 | Murrelektronik Cat5e Ethernet straight-through patch cable, STP (overall foil shield), M12 axial male D-coded 4-pin to RJ45 axial male 4-pin, 32.8ft/10m cable length, teal. For use with 10/100 Mbps networks. | Stock | 47
7700-44711-S4U1500 | Murrelektronik Cat5e Ethernet straight-through patch cable, STP (overall foil shield), M12 axial male D-coded 4-pin to RJ45 axial male 4-pin, 49.2ft/15m cable length, teal. For use with 10/100 Mbps networks. | Stock | 64
7700-44761-S4U0060 | Murrelektronik Cat5e Ethernet straight-through patch cable, STP (overall foil shield), RJ45 male to M12 right-angle male D-coded, 1.9ft/0.6m cable length, teal. For use with 10/100 Mbps networks. | Stock | 20.5 | 21.5
7700-44761-S4U0100 | Murrelektronik Cat5e Ethernet straight-through patch cable, STP (overall foil shield), RJ45 male to M12 right-angle male D-coded, 3.2ft/1m cable length, teal. For use with 10/100 Mbps networks. | Stock | 22.25 | 23
7700-44761-S4U0300 | Murrelektronik Cat5e Ethernet straight-through patch cable, STP (overall foil shield), RJ45 male to M12 right-angle male D-coded, 9.8ft/3m cable length, teal. For use with 10/100 Mbps networks. | Stock | 26.5 | 27.5
7700-44761-S4U0500 | Murrelektronik Cat5e Ethernet straight-through patch cable, STP (overall foil shield), M12 right-angle male D-coded 4-pin to RJ45 axial male 4-pin, 16.4ft/5m cable length, teal. For use with 10/100 Mbps networks. | Stock | 32
7700-44761-S4U0750 | Murrelektronik Cat5e Ethernet straight-through patch cable, STP (overall foil shield), M12 right-angle male D-coded 4-pin to RJ45 axial male 4-pin, 24.6ft/7.5m cable length, teal. For use with 10/100 Mbps networks. | Stock | 39
7700-44761-S4U1000 | Murrelektronik Cat5e Ethernet straight-through patch cable, STP (overall foil shield), M12 right-angle male D-coded 4-pin to RJ45 axial male 4-pin, 32.8ft/10m cable length, teal. For use with 10/100 Mbps networks. | Stock | 45
7700-44761-S4U1500 | Murrelektronik Cat5e Ethernet straight-through patch cable, STP (overall foil shield), M12 right-angle male D-coded 4-pin to RJ45 axial male 4-pin, 49.2ft/15m cable length, teal. For use with 10/100 Mbps networks. | Stock | 60
7700-44851-S4U0050 | Murrelektronik Cat5e Ethernet straight-through patch cable, STP (overall foil shield), M12 axial female D-coded 4-pin to RJ45 axial male 4-pin, 1.6ft/0.5m cable length, teal. For use with 10/100 Mbps networks. | Stock | 24
7700-44851-S4U0060 | Murrelektronik Cat5e Ethernet straight-through patch cable, STP (overall foil shield), M12 axial female D-coded 4-pin to RJ45 axial male 4-pin, 1.9ft/0.6m cable length, teal. For use with 10/100 Mbps networks. | Stock | 25
7700-44851-S4U0100 | Murrelektronik Cat5e Ethernet straight-through patch cable, STP (overall foil shield), M12 axial female D-coded 4-pin to RJ45 axial male 4-pin, 3.2ft/1m cable length, teal. For use with 10/100 Mbps networks. | Stock | 25
7700-74301-S4U0060 | Murrelektronik Cat5e Ethernet straight-through patch cable, STP (overall foil shield), RJ45 axial male 4-pin to RJ45 axial male 4-pin, 1.9ft/0.6m cable length, teal. For use with 10/100 Mbps networks. | Stock | 16
7700-74301-S4U0100 | Murrelektronik Cat5e Ethernet straight-through patch cable, STP (overall foil shield), RJ45 axial male 4-pin to RJ45 axial male 4-pin, 3.2ft/1m cable length, teal. For use with 10/100 Mbps networks. | Stock | 17
7700-74301-S4U0300 | Murrelektronik Cat5e Ethernet straight-through patch cable, STP (overall foil shield), RJ45 axial male 4-pin to RJ45 axial male 4-pin, 9.8ft/3m cable length, teal. For use with 10/100 Mbps networks. | Stock | 21
7700-74301-S4U0500 | Murrelektronik Cat5e Ethernet straight-through patch cable, STP (overall foil shield), RJ45 axial male 4-pin to RJ45 axial male 4-pin, 16.4ft/5m cable length, teal. For use with 10/100 Mbps networks. | Stock | 27
7700-74301-S4U0750 | Murrelektronik Cat5e Ethernet straight-through patch cable, STP (overall foil shield), RJ45 axial male 4-pin to RJ45 axial male 4-pin, 24.6ft/7.5m cable length, teal. For use with 10/100 Mbps networks. | Stock | 34
7700-74301-S4U1000 | Murrelektronik Cat5e Ethernet straight-through patch cable, STP (overall foil shield), RJ45 axial male 4-pin to RJ45 axial male 4-pin, 32.8ft/10m cable length, teal. For use with 10/100 Mbps networks. | Stock | 42
7700-74301-S4U1500 | Murrelektronik Cat5e Ethernet straight-through patch cable, STP (overall foil shield), RJ45 axial male 4-pin to RJ45 axial male 4-pin, 49.2ft/15m cable length, teal. For use with 10/100 Mbps networks. | Stock | 59
7700-P4201-U0D0200 | Murrelektronik power cable, M12 axial male L-coded to pigtail, 5-pole, 63 VDC, 12A, 16 AWG, TPE jacket, yellow, 6.5ft/2m cable length, IP65 IP67. | Stock | 33
7700-P4201-U0D0300 | Murrelektronik power cable, M12 axial male L-coded to pigtail, 5-pole, 63 VDC, 12A, 16 AWG, TPE jacket, yellow, 9.8ft/3m cable length, IP65 IP67. | Stock | 39
7700-P4201-U0D0500 | Murrelektronik power cable, M12 axial male L-coded to pigtail, 5-pole, 63 VDC, 12A, 16 AWG, TPE jacket, yellow, 16.4ft/5m cable length, IP65 IP67. | Stock | 53
7700-P4201-U0D0750 | Murrelektronik power cable, M12 axial male L-coded to pigtail, 5-pole, 63 VDC, 12A, 16 AWG, TPE jacket, yellow, 24.6ft/7.5m cable length, IP65 IP67. | Stock | 70
7700-P4201-U0D1000 | Murrelektronik power cable, M12 axial male L-coded to pigtail, 5-pole, 63 VDC, 12A, 16 AWG, TPE jacket, yellow, 32.8ft/10m cable length, IP65 IP67. | Stock | 87
7700-P4201-U0D1500 | Murrelektronik power cable, M12 axial male L-coded to pigtail, 5-pole, 63 VDC, 12A, 16 AWG, TPE jacket, yellow, 49.2ft/15m cable length, IP65 IP67. | Stock | 120
7700-P4201-U0P0200 | Murrelektronik power cable, M12 axial male L-coded to pigtail, 5-pole, 63 VDC, 16A, 14 AWG, TPE jacket, yellow, 6.5ft/2m cable length, IP65 IP67. | Stock | 36
7700-P4201-U0P0300 | Murrelektronik power cable, M12 axial male L-coded to pigtail, 5-pole, 63 VDC, 16A, 14 AWG, TPE jacket, yellow, 9.8ft/3m cable length, IP65 IP67. | Stock | 46
7700-P4201-U0P0500 | Murrelektronik power cable, M12 axial male L-coded to pigtail, 5-pole, 63 VDC, 16A, 14 AWG, TPE jacket, yellow, 16.4ft/5m cable length, IP65 IP67. | Stock | 64
7700-P4201-U0P0750 | Murrelektronik power cable, M12 axial male L-coded to pigtail, 5-pole, 63 VDC, 16A, 14 AWG, TPE jacket, yellow, 24.6ft/7.5m cable length, IP65 IP67. | Stock | 87
7700-P4201-U0P1000 | Murrelektronik power cable, M12 axial male L-coded to pigtail, 5-pole, 63 VDC, 16A, 14 AWG, TPE jacket, yellow, 32.8ft/10m cable length, IP65 IP67. | Stock | 110
7700-P4201-U0P1500 | Murrelektronik power cable, M12 axial male L-coded to pigtail, 5-pole, 63 VDC, 16A, 14 AWG, TPE jacket, yellow, 49.2ft/15m cable length, IP65 IP67. | Stock | 156
7700-P4221-U0D0200 | Murrelektronik power cable, M12 axial female L-coded to pigtail, 5-pole, 63 VDC, 12A, 16 AWG, TPE jacket, yellow, 6.5ft/2m cable length, IP65 IP67. | Stock | 34
7700-P4221-U0D0300 | Murrelektronik power cable, M12 axial female L-coded to pigtail, 5-pole, 63 VDC, 12A, 16 AWG, TPE jacket, yellow, 9.8ft/3m cable length, IP65 IP67. | Stock | 41
7700-P4221-U0D0500 | Murrelektronik power cable, M12 axial female L-coded to pigtail, 5-pole, 63 VDC, 12A, 16 AWG, TPE jacket, yellow, 16.4ft/5m cable length, IP65 IP67. | Stock | 54
7700-P4221-U0D0750 | Murrelektronik power cable, M12 axial female L-coded to pigtail, 5-pole, 63 VDC, 12A, 16 AWG, TPE jacket, yellow, 24.6ft/7.5m cable length, IP65 IP67. | Stock | 70
7700-P4221-U0D1000 | Murrelektronik power cable, M12 axial female L-coded to pigtail, 5-pole, 63 VDC, 12A, 16 AWG, TPE jacket, yellow, 32.8ft/10m cable length, IP65 IP67. | Stock | 87
7700-P4221-U0D1500 | Murrelektronik power cable, M12 axial female L-coded to pigtail, 5-pole, 63 VDC, 12A, 16 AWG, TPE jacket, yellow, 49.2ft/15m cable length, IP65 IP67. | Stock | 120
7700-P4221-U0P0200 | Murrelektronik power cable, M12 axial female L-coded to pigtail, 5-pole, 63 VDC, 16A, 14 AWG, TPE jacket, yellow, 6.5ft/2m cable length, IP65 IP67. | Stock | 38
7700-P4221-U0P0300 | Murrelektronik power cable, M12 axial female L-coded to pigtail, 5-pole, 63 VDC, 16A, 14 AWG, TPE jacket, yellow, 9.8ft/3m cable length, IP65 IP67. | Stock | 47
7700-P4221-U0P0500 | Murrelektronik power cable, M12 axial female L-coded to pigtail, 5-pole, 63 VDC, 16A, 14 AWG, TPE jacket, yellow, 16.4ft/5m cable length, IP65 IP67. | Stock | 65
7700-P4221-U0P0750 | Murrelektronik power cable, M12 axial female L-coded to pigtail, 5-pole, 63 VDC, 16A, 14 AWG, TPE jacket, yellow, 24.6ft/7.5m cable length, IP65 IP67. | Stock | 88
7700-P4221-U0P1000 | Murrelektronik power cable, M12 axial female L-coded to pigtail, 5-pole, 63 VDC, 16A, 14 AWG, TPE jacket, yellow, 32.8ft/10m cable length, IP65 IP67. | Stock | 110
7700-P4221-U0P1500 | Murrelektronik power cable, M12 axial female L-coded to pigtail, 5-pole, 63 VDC, 16A, 14 AWG, TPE jacket, yellow, 49.2ft/15m cable length, IP65 IP67. | Stock | 156
7700-P4241-U0D0200 | Murrelektronik power cable, M12 axial male L-coded to M12 axial female L-coded, 5-pole, 63 VDC, 12A, 16 AWG, TPE jacket, yellow, 6.5ft/2m cable length, IP65 IP67. | Stock | 55
7700-P4241-U0D0300 | Murrelektronik power cable, M12 axial male L-coded to M12 axial female L-coded, 5-pole, 63 VDC, 12A, 16 AWG, TPE jacket, yellow, 9.8ft/3m cable length, IP65 IP67. | Stock | 63
7700-P4241-U0D0500 | Murrelektronik power cable, M12 axial male L-coded to M12 axial female L-coded, 5-pole, 63 VDC, 12A, 16 AWG, TPE jacket, yellow, 16.4ft/5m cable length, IP65 IP67. | Stock | 78
7700-P4241-U0D0750 | Murrelektronik power cable, M12 axial male L-coded to M12 axial female L-coded, 5-pole, 63 VDC, 12A, 16 AWG, TPE jacket, yellow, 24.6ft/7.5m cable length, IP65 IP67. | Stock | 96
7700-P4241-U0D1000 | Murrelektronik power cable, M12 axial male L-coded to M12 axial female L-coded, 5-pole, 63 VDC, 12A, 16 AWG, TPE jacket, yellow, 32.8ft/10m cable length, IP65 IP67. | Stock | 115
7700-P4241-U0D1500 | Murrelektronik power cable, M12 axial male L-coded to M12 axial female L-coded, 5-pole, 63 VDC, 12A, 16 AWG, TPE jacket, yellow, 49.2ft/15m cable length, IP65 IP67. | Stock | 152
7700-P4241-U0P0200 | Murrelektronik power cable, M12 axial male L-coded to M12 axial female L-coded, 5-pole, 63 VDC, 16A, 14 AWG, TPE jacket, yellow, 6.5ft/2m cable length, IP65 IP67. | Stock | 60
7700-P4241-U0P0300 | Murrelektronik power cable, M12 axial male L-coded to M12 axial female L-coded, 5-pole, 63 VDC, 16A, 14 AWG, TPE jacket, yellow, 9.8ft/3m cable length, IP65 IP67. | Stock | 71
7700-P4241-U0P0500 | Murrelektronik power cable, M12 axial male L-coded to M12 axial female L-coded, 5-pole, 63 VDC, 16A, 14 AWG, TPE jacket, yellow, 16.4ft/5m cable length, IP65 IP67. | Stock | 92
7700-P4241-U0P0750 | Murrelektronik power cable, M12 axial male L-coded to M12 axial female L-coded, 5-pole, 63 VDC, 16A, 14 AWG, TPE jacket, yellow, 24.6ft/7.5m cable length, IP65 IP67. | Stock | 118
7700-P4241-U0P1000 | Murrelektronik power cable, M12 axial male L-coded to M12 axial female L-coded, 5-pole, 63 VDC, 16A, 14 AWG, TPE jacket, yellow, 32.8ft/10m cable length, IP65 IP67. | Stock | 144
7700-P4241-U0P1500 | Murrelektronik power cable, M12 axial male L-coded to M12 axial female L-coded, 5-pole, 63 VDC, 16A, 14 AWG, TPE jacket, yellow, 49.2ft/15m cable length, IP65 IP67. | Stock | 196
781-1C-120A | AutomationDirect ice cube control relay, socket mount, encapsulated push-to-test, 120 VAC coil voltage, SPDT, 15A contact rating, 5-pin, LED indicator(s). Purchase 781-1C-SKT mounting socket separately. | Stock | 4.75 | 5
781-1C-12A | AutomationDirect ice cube control relay, socket mount, encapsulated push-to-test, 12 VAC coil voltage, SPDT, 15A contact rating, 5-pin, LED indicator(s). Purchase 781-1C-SKT mounting socket separately. | Stock | 4.75 | 5
781-1C-12D | AutomationDirect ice cube control relay, socket mount, encapsulated push-to-test, 12 VDC coil voltage, SPDT, 15A contact rating, 5-pin, LED indicator(s). Purchase 781-1C-SKT mounting socket separately. | Stock | 4.75 | 5
781-1C-240A | AutomationDirect ice cube control relay, socket mount, encapsulated push-to-test, 240 VAC coil voltage, SPDT, 15A contact rating, 5-pin, LED indicator(s). Purchase 781-1C-SKT mounting socket separately. | Stock | 5.75 | 6
781-1C-24A | AutomationDirect ice cube control relay, socket mount, encapsulated push-to-test, 24 VAC coil voltage, SPDT, 15A contact rating, 5-pin, LED indicator(s). Purchase 781-1C-SKT mounting socket separately. | Stock | 4.75 | 5
781-1C-24D | AutomationDirect ice cube control relay, socket mount, encapsulated push-to-test, 24 VDC coil voltage, SPDT, 15A contact rating, 5-pin, LED indicator(s). Purchase 781-1C-SKT mounting socket separately. | Stock | 4.5 | 4.75
781-1C-SKT | AutomationDirect relay socket, 35mm DIN rail or panel mount. For use with 781 series cube relays. | Stock | 4 | 4.25
782-2C-120A | AutomationDirect ice cube control relay, socket mount, encapsulated push-to-test, 120 VAC coil voltage, DPDT, 15A contact rating, 8-pin, LED indicator(s). Purchase 782-2C-SKT mounting socket separately. | Stock | 6.25 | 6.5
782-2C-12A | AutomationDirect ice cube control relay, socket mount, encapsulated push-to-test, 12 VAC coil voltage, DPDT, 15A contact rating, 8-pin, LED indicator(s). Purchase 782-2C-SKT mounting socket separately. | Stock | 6 | 6.25
782-2C-12D | AutomationDirect ice cube control relay, socket mount, encapsulated push-to-test, 12 VDC coil voltage, DPDT, 15A contact rating, 8-pin, LED indicator(s). Purchase 782-2C-SKT mounting socket separately. | Stock | 6 | 6.25
782-2C-240A | AutomationDirect ice cube control relay, socket mount, encapsulated push-to-test, 240 VAC coil voltage, DPDT, 15A contact rating, 8-pin, LED indicator(s). Purchase 782-2C-SKT mounting socket separately. | Stock | 7 | 7.25
782-2C-24A | AutomationDirect ice cube control relay, socket mount, encapsulated push-to-test, 24 VAC coil voltage, DPDT, 15A contact rating, 8-pin, LED indicator(s). Purchase 782-2C-SKT mounting socket separately. | Stock | 6.25 | 6.5
782-2C-24D | AutomationDirect ice cube control relay, socket mount, encapsulated push-to-test, 24 VDC coil voltage, DPDT, 15A contact rating, 8-pin, LED indicator(s). Purchase 782-2C-SKT mounting socket separately. | Stock | 6 | 6.25
782-2C-SKT | AutomationDirect relay socket, 35mm DIN rail or panel mount. For use with 782 and AD-70S2 series cube relays. | Stock | 4 | 4.25
782-4C-SKT | AutomationDirect relay socket, 35mm DIN rail or panel mount. For use with H782 series cube relays. | Stock | 3.75 | 4
783-3C-120A | AutomationDirect ice cube control relay, socket mount, encapsulated push-to-test, 120 VAC coil voltage, 3PDT, 15A contact rating, 11-pin, LED indicator(s). Purchase 783-3C-SKT mounting socket separately. | Stock | 9 | 9.25
783-3C-12A | AutomationDirect ice cube control relay, socket mount, encapsulated push-to-test, 12 VAC coil voltage, 3PDT, 15A contact rating, 11-pin, LED indicator(s). Purchase 783-3C-SKT mounting socket separately. | Stock | 8.5 | 8.75
783-3C-12D | AutomationDirect ice cube control relay, socket mount, encapsulated push-to-test, 12 VDC coil voltage, 3PDT, 15A contact rating, 11-pin, LED indicator(s). Purchase 783-3C-SKT mounting socket separately. | Stock | 6.25 | 6.5
783-3C-240A | AutomationDirect ice cube control relay, socket mount, encapsulated push-to-test, 240 VAC coil voltage, 3PDT, 15A contact rating, 11-pin, LED indicator(s). Purchase 783-3C-SKT mounting socket separately. | Stock | 9 | 9.25
783-3C-24A | AutomationDirect ice cube control relay, socket mount, encapsulated push-to-test, 24 VAC coil voltage, 3PDT, 15A contact rating, 11-pin, LED indicator(s). Purchase 783-3C-SKT mounting socket separately. | Stock | 9 | 9.25
783-3C-24D | AutomationDirect ice cube control relay, socket mount, encapsulated push-to-test, 24 VDC coil voltage, 3PDT, 15A contact rating, 11-pin, LED indicator(s). Purchase 783-3C-SKT mounting socket separately. | Stock | 9 | 9.25
783-3C-SKT | AutomationDirect relay socket, 35mm DIN rail or panel mount. For use with 783 series cube relays. | Stock | 4.5 | 4.75
784-4C-120A | AutomationDirect ice cube control relay, socket mount, encapsulated push-to-test, 120 VAC coil voltage, 4PDT, 15A contact rating, 14-pin, LED indicator(s). Purchase 784-4C-SKT-1 mounting socket separately. | Stock | 8.25 | 8.5
784-4C-12A | AutomationDirect ice cube control relay, socket mount, encapsulated push-to-test, 12 VAC coil voltage, 4PDT, 15A contact rating, 14-pin, LED indicator(s). Purchase 784-4C-SKT-1 mounting socket separately. | Stock | 10 | 10.5
784-4C-12D | AutomationDirect ice cube control relay, socket mount, encapsulated push-to-test, 12 VDC coil voltage, 4PDT, 15A contact rating, 14-pin, LED indicator(s). Purchase 784-4C-SKT-1 mounting socket separately. | Stock | 8 | 8.25
784-4C-240A | AutomationDirect ice cube control relay, socket mount, encapsulated push-to-test, 240 VAC coil voltage, 4PDT, 15A contact rating, 14-pin, LED indicator(s). Purchase 784-4C-SKT-1 mounting socket separately. | Stock | 8.25 | 8.5
784-4C-24A | AutomationDirect ice cube control relay, socket mount, encapsulated push-to-test, 24 VAC coil voltage, 4PDT, 15A contact rating, 14-pin, LED indicator(s). Purchase 784-4C-SKT-1 mounting socket separately. | Stock | 8.25 | 8.5
784-4C-24D | AutomationDirect ice cube control relay, socket mount, encapsulated push-to-test, 24 VDC coil voltage, 4PDT, 15A contact rating, 14-pin, LED indicator(s). Purchase 784-4C-SKT-1 mounting socket separately. | Stock | 8.25 | 8.5
784-4C-SKT-1 | AutomationDirect relay socket, 35mm DIN rail or panel mount. For use with 784 series cube relays. | Stock | 4.75 | 5
787-1662 | WAGO electronic circuit breaker, adjustable 2-10A, 24 VDC, 2 independent channel(s), 35mm DIN rail mount. | Stock | 159
787-1662-004-1000 | WAGO electronic circuit breaker, current-limiting, 3.8A, 24 VDC, 2 independent channel(s), NEC Class 2, 35mm DIN rail mount. | Stock | 221
787-1662-006-1000 | WAGO electronic circuit breaker, current-limiting, adjustable 0.5-6A, 24 VDC, 2 independent channel(s), 35mm DIN rail mount. | Stock | 199
787-1662-106-000 | WAGO electronic circuit breaker, adjustable 1-6A, 24 VDC, 2 independent channel(s), 35mm DIN rail mount. | Stock | 159
787-1664 | WAGO electronic circuit breaker, adjustable 2-10A, 24 VDC, 4 independent channel(s), 35mm DIN rail mount. | Stock | 195
787-1664-004-1000 | WAGO electronic circuit breaker, current-limiting, 3.8A, 24 VDC, 4 independent channel(s), NEC Class 2, 35mm DIN rail mount. | Stock | 309
787-1664-006-1000 | WAGO electronic circuit breaker, current-limiting, adjustable 0.5-6A, 24 VDC, 4 independent channel(s), 35mm DIN rail mount. | Stock | 274
787-1664-106-000 | WAGO electronic circuit breaker, adjustable 1-6A, 24 VDC, 4 independent channel(s), 35mm DIN rail mount. | Stock | 204
787-1668 | WAGO electronic circuit breaker, adjustable 2-10A, 24 VDC, 8 independent channel(s), 35mm DIN rail mount. | Stock | 329
787-1668-006-1000 | WAGO electronic circuit breaker, current-limiting, adjustable 0.5-6A, 24 VDC, 8 independent channel(s), 35mm DIN rail mount. | Stock | 466
787-1668-106-000 | WAGO electronic circuit breaker, adjustable 1-6A, 24 VDC, 8 independent channel(s), 35mm DIN rail mount. | Stock | 329
787-2861-100-000 | WAGO electronic circuit breaker, 1A, 24 VDC, 1 channel(s), 35mm DIN rail mount. | Stock | 51
787-2861-108-020 | WAGO electronic circuit breaker, adjustable 1-8A, 24 VDC, 1 channel(s), 35mm DIN rail mount. | Stock | 71
787-2861-200-000 | WAGO electronic circuit breaker, 2A, 24 VDC, 1 channel(s), 35mm DIN rail mount. | Stock | 51
787-2861-400-000 | WAGO electronic circuit breaker, 4A, 24 VDC, 1 channel(s), 35mm DIN rail mount. | Stock | 51
787-2861-600-000 | WAGO electronic circuit breaker, 6A, 24 VDC, 1 channel(s), 35mm DIN rail mount. | Stock | 51
787-2861-800-000 | WAGO electronic circuit breaker, 8A, 24 VDC, 1 channel(s), 35mm DIN rail mount. | Stock | 51
8000-84010-3370500 | Exact 8 passive distribution block, 4 ports, 3-pin M8 sockets, 24 VDC, 2A, power and PNP LED indicator(s), 5m integrated cable, IP67. Marking tags included. | Stock | 72.5 | 75
8000-84011-3370500 | Exact 8 passive distribution block, 4 ports, 3-pin M8 sockets, 24 VDC, 2A, power and NPN LED indicator(s), 5m integrated cable, IP67. Marking tags included. | Stock | 72.5 | 75
8000-84060-0000000 | Exact 8 passive distribution block, 4 ports, 3-pin M8 sockets, 24 VDC, 1A, power and PNP LED indicator(s), 12-pin M12 quick-disconnect, IP67. Marking tags included. | Stock | 76 | 79
8000-84110-3580500 | Exact 8 passive distribution block, 4 ports, 4-pin M8 sockets, 24 VDC, 2A, power and PNP LED indicator(s), 5m integrated cable, IP67. Marking tags included. | Stock | 92.5 | 96
8000-84111-3580500 | Exact 8 passive distribution block, 4 ports, 4-pin M8 sockets, 24 VDC, 2A, power and NPN LED indicator(s), 5m integrated cable, IP67. Marking tags included. | Stock | 92.5 | 96
8000-84160-0000000 | Exact 8 passive distribution block, 4 ports, 4-pin M8 sockets, 24 VDC, 1A, power and PNP LED indicator(s), 12-pin M12 quick-disconnect, IP67. Marking tags included. | Stock | 80 | 83
8000-84560-0000000 | Exact 12 passive distribution block, 4 ports, 5-pin M12 sockets, 24 VDC, 1A, power and PNP LED indicator(s), 12-pin M12 quick-disconnect, IP67. Marking tags included. | Stock | 84 | 87
8000-88010-3570500 | Exact 8 passive distribution block, 8 ports, 3-pin M8 sockets, 24 VDC, 2A, power and PNP LED indicator(s), 5m integrated cable, IP67. Marking tags included. | Stock | 92.5 | 96
8000-88011-3570500 | Exact 8 passive distribution block, 8 ports, 3-pin M8 sockets, 24 VDC, 2A, power and NPN LED indicator(s), 5m integrated cable, IP67. Marking tags included. | Stock | 92.5 | 96
8000-88060-0000000 | Exact 8 passive distribution block, 8 ports, 3-pin M8 sockets, 24 VDC, 1A, power and PNP LED indicator(s), 12-pin M12 quick-disconnect, IP67. Marking tags included. | Stock | 85.5 | 89
8000-88110-3950500 | Exact 8 passive distribution block, 8 ports, 4-pin M8 sockets, 24 VDC, 2A, power and PNP LED indicator(s), 5m integrated cable, IP67. Marking tags included. | Stock | 123 | 128
8000-88111-3950500 | Exact 8 passive distribution block, 8 ports, 4-pin M8 sockets, 24 VDC, 2A, power and NPN LED indicator(s), 5m integrated cable, IP67. Marking tags included. | Stock | 123 | 128
8000-88460-0000000 | Exact 12 passive distribution block, 8 ports, 4-pin M12 sockets, 24 VDC, 1A, power and PNP LED indicator(s), 12-pin M12 quick-disconnect, IP67. Marking tags included. | Stock | 99 | 103
8000-88590-0000000 | Exact 12 passive distribution block, 8 ports, 5-pin M12 sockets, 24 VDC, 4A, power and PNP LED indicator(s), panel mount plug in, IP67. Terminal blocks and marking tags included. | Stock | 99 | 103
800-8M-20-NG | SureMotion timing belt, 8mm pitch, 20mm wide, 100 tooth, 800mm pitch length (circumference), neoprene, fiberglass reinforced. | Stock | 27 | 30
800-8M-30-NG | SureMotion timing belt, 8mm pitch, 30mm wide, 100 tooth, 800mm pitch length (circumference), neoprene, fiberglass reinforced. | Stock | 38.5 | 42.5
80MXL025NG | SureMotion timing belt, 0.08in MXL pitch, 1/4in wide, 80 tooth, 6.4in pitch length (circumference), neoprene, fiberglass reinforced. Package of 3. | Stock | 8 | 8.75
80MXL025PP | SureMotion timing belt, 0.08in MXL pitch, 1/4in wide, 80 tooth, 6.4in pitch length (circumference), polyurethane, polyester reinforced. Package of 3. | Stock | 10.5 | 11.5
80XL025NG | SureMotion timing belt, 1/5in XL pitch, 1/4in wide, 40 tooth, 8in pitch length (circumference), neoprene, fiberglass reinforced. | Stock | 2.25 | 2.5
80XL037NG | SureMotion timing belt, 1/5in XL pitch, 3/8in wide, 40 tooth, 8in pitch length (circumference), neoprene, fiberglass reinforced. | Stock | 3 | 3.25
81510000 | WERMA incandescent industrial signal beacon, 75mm, red, permanent, IP65, 37mm (PG 29) mount, 12-240 VAC/VDC. | Stock | 40.5 | 42
81520000 | WERMA incandescent industrial signal beacon, 75mm, green, permanent, IP65, 37mm (PG 29) mount, 12-240 VAC/VDC. | Stock | 40.5 | 42
81530000 | WERMA incandescent industrial signal beacon, 75mm, yellow, permanent, IP65, 37mm (PG 29) mount, 12-240 VAC/VDC. | Stock | 40.5 | 42
81540000 | WERMA incandescent industrial signal beacon, 75mm, clear/white, permanent, IP65, 37mm (PG 29) mount, 12-240 VAC/VDC. | Stock | 47 | 49
81550000 | WERMA incandescent industrial signal beacon, 75mm, blue, permanent, IP65, 37mm (PG 29) mount, 12-240 VAC/VDC. | Stock | 47 | 49
81610055 | WERMA LED industrial signal beacon, 75mm, red, permanent, IP65, 37mm (PG 29) mount, 24 VAC/VDC. | Stock | 86 | 89
81610067 | WERMA LED industrial signal beacon, 75mm, red, permanent, IP65, 37mm (PG 29) mount, 115 VAC. | Stock | 100 | 104
81611055 | WERMA LED industrial signal beacon, 75mm, red, blinking (1 Hz ON for 530ms), IP65, 37mm (PG 29) mount, 24 VAC/VDC. | Stock | 139 | 145
81613055 | WERMA LED industrial signal beacon, 75mm, red, rotating (120rpm), IP65, 37mm (PG 29) mount, 24 VAC/VDC. | Stock | 139 | 145
81620055 | WERMA LED industrial signal beacon, 75mm, green, permanent, IP65, 37mm (PG 29) mount, 24 VAC/VDC. | Stock | 86 | 89
81620067 | WERMA LED industrial signal beacon, 75mm, green, permanent, IP65, 37mm (PG 29) mount, 115 VAC. | Stock | 100 | 104
81621055 | WERMA LED industrial signal beacon, 75mm, green, blinking (1 Hz ON for 530ms), IP65, 37mm (PG 29) mount, 24 VAC/VDC. | Stock | 139 | 145
81623055 | WERMA LED industrial signal beacon, 75mm, green, rotating (120rpm), IP65, 37mm (PG 29) mount, 24 VAC/VDC. | Stock | 139 | 145
81630055 | WERMA LED industrial signal beacon, 75mm, yellow, permanent, IP65, 37mm (PG 29) mount, 24 VAC/VDC. | Stock | 86 | 89
81630067 | WERMA LED industrial signal beacon, 75mm, yellow, permanent, IP65, 37mm (PG 29) mount, 115 VAC. | Stock | 100 | 104
81631055 | WERMA LED industrial signal beacon, 75mm, yellow, blinking (1 Hz ON for 530ms), IP65, 37mm (PG 29) mount, 24 VAC/VDC. | Stock | 139 | 145
81633055 | WERMA LED industrial signal beacon, 75mm, yellow, rotating (120rpm), IP65, 37mm (PG 29) mount, 24 VAC/VDC. | Stock | 139 | 145
81640055 | WERMA LED industrial signal beacon, 75mm, clear/white, permanent, IP65, 37mm (PG 29) mount, 24 VAC/VDC. | Stock | 144 | 150
81640067 | WERMA LED industrial signal beacon, 75mm, clear/white, permanent, IP65, 37mm (PG 29) mount, 115 VAC. | Stock | 159 | 165
81641055 | WERMA LED industrial signal beacon, 75mm, clear/white, blinking (1 Hz ON for 530ms), IP65, 37mm (PG 29) mount, 24 VAC/VDC. | Stock | 254 | 264
81643055 | WERMA LED industrial signal beacon, 75mm, clear/white, rotating (120rpm), IP65, 37mm (PG 29) mount, 24 VAC/VDC. | Stock | 232 | 241
81650055 | WERMA LED industrial signal beacon, 75mm, blue, permanent, IP65, 37mm (PG 29) mount, 24 VAC/VDC. | Stock | 144 | 150
81650067 | WERMA LED industrial signal beacon, 75mm, blue, permanent, IP65, 37mm (PG 29) mount, 115 VAC. | Stock | 159 | 165
81651055 | WERMA LED industrial signal beacon, 75mm, blue, blinking (1 Hz ON for 530ms), IP65, 37mm (PG 29) mount, 24 VAC/VDC. | Stock | 254 | 264
81653055 | WERMA LED industrial signal beacon, 75mm, blue, rotating (120rpm), IP65, 37mm (PG 29) mount, 24 VAC/VDC. | Stock | 232 | 241
81710055 | WERMA Xenon tube industrial signal beacon, 75mm, red, flashing (1 Hz flash frequency), IP65, 37mm (PG 29) mount, 24 VDC. | Stock | 128 | 133
81710067 | WERMA Xenon tube industrial signal beacon, 75mm, red, flashing (1 Hz flash frequency), IP65, 37mm (PG 29) mount, 115 VAC. | Stock | 128 | 133
81720055 | WERMA Xenon tube industrial signal beacon, 75mm, green, flashing (1 Hz flash frequency), IP65, 37mm (PG 29) mount, 24 VDC. | Stock | 128 | 133
81720067 | WERMA Xenon tube industrial signal beacon, 75mm, green, flashing (1 Hz flash frequency), IP65, 37mm (PG 29) mount, 115 VAC. | Stock | 126 | 131
81730055 | WERMA Xenon tube industrial signal beacon, 75mm, yellow, flashing (1 Hz flash frequency), IP65, 37mm (PG 29) mount, 24 VDC. | Stock | 128 | 133
81730067 | WERMA Xenon tube industrial signal beacon, 75mm, yellow, flashing (1 Hz flash frequency), IP65, 37mm (PG 29) mount, 115 VAC. | Stock | 126 | 131
81740055 | WERMA Xenon tube industrial signal beacon, 75mm, clear/white, flashing (1 Hz flash frequency), IP65, 37mm (PG 29) mount, 24 VDC. | Stock | 134 | 139
81740067 | WERMA Xenon tube industrial signal beacon, 75mm, clear/white, flashing (1 Hz flash frequency), IP65, 37mm (PG 29) mount, 115 VAC. | Stock | 128 | 133
81750055 | WERMA Xenon tube industrial signal beacon, 75mm, blue, flashing (1 Hz flash frequency), IP65, 37mm (PG 29) mount, 24 VDC. | Stock | 134 | 139
81750067 | WERMA Xenon tube industrial signal beacon, 75mm, blue, flashing (1 Hz flash frequency), IP65, 37mm (PG 29) mount, 115 VAC. | Stock | 128 | 133
81MXL025NG | SureMotion timing belt, 0.08in MXL pitch, 1/4in wide, 81 tooth, 6.5in pitch length (circumference), neoprene, fiberglass reinforced. Package of 3. | Stock | 8 | 8.75
81MXL025PP | SureMotion timing belt, 0.08in MXL pitch, 1/4in wide, 81 tooth, 6.5in pitch length (circumference), polyurethane, polyester reinforced. Package of 3. | Stock | 15.5 | 17
820014-51KIT | Norgren Quikclamp, for use with Excelon 82 series components. | Stock | 9
820014-52KIT | Norgren Quikclamp with bracket, for use with Excelon 82 series components. | Stock | 11.5
820015-02KIT | Norgren port adapter, replacement, 1/4in NPT thread. For use with Excelon 82 series components. | Stock | 10.5
820015-03KIT | Norgren port adapter, replacement, 3/8in NPT thread. For use with Excelon 82 series components. | Stock | 10.5
820024-50KIT | Norgren mounting bracket, for use with Excelon 82 series components. | Stock | 8.75
820038-50KIT | Norgren particulate filter element, replacement, 5 micron particles, polypropylene. For use with Excelon 82 series particulate filters. | Stock | 13
820038-51KIT | Norgren particulate filter element, replacement, 40 micron particles, polypropylene. For use with Excelon 82 series particulate filters. | Stock | 13
820041-50KIT | Norgren vapor removal filter element, replacement, 0.003 mg/cubic meter oil, activated carbon. For use with Excelon 82 series vapor removal filters. | Stock | 51
820044-50KIT | Norgren coalescing oil removal filter element, replacement, 0.01 micron particles and 0.01 mg/cubic meter oil, polyethylene. For use with Excelon 82 series coalescing filters. | Stock | 51
82610000 | WERMA incandescent industrial signal beacon, 98mm, red, permanent, IP65, base mount, 12-240 VAC/VDC. | Stock | 38 | 39.5
82611000 | WERMA incandescent industrial signal beacon, 98mm, red, permanent, IP65, tube mount, 12-240 VAC/VDC. | Stock | 47.5 | 49.5
82620000 | WERMA incandescent industrial signal beacon, 98mm, green, permanent, IP65, base mount, 12-240 VAC/VDC. | Stock | 41.5 | 43
82621000 | WERMA incandescent industrial signal beacon, 98mm, green, permanent, IP65, tube mount, 12-240 VAC/VDC. | Stock | 47.5 | 49.5
82630000 | WERMA incandescent industrial signal beacon, 98mm, yellow, permanent, IP65, base mount, 12-240 VAC/VDC. | Stock | 38 | 39.5
82631000 | WERMA incandescent industrial signal beacon, 98mm, yellow, permanent, IP65, tube mount, 12-240 VAC/VDC. | Stock | 47.5 | 49.5
82640000 | WERMA incandescent industrial signal beacon, 98mm, clear/white, permanent, IP65, base mount, 12-240 VAC/VDC. | Stock | 41.5 | 43
82641000 | WERMA incandescent industrial signal beacon, 98mm, clear/white, permanent, IP65, tube mount, 12-240 VAC/VDC. | Stock | 47.5 | 49.5
82650000 | WERMA incandescent industrial signal beacon, 98mm, blue, permanent, IP65, base mount, 12-240 VAC/VDC. | Stock | 41.5 | 43
82651000 | WERMA incandescent industrial signal beacon, 98mm, blue, permanent, IP65, tube mount, 12-240 VAC/VDC. | Stock | 47.5 | 49.5
82710075 | WERMA incandescent industrial signal beacon, 98mm, red, blinking (1.84 Hz ON for 284ms), IP65, base mount, 24 VAC/VDC. | Stock | 97 | 101
82710077 | WERMA incandescent industrial signal beacon, 98mm, red, blinking (1.84 Hz ON for 284ms), IP65, base mount, 115 VAC. | Stock | 97 | 101
82720075 | WERMA incandescent industrial signal beacon, 98mm, green, blinking (1.84 Hz ON for 284ms), IP65, base mount, 24 VAC/VDC. | Stock | 105 | 109
82720077 | WERMA incandescent industrial signal beacon, 98mm, green, blinking (1.84 Hz ON for 284ms), IP65, base mount, 115 VAC. | Stock | 105 | 109
82730075 | WERMA incandescent industrial signal beacon, 98mm, yellow, blinking (1.84 Hz ON for 284ms), IP65, base mount, 24 VAC/VDC. | Stock | 97 | 101
82730077 | WERMA incandescent industrial signal beacon, 98mm, yellow, blinking (1.84 Hz ON for 284ms), IP65, base mount, 115 VAC. | Stock | 97 | 101
82740075 | WERMA incandescent industrial signal beacon, 98mm, clear/white, blinking (1.84 Hz ON for 284ms), IP65, base mount, 24 VAC/VDC. | Stock | 105 | 109
82740077 | WERMA incandescent industrial signal beacon, 98mm, clear/white, blinking (1.84 Hz ON for 284ms), IP65, base mount, 115 VAC. | Stock | 105 | 109
82750075 | WERMA incandescent industrial signal beacon, 98mm, blue, blinking (1.84 Hz ON for 284ms), IP65, base mount, 24 VAC/VDC. | Stock | 105 | 109
82750077 | WERMA incandescent industrial signal beacon, 98mm, blue, blinking (1.84 Hz ON for 284ms), IP65, base mount, 115 VAC. | Stock | 105 | 109
82810055 | WERMA Xenon tube industrial signal beacon, 98mm, red, flashing (1 Hz flash frequency), IP65, base mount, 24 VDC. | Stock | 117 | 122
82810067 | WERMA Xenon tube industrial signal beacon, 98mm, red, flashing (1 Hz flash frequency), IP65, base mount, 115 VAC. | Stock | 117 | 122
82814055 | WERMA Xenon tube industrial signal beacon, 98mm, red, flashing (1 Hz flash frequency), IP65, tube mount, 24 VDC. | Stock | 125 | 130
82814067 | WERMA Xenon tube industrial signal beacon, 98mm, red, flashing (1 Hz flash frequency), IP65, tube mount, 115 VAC. | Stock | 125 | 130
82820055 | WERMA Xenon tube industrial signal beacon, 98mm, green, flashing (1 Hz flash frequency), IP65, base mount, 24 VDC. | Stock | 124 | 129
82820067 | WERMA Xenon tube industrial signal beacon, 98mm, green, flashing (1 Hz flash frequency), IP65, base mount, 115 VAC. | Stock | 124 | 129
82824055 | WERMA Xenon tube industrial signal beacon, 98mm, green, flashing (1 Hz flash frequency), IP65, tube mount, 24 VDC. | Stock | 133 | 138
82824067 | WERMA Xenon tube industrial signal beacon, 98mm, green, flashing (1 Hz flash frequency), IP65, tube mount, 115 VAC. | Stock | 133 | 138
82830055 | WERMA Xenon tube industrial signal beacon, 98mm, yellow, flashing (1 Hz flash frequency), IP65, base mount, 24 VDC. | Stock | 117 | 122
82830067 | WERMA Xenon tube industrial signal beacon, 98mm, yellow, flashing (1 Hz flash frequency), IP65, base mount, 115 VAC. | Stock | 117 | 122
82834055 | WERMA Xenon tube industrial signal beacon, 98mm, yellow, flashing (1 Hz flash frequency), IP65, tube mount, 24 VDC. | Stock | 125 | 130
82834067 | WERMA Xenon tube industrial signal beacon, 98mm, yellow, flashing (1 Hz flash frequency), IP65, tube mount, 115 VAC. | Stock | 125 | 130
82840055 | WERMA Xenon tube industrial signal beacon, 98mm, clear/white, flashing (1 Hz flash frequency), IP65, base mount, 24 VDC. | Stock | 124 | 129
82840067 | WERMA Xenon tube industrial signal beacon, 98mm, clear/white, flashing (1 Hz flash frequency), IP65, base mount, 115 VAC. | Stock | 124 | 129
82844055 | WERMA Xenon tube industrial signal beacon, 98mm, clear/white, flashing (1 Hz flash frequency), IP65, tube mount, 24 VDC. | Stock | 133 | 138
82844067 | WERMA Xenon tube industrial signal beacon, 98mm, clear/white, flashing (1 Hz flash frequency), IP65, tube mount, 115 VAC. | Stock | 133 | 138
82850055 | WERMA Xenon tube industrial signal beacon, 98mm, blue, flashing (1 Hz flash frequency), IP65, base mount, 24 VDC. | Stock | 199 | 207
82850067 | WERMA Xenon tube industrial signal beacon, 98mm, blue, flashing (1 Hz flash frequency), IP65, base mount, 115 VAC. | Stock | 199 | 207
82854055 | WERMA Xenon tube industrial signal beacon, 98mm, blue, flashing (1 Hz flash frequency), IP65, tube mount, 24 VDC. | Stock | 133 | 138
82854067 | WERMA Xenon tube industrial signal beacon, 98mm, blue, flashing (1 Hz flash frequency), IP65, tube mount, 115 VAC. | Stock | 133 | 138
82910055 | WERMA LED industrial signal beacon, 98mm, red, permanent or blinking (1.5 Hz ON for 350ms), IP65, base mount, 24 VDC. | Stock | 150 | 156
82910755 | WERMA LED industrial signal beacon, 98mm, red, permanent or blinking (1.5 Hz ON for 350ms), IP65, tube mount, 24 VDC. | Stock | 163 | 170
82911055 | WERMA LED industrial signal beacon, 98mm, red, rotating (180rpm), IP65, base mount, 24 VDC. | Stock | 178 | 185
82911068 | WERMA LED industrial signal beacon, 98mm, red, rotating (180rpm), IP65, base mount, 115-230 VAC. | Stock | 206 | 214
82911755 | WERMA LED industrial signal beacon, 98mm, red, rotating (180rpm), IP65, tube mount, 24 VDC. | Stock | 191 | 199
82911768 | WERMA LED industrial signal beacon, 98mm, red, rotating (180rpm), IP65, tube mount, 115-230 VAC. | Stock | 221 | 230
82912055 | WERMA LED industrial signal beacon, 98mm, red, double flash, IP65, base mount, 24 VDC. | Stock | 161 | 167
82912068 | WERMA LED industrial signal beacon, 98mm, red, double flash, IP65, base mount, 115-230 VAC. | Stock | 181 | 188
82912755 | WERMA LED industrial signal beacon, 98mm, red, double flash, IP65, tube mount, 24 VDC. | Stock | 172 | 179
82912768 | WERMA LED industrial signal beacon, 98mm, red, double flash, IP65, tube mount, 115-230 VAC. | Stock | 195 | 203
82913067 | WERMA LED industrial signal beacon, 98mm, red, permanent, IP65, base mount, 115 VAC. | Stock | 162 | 168
82913767 | WERMA LED industrial signal beacon, 98mm, red, permanent, IP65, tube mount, 115 VAC. | Stock | 173 | 180
82915055 | WERMA LED industrial signal beacon, 98mm, red, permanent/blinking/rotating (1.66 Hz ON for 298ms, 180rpm), IP65, base mount, 24 VDC. | Stock | 223 | 232
82915755 | WERMA LED industrial signal beacon, 98mm, red, permanent/blinking/rotating (1.66 Hz ON for 298ms, 180rpm), IP65, tube mount, 24 VDC. | Stock | 242 | 252
82919055 | WERMA LED industrial signal beacon, 98mm, red, EVS (Enhanced Visibility System) flashing (random flashing), IP65, base mount, 24 VDC. | Stock | 198 | 206
82919068 | WERMA LED industrial signal beacon, 98mm, red, EVS (Enhanced Visibility System) flashing (random flashing), IP65, base mount, 115-230 VAC. | Stock | 224 | 233
82919755 | WERMA LED industrial signal beacon, 98mm, red, EVS (Enhanced Visibility System) flashing (random flashing), IP65, tube mount, 24 VDC. | Stock | 212 | 220
82919768 | WERMA LED industrial signal beacon, 98mm, red, EVS (Enhanced Visibility System) flashing (random flashing), IP65, tube mount, 115-230 VAC. | Stock | 244 | 254
82920055 | WERMA LED industrial signal beacon, 98mm, green, permanent or blinking (1.5 Hz ON for 350ms), IP65, base mount, 24 VDC. | Stock | 201 | 209
82920755 | WERMA LED industrial signal beacon, 98mm, green, permanent or blinking (1.5 Hz ON for 350ms), IP65, tube mount, 24 VDC. | Stock | 215 | 224
82921055 | WERMA LED industrial signal beacon, 98mm, green, rotating (180rpm), IP65, base mount, 24 VDC. | Stock | 272 | 283
82921068 | WERMA LED industrial signal beacon, 98mm, green, rotating (180rpm), IP65, base mount, 115-230 VAC. | Stock | 300 | 312
82921755 | WERMA LED industrial signal beacon, 98mm, green, rotating (180rpm), IP65, tube mount, 24 VDC. | Stock | 294 | 306
82921768 | WERMA LED industrial signal beacon, 98mm, green, rotating (180rpm), IP65, tube mount, 115-230 VAC. | Stock | 322 | 335
82923067 | WERMA LED industrial signal beacon, 98mm, green, permanent, IP65, base mount, 115 VAC. | Stock | 216 | 225
82923767 | WERMA LED industrial signal beacon, 98mm, green, permanent, IP65, tube mount, 115 VAC. | Stock | 231 | 240
82925055 | WERMA LED industrial signal beacon, 98mm, green, permanent/blinking/rotating (1.66 Hz ON for 298ms, 180rpm), IP65, base mount, 24 VDC. | Stock | 366 | 381
82925755 | WERMA LED industrial signal beacon, 98mm, green, permanent/blinking/rotating (1.66 Hz ON for 298ms, 180rpm), IP65, tube mount, 24 VDC. | Stock | 395 | 411
82930055 | WERMA LED industrial signal beacon, 98mm, yellow, permanent or blinking (1.5 Hz ON for 350ms), IP65, base mount, 24 VDC. | Stock | 150 | 156
82930755 | WERMA LED industrial signal beacon, 98mm, yellow, permanent or blinking (1.5 Hz ON for 350ms), IP65, tube mount, 24 VDC. | Stock | 163 | 170
82931055 | WERMA LED industrial signal beacon, 98mm, yellow, rotating (180rpm), IP65, base mount, 24 VDC. | Stock | 178 | 185
82931068 | WERMA LED industrial signal beacon, 98mm, yellow, rotating (180rpm), IP65, base mount, 115-230 VAC. | Stock | 206 | 214
82931755 | WERMA LED industrial signal beacon, 98mm, yellow, rotating (180rpm), IP65, tube mount, 24 VDC. | Stock | 191 | 199
82931768 | WERMA LED industrial signal beacon, 98mm, yellow, rotating (180rpm), IP65, tube mount, 115-230 VAC. | Stock | 221 | 230
82932055 | WERMA LED industrial signal beacon, 98mm, yellow, double flash, IP65, base mount, 24 VDC. | Stock | 162 | 168
82932068 | WERMA LED industrial signal beacon, 98mm, yellow, double flash, IP65, base mount, 115-230 VAC. | Stock | 181 | 188
82932755 | WERMA LED industrial signal beacon, 98mm, yellow, double flash, IP65, tube mount, 24 VDC. | Stock | 173 | 180
82932768 | WERMA LED industrial signal beacon, 98mm, yellow, double flash, IP65, tube mount, 115-230 VAC. | Stock | 195 | 203
82933067 | WERMA LED industrial signal beacon, 98mm, yellow, permanent, IP65, base mount, 115 VAC. | Stock | 162 | 168
82933767 | WERMA LED industrial signal beacon, 98mm, yellow, permanent, IP65, tube mount, 115 VAC. | Stock | 173 | 180
82935055 | WERMA LED industrial signal beacon, 98mm, yellow, permanent/blinking/rotating (1.66 Hz ON for 298ms, 180rpm), IP65, base mount, 24 VDC. | Stock | 223 | 232
82935755 | WERMA LED industrial signal beacon, 98mm, yellow, permanent/blinking/rotating (1.66 Hz ON for 298ms, 180rpm), IP65, tube mount, 24 VDC. | Stock | 242 | 252
82939055 | WERMA LED industrial signal beacon, 98mm, yellow, EVS (Enhanced Visibility System) flashing (random flashing), IP65, base mount, 24 VDC. | Stock | 198 | 206
82939068 | WERMA LED industrial signal beacon, 98mm, yellow, EVS (Enhanced Visibility System) flashing (random flashing), IP65, base mount, 115-230 VAC. | Stock | 224 | 233
82939755 | WERMA LED industrial signal beacon, 98mm, yellow, EVS (Enhanced Visibility System) flashing (random flashing), IP65, tube mount, 24 VDC. | Stock | 212 | 220
82939768 | WERMA LED industrial signal beacon, 98mm, yellow, EVS (Enhanced Visibility System) flashing (random flashing), IP65, tube mount, 115-230 VAC. | Stock | 244 | 254
82941055 | WERMA LED industrial signal beacon, 98mm, clear/white, rotating (180rpm), IP65, base mount, 24 VDC. | Stock | 272 | 283
82941068 | WERMA LED industrial signal beacon, 98mm, clear/white, rotating (180rpm), IP65, base mount, 115-230 VAC. | Stock | 300 | 312
82941755 | WERMA LED industrial signal beacon, 98mm, clear/white, rotating (180rpm), IP65, tube mount, 24 VDC. | Stock | 294 | 306
82941768 | WERMA LED industrial signal beacon, 98mm, clear/white, rotating (180rpm), IP65, tube mount, 115-230 VAC. | Stock | 322 | 335
82942055 | WERMA LED industrial signal beacon, 98mm, clear/white, double flash, IP65, base mount, 24 VDC. | Stock | 245 | 255
82942068 | WERMA LED industrial signal beacon, 98mm, clear/white, double flash, IP65, base mount, 115-230 VAC. | Stock | 253 | 263
82942755 | WERMA LED industrial signal beacon, 98mm, clear/white, double flash, IP65, tube mount, 24 VDC. | Stock | 264 | 275
82942768 | WERMA LED industrial signal beacon, 98mm, clear/white, double flash, IP65, tube mount, 115-230 VAC. | Stock | 272 | 283
82949055 | WERMA LED industrial signal beacon, 98mm, clear/white, EVS (Enhanced Visibility System) flashing (random flashing), IP65, base mount, 24 VDC. | Stock | 301 | 313
82949068 | WERMA LED industrial signal beacon, 98mm, clear/white, EVS (Enhanced Visibility System) flashing (random flashing), IP65, base mount, 115-230 VAC. | Stock | 311 | 323
82949755 | WERMA LED industrial signal beacon, 98mm, clear/white, EVS (Enhanced Visibility System) flashing (random flashing), IP65, tube mount, 24 VDC. | Stock | 323 | 336
82949768 | WERMA LED industrial signal beacon, 98mm, clear/white, EVS (Enhanced Visibility System) flashing (random flashing), IP65, tube mount, 115-230 VAC. | Stock | 335 | 348
82950055 | WERMA LED industrial signal beacon, 98mm, blue, permanent or blinking (1.5 Hz ON for 350ms), IP65, base mount, 24 VDC. | Stock | 211 | 219
82950755 | WERMA LED industrial signal beacon, 98mm, blue, permanent or blinking (1.5 Hz ON for 350ms), IP65, tube mount, 24 VDC. | Stock | 226 | 235
82951055 | WERMA LED industrial signal beacon, 98mm, blue, rotating (180rpm), IP65, base mount, 24 VDC. | Stock | 272 | 283
82951068 | WERMA LED industrial signal beacon, 98mm, blue, rotating (180rpm), IP65, base mount, 115-230 VAC. | Stock | 300 | 312
82951755 | WERMA LED industrial signal beacon, 98mm, blue, rotating (180rpm), IP65, tube mount, 24 VDC. | Stock | 294 | 306
82951768 | WERMA LED industrial signal beacon, 98mm, blue, rotating (180rpm), IP65, tube mount, 115-230 VAC. | Stock | 322 | 335
82953067 | WERMA LED industrial signal beacon, 98mm, blue, permanent, IP65, base mount, 115 VAC. | Stock | 228 | 237
82953767 | WERMA LED industrial signal beacon, 98mm, blue, permanent, IP65, tube mount, 115 VAC. | Stock | 247 | 257
82955055 | WERMA LED industrial signal beacon, 98mm, blue, permanent/blinking/rotating (1.66 Hz ON for 298ms, 180rpm), IP65, base mount, 24 VDC. | Stock | 366 | 381
82955755 | WERMA LED industrial signal beacon, 98mm, blue, permanent/blinking/rotating (1.66 Hz ON for 298ms, 180rpm), IP65, tube mount, 24 VDC. | Stock | 395 | 411
82MXL025NG | SureMotion timing belt, 0.08in MXL pitch, 1/4in wide, 82 tooth, 6.6in pitch length (circumference), neoprene, fiberglass reinforced. Package of 3. | Stock | 8 | 8.75
82MXL025PP | SureMotion timing belt, 0.08in MXL pitch, 1/4in wide, 82 tooth, 6.6in pitch length (circumference), polyurethane, polyester reinforced. Package of 3. | Stock | 10.5 | 11.5
840014-51KIT | Norgren Quikclamp, for use with Excelon 84 series components. | Stock | 13
840014-52KIT | Norgren Quikclamp with bracket, for use with Excelon 84 series components. | Stock | 17
840015-02KIT | Norgren port adapter, replacement, 1/4in NPT thread. For use with Excelon 84 series components. | Stock | 25
840015-03KIT | Norgren port adapter, replacement, 3/8in NPT thread. For use with Excelon 84 series components. | Stock | 25
840015-04KIT | Norgren port adapter, replacement, 1/2in NPT thread. For use with Excelon 84 series components. | Stock | 25
840024-50KIT | Norgren mounting bracket, for use with Excelon 84 series components. | Stock | 14.5
840038-50KIT | Norgren particulate filter element, replacement, 5 micron particles, polypropylene. For use with Excelon 84 series particulate filters. | Stock | 20
840038-51KIT | Norgren particulate filter element, replacement, 40 micron particles, polypropylene. For use with Excelon 84 series particulate filters. | Stock | 20
840041-50KIT | Norgren vapor removal filter element, replacement, 0.003 mg/cubic meter oil, activated carbon. For use with Excelon 84 series vapor removal filters. | Stock | 72
840044-50KIT | Norgren coalescing oil removal filter element, replacement, 0.01 micron particles and 0.01 mg/cubic meter oil, polyethylene. For use with Excelon 84 series coalescing filters. | Stock | 72
84010001 | GAM helical pinion, Module 1.5, 20 tooth, set screw mount. For use with SureGear PGCN23 series gearboxes. | Stock | 315 | 328
84010002 | GAM helical pinion, Module 2, 18 tooth, keyed shaft mount. For use with SureGear PGCN34 series gearboxes. | Stock | 315 | 328
84010003 | GAM helical pinion, Module 2, 18 tooth, keyed shaft mount. For use with SureGear PGA070 and PGB070 series gearboxes. | Stock | 315 | 328
84010004 | GAM helical pinion, Module 2, 20 tooth, keyed shaft mount. For use with SureGear PGA090 and PGB090 series gearboxes. | Stock | 320 | 333
84010005 | GAM helical pinion, Module 2, 30 tooth, keyed shaft mount. For use with SureGear PGA120 and PGB120 series gearboxes. | Stock | 405 | 421
84010006 | GAM helical pinion, Module 3, 22 tooth, keyed shaft mount. For use with SureGear PGA155 and PGB155 series gearboxes. | Stock | 505 | 525
84010007 | GAM helical pinion, Module 2, 26 tooth, bolt-through mount. For use with SureGear PGD064 series gearboxes. | Stock | 500 | 520
84010008 | GAM helical pinion, Module 2, 33 tooth, bolt-through mount. For use with SureGear PGD090 series gearboxes. | Stock | 580 | 603
84010009 | GAM helical pinion, Module 2, 40 tooth, bolt-through mount. For use with SureGear PGD110 series gearboxes. | Stock | 615 | 640
840-8M-20-NG | SureMotion timing belt, 8mm pitch, 20mm wide, 105 tooth, 840mm pitch length (circumference), neoprene, fiberglass reinforced. | Stock | 28 | 31
840-8M-30-NG | SureMotion timing belt, 8mm pitch, 30mm wide, 105 tooth, 840mm pitch length (circumference), neoprene, fiberglass reinforced. | Stock | 39.5 | 43.5
84500000 | WERMA terminal element, 50mm diameter, screw terminal, surface, tube, single-hole or bracket mount, IP54. Cap and seal included. | Stock | 29 | 30
84610000 | WERMA incandescent light element, 50mm diameter, red, permanent light function, 12-240 VAC/VDC, colored lens, IP54. Purchase bulb separately. | Stock | 21.5 | 22.5
84620000 | WERMA incandescent light element, 50mm diameter, green, permanent light function, 12-240 VAC/VDC, colored lens, IP54. Purchase bulb separately. | Stock | 21.5 | 22.5
84630000 | WERMA incandescent light element, 50mm diameter, yellow, permanent light function, 12-240 VAC/VDC, colored lens, IP54. Purchase bulb separately. | Stock | 21.5 | 22.5
84640000 | WERMA incandescent light element, 50mm diameter, clear/white, permanent light function, 12-240 VAC/VDC, clear lens, IP54. Purchase bulb separately. | Stock | 21.5 | 22.5
84650000 | WERMA incandescent light element, 50mm diameter, blue, permanent light function, 12-240 VAC/VDC, colored lens, IP54. Purchase bulb separately. | Stock | 21.5 | 22.5
84810055 | WERMA LED light element, 50mm diameter, red, permanent light function, 24 VAC/VDC, colored lens, IP54. | Stock | 69 | 72
84810067 | WERMA LED light element, 50mm diameter, red, permanent light function, 115 VAC, colored lens, IP54. | Stock | 81 | 84
84811067 | WERMA LED light element, 50mm diameter, red, blinking (1 Hz ON for 550ms) light function, 115 VAC, colored lens, IP54. | Stock | 81 | 84
84811075 | WERMA LED light element, 50mm diameter, red, blinking (1 Hz ON for 550ms) light function, 24 VAC/VDC, colored lens, IP54. | Stock | 69 | 72
84812055 | WERMA LED light element, 50mm diameter, red, flashing (1 Hz ON for 10ms) light function, 24 VDC, colored lens, IP54. | Stock | 138 | 144
84820055 | WERMA LED light element, 50mm diameter, green, permanent light function, 24 VAC/VDC, colored lens, IP54. | Stock | 69 | 72
84820067 | WERMA LED light element, 50mm diameter, green, permanent light function, 115 VAC, colored lens, IP54. | Stock | 81 | 84
84821067 | WERMA LED light element, 50mm diameter, green, blinking (1 Hz ON for 550ms) light function, 115 VAC, colored lens, IP54. | Stock | 81 | 84
84821075 | WERMA LED light element, 50mm diameter, green, blinking (1 Hz ON for 550ms) light function, 24 VAC/VDC, colored lens, IP54. | Stock | 69 | 72
84822055 | WERMA LED light element, 50mm diameter, green, flashing (1 Hz ON for 10ms) light function, 24 VDC, colored lens, IP54. | Stock | 161 | 167
84830055 | WERMA LED light element, 50mm diameter, yellow, permanent light function, 24 VAC/VDC, colored lens, IP54. | Stock | 69 | 72
84830067 | WERMA LED light element, 50mm diameter, yellow, permanent light function, 115 VAC, colored lens, IP54. | Stock | 81 | 84
84831067 | WERMA LED light element, 50mm diameter, yellow, blinking (1 Hz ON for 550ms) light function, 115 VAC, colored lens, IP54. | Stock | 81 | 84
84831075 | WERMA LED light element, 50mm diameter, yellow, blinking (1 Hz ON for 550ms) light function, 24 VAC/VDC, colored lens, IP54. | Stock | 69 | 72
84832055 | WERMA LED light element, 50mm diameter, yellow, flashing (1 Hz ON for 10ms) light function, 24 VDC, colored lens, IP54. | Stock | 138 | 144
84840055 | WERMA LED light element, 50mm diameter, clear/white, permanent light function, 24 VAC/VDC, clear lens, IP54. | Stock | 106 | 110
84840067 | WERMA LED light element, 50mm diameter, clear/white, permanent light function, 115 VAC, clear lens, IP54. | Stock | 106 | 110
84841067 | WERMA LED light element, 50mm diameter, clear/white, blinking (1 Hz ON for 550ms) light function, 115 VAC, clear lens, IP54. | Stock | 118 | 123
84841075 | WERMA LED light element, 50mm diameter, clear/white, blinking (1 Hz ON for 550ms) light function, 24 VAC/VDC, clear lens, IP54. | Stock | 92 | 96
84842055 | WERMA LED light element, 50mm diameter, clear/white, flashing (1 Hz ON for 10ms) light function, 24 VDC, clear lens, IP54. | Stock | 184 | 191
84850055 | WERMA LED light element, 50mm diameter, blue, permanent light function, 24 VAC/VDC, colored lens, IP54. | Stock | 106 | 110
84850067 | WERMA LED light element, 50mm diameter, blue, permanent light function, 115 VAC, colored lens, IP54. | Stock | 118 | 123
84851067 | WERMA LED light element, 50mm diameter, blue, blinking (1 Hz ON for 550ms) light function, 115 VAC, colored lens, IP54. | Stock | 118 | 123
84851075 | WERMA LED light element, 50mm diameter, blue, blinking (1 Hz ON for 550ms) light function, 24 VAC/VDC, colored lens, IP54. | Stock | 106 | 110
84852055 | WERMA LED light element, 50mm diameter, blue, flashing (1 Hz ON for 10ms) light function, 24 VDC, colored lens, IP54. | Stock | 184 | 191
84900075 | WERMA buzzer element, electronic sound, 80 dB at 1m, 21 kHz tone frequency, continuous or pulse tone(s), 24 VAC/VDC, ABS/PC plastic housing, black, IP54. For use with WERMA 50mm stack light elements. | Stock | 59 | 61
84900077 | WERMA buzzer element, electronic sound, 80 dB at 1m, 21 kHz tone frequency, continuous or pulse tone(s), 115 VAC/VDC, ABS/PC plastic housing, black, IP54. For use with WERMA 50mm stack light elements. | Stock | 62 | 64
84MXL025NG | SureMotion timing belt, 0.08in MXL pitch, 1/4in wide, 84 tooth, 6.7in pitch length (circumference), neoprene, fiberglass reinforced. Package of 3. | Stock | 8 | 8.75
84MXL025PP | SureMotion timing belt, 0.08in MXL pitch, 1/4in wide, 84 tooth, 6.7in pitch length (circumference), polyurethane, polyester reinforced. Package of 3. | Stock | 14 | 15.5
85MXL025NG | SureMotion timing belt, 0.08in MXL pitch, 1/4in wide, 85 tooth, 6.8in pitch length (circumference), neoprene, fiberglass reinforced. Package of 3. | Stock | 8 | 8.75
85MXL025PP | SureMotion timing belt, 0.08in MXL pitch, 1/4in wide, 85 tooth, 6.8in pitch length (circumference), polyurethane, polyester reinforced. Package of 3. | Stock | 11.5 | 12.5
87MXL025NG | SureMotion timing belt, 0.08in MXL pitch, 1/4in wide, 87 tooth, 7in pitch length (circumference), neoprene, fiberglass reinforced. Package of 3. | Stock | 8 | 8.75
87MXL025PP | SureMotion timing belt, 0.08in MXL pitch, 1/4in wide, 87 tooth, 7in pitch length (circumference), polyurethane, polyester reinforced. Package of 3. | Stock | 11.5 | 12.5
880-8M-20-NG | SureMotion timing belt, 8mm pitch, 20mm wide, 110 tooth, 880mm pitch length (circumference), neoprene, fiberglass reinforced. | Stock | 29 | 32
880-8M-30-NG | SureMotion timing belt, 8mm pitch, 30mm wide, 110 tooth, 880mm pitch length (circumference), neoprene, fiberglass reinforced. | Stock | 41.5 | 46
88MXL025NG | SureMotion timing belt, 0.08in MXL pitch, 1/4in wide, 88 tooth, 7in pitch length (circumference), neoprene, fiberglass reinforced. Package of 3. | Stock | 8.25 | 9
88MXL025PP | SureMotion timing belt, 0.08in MXL pitch, 1/4in wide, 88 tooth, 7in pitch length (circumference), polyurethane, polyester reinforced. Package of 3. | Stock | 11.5 | 12.5
9000-00961 | AutomationDirect P1AM-START1 subassembly. | Stock | 0.01 | 0
908010 | Dehn DG-PLU series protection module, replacement, 275 VAC. For use with Dehn DG-MU or DG-SU series surge protectors. | Stock | 54
908011 | Dehn DG-PLU series protection module, replacement, 180 VAC. For use with Dehn DG-MU or DG-SU series surge protectors. | Stock | 54
908012 | Dehn DG-PLU series protection module, replacement, 230 VAC. For use with Dehn DG-MU or DG-SU series surge protectors. | Stock | 54
908013 | Dehn DG-PLU series protection module, replacement, 510 VAC. For use with Dehn DG-MU or DG-SU series surge protectors. | Stock | 54
908014 | Dehn DG-PLU series protection module, replacement, 385 VAC. For use with Dehn DG-MU or DG-SU series surge protectors. | Stock | 54
908015 | Dehn DG-PLU series protection module, replacement, 550 VAC. For use with Dehn DG-MU or DG-SU series surge protectors. | Stock | 54
908090 | Dehn DG-SU series power Surge Protective Device (SPD), 20 kA discharge current, 120 VAC 1-Phase, parallel circuit, 35mm DIN rail mount. | Stock | 57
908195 | Dehn DG-MU series power Surge Protective Device (SPD), 20 kA discharge current, 240/120 VAC Split Phase, parallel circuit, 35mm DIN rail mount. | Stock | 124
908319 | Dehn DG-MU series power Surge Protective Device (SPD), 20 kA discharge current, 480/277 VAC 3-Phase Wye, parallel circuit, 35mm DIN rail mount. | Stock | 149
908345 | Dehn DG-MU series power Surge Protective Device (SPD), 20 kA discharge current, 208/120 VAC 3-Phase Wye, neutral ground protection, parallel circuit, 35mm DIN rail mount. | Stock | 197
908346 | Dehn DG-MU series power Surge Protective Device (SPD), 20 kA discharge current, 480/277 VAC 3-Phase Wye, neutral ground protection, parallel circuit, 35mm DIN rail mount. | Stock | 197
908347 | Dehn DG-MU series power Surge Protective Device (SPD), 20 kA discharge current, 600/347 VAC 3-Phase Wye, neutral ground protection, parallel circuit, 35mm DIN rail mount. | Stock | 197
908348 | Dehn DG-MU series power Surge Protective Device (SPD), 20 kA discharge current, 240/120 VAC High-Leg Delta, neutral ground protection, parallel circuit, 35mm DIN rail mount. | Stock | 197
908355 | Dehn DG-MU series power Surge Protective Device (SPD), 20 kA discharge current, 480 VAC 3-Phase Delta, parallel circuit, 35mm DIN rail mount. | Stock | 149
908356 | Dehn DG-MU series power Surge Protective Device (SPD), 20 kA discharge current, 240 VAC 3-Phase Delta, parallel circuit, 35mm DIN rail mount. | Stock | 149
90962 | Murrelektronik interface relay plug link, push-in type, 2-pole, gray. Package of 5. For use with MurrElektronik 51152 and 51101 interface relays. | Stock | 13 | 13.5
90963 | Murrelektronik interface relay jumper, push-in type, 2-pole, gray. Package of 5. For use with MurrElektronik relays with 6.2mm spacing. | Stock | 7.5 | 7.75
90978 | Murrelektronik interface relay jumper, push-in type, 10-pole, blue. Package of 5. For use with MurrElektronik relays with 6.2mm spacing. | Stock | 17.25 | 18
90979 | Murrelektronik interface relay jumper, push-in type, 10-pole, red. Package of 5. For use with MurrElektronik relays with 6.2mm spacing. | Stock | 24 | 25
90BWFW | Hammond subpanel, carbon steel, RAL 9003 white, powder coat finish. For use with 90x48 (HxW) 1418BW20 freestanding enclosures. | Stock | 849 | 904
90BWFWG | Hammond subpanel, galvanized steel. For use with 90x48 (HxW) 1418BW20 freestanding enclosures. | from vendor up to 15 business days | 891 | 948
90BWHW | Hammond subpanel, half-height, carbon steel, RAL 9003 white, powder coat finish. For use with 90x48 (HxW) 1418BW20 freestanding enclosures. | from vendor up to 15 business days | 525 | 559
90BWHWG | Hammond subpanel, half-height, galvanized steel. For use with 90x48 (HxW) 1418BW20 freestanding enclosures. | from vendor up to 15 business days | 551 | 587
90BYFW | Hammond subpanel, carbon steel, RAL 9003 white, powder coat finish. For use with 90x72 (HxW) 1418BYxx freestanding enclosures. | Stock | 1148 | 1221
90BYFWG | Hammond subpanel, galvanized steel. For use with 90x72 (HxW) 1418BYxx freestanding enclosures. | from vendor up to 15 business days | 1264 | 1345
90BYHW | Hammond subpanel, half-height, carbon steel, RAL 9003 white, powder coat finish. For use with 90x72 (HxW) 1418BYxx freestanding enclosures. | from vendor up to 15 business days | 676 | 719
90BYHWG | Hammond subpanel, half-height, galvanized steel. For use with 90x72 (HxW) 1418BYxx freestanding enclosures. | from vendor up to 15 business days | 710 | 757
90FD14 | Hammond subpanel, side mount, carbon steel, RAL 9003 white, powder coat finish. For use with 90in (H) x min. 18in (D) 1418xxxx and HN4FS90xxxx freestanding enclosures. | Stock | 306 | 327
90FD20 | Hammond subpanel, side mount, carbon steel, RAL 9003 white, powder coat finish. For use with 90in (H) x min. 24in (D) 1418xxxx and HN4FS90xxxx freestanding enclosures. | Stock | 319 | 339
90FD26 | Hammond subpanel, side mount, carbon steel, RAL 9003 white, powder coat finish. For use with 90in (H) x 36in (D) 1418xxx36 and HN4FS90xx36xx freestanding enclosures. | from vendor up to 15 business days | 469 | 499
90FD9 | Hammond subpanel, side mount, carbon steel, RAL 9003 white, powder coat finish. For use with 90in (H) 1418xxxx and HN4FS90xxxx freestanding enclosures. | from vendor up to 15 business days | 291 | 310
90MXL025NG | SureMotion timing belt, 0.08in MXL pitch, 1/4in wide, 90 tooth, 7.2in pitch length (circumference), neoprene, fiberglass reinforced. Package of 3. | Stock | 8.25 | 9
90MXL025PP | SureMotion timing belt, 0.08in MXL pitch, 1/4in wide, 90 tooth, 7.2in pitch length (circumference), polyurethane, polyester reinforced. Package of 3. | Stock | 11.5 | 12.5
90XL025NG | SureMotion timing belt, 1/5in XL pitch, 1/4in wide, 45 tooth, 9in pitch length (circumference), neoprene, fiberglass reinforced. | Stock | 2.25 | 2.5
90XL037NG | SureMotion timing belt, 1/5in XL pitch, 3/8in wide, 45 tooth, 9in pitch length (circumference), neoprene, fiberglass reinforced. | Stock | 3.5 | 3.75
90YFW | Hammond subpanel, carbon steel, RAL 9003 white, powder coat finish. For use with 90x36 (HxW) 1418YYxx and HN4FS9036xxxx freestanding enclosures. | Stock | 547 | 582
90YFWG | Hammond subpanel, galvanized steel. For use with 90x36 (HxW) 1418YYxx and HN4FS9036xxxx freestanding enclosures. | Stock | 573 | 611
90YHW | Hammond subpanel, half-height, carbon steel, RAL 9003 white, powder coat finish. For use with 90x36 (HxW) 1418YYxx and HN4FS9036xxxx freestanding enclosures. | from vendor up to 15 business days | 324 | 347
90YHWG | Hammond subpanel, half-height, galvanized steel. For use with 90x36 (HxW) 1418YYxx and HN4FS9036xxxx freestanding enclosures. | from vendor up to 15 business days | 341 | 364
90YWFW | Hammond subpanel, carbon steel, RAL 9003 white, powder coat finish. For use with 90x24 (HxW) 1418YW20 and HN4FS902420xx freestanding enclosures. | from vendor up to 15 business days | 402 | 429
90YWFWG | Hammond subpanel, galvanized steel. For use with 90x24 (HxW) 1418YW20 and HN4FS902420xx freestanding enclosures. | from vendor up to 15 business days | 421 | 449
90YWHW | Hammond subpanel, half-height, carbon steel, RAL 9003 white, powder coat finish. For use with 90x24 (HxW) 1418YW20 and HN4FS902420xx freestanding enclosures. | from vendor up to 15 business days | 252 | 269
90YWHWG | Hammond subpanel, half-height, galvanized steel. For use with 90x24 (HxW) 1418YW20 and HN4FS902420xx freestanding enclosures. | from vendor up to 15 business days | 264 | 281
9165-16-11-11S | STAHL intrinsically safe analog output isolator, 0-20 mA or 4-20 mA input, 0-20 mA or 4-20 mA output, 24 VDC operating voltage. | Stock | 437
9172-20-11-00S | STAHL intrinsically safe relay input isolator, Ex-i 14-30 VDC input, (2) SPDT relays output, 24 VDC operating voltage. | Stock | 237
9182-10-51-11S | STAHL intrinsically safe temperature input isolator, RTD or thermocouple input, 0-20 mA or 4-20 mA output, 24 VDC operating voltage. | Stock | 500
9191-VS-05 | STAHL external reference junction (CJC), for use with 9182-10-51-11S temperature input isolator. | Stock | 95
9194-31-17 | STAHL pac-Bus terminal, for use with STAHL 17.6mm isolators. | Stock | 18.5
9194-50-01 | STAHL pac-Bus end terminal set, for use with 9294-31-12 and 9194-31-17 pac-Bus terminals. | Stock | 18.5
91MXL025NG | SureMotion timing belt, 0.08in MXL pitch, 1/4in wide, 91 tooth, 7.3in pitch length (circumference), neoprene, fiberglass reinforced. Package of 3. | Stock | 8.25 | 9
91MXL025PP | SureMotion timing belt, 0.08in MXL pitch, 1/4in wide, 91 tooth, 7.3in pitch length (circumference), polyurethane, polyester reinforced. Package of 3. | Stock | 11.5 | 12.5
920-8M-20-NG | SureMotion timing belt, 8mm pitch, 20mm wide, 115 tooth, 920mm pitch length (circumference), neoprene, fiberglass reinforced. | Stock | 29 | 32
920-8M-30-NG | SureMotion timing belt, 8mm pitch, 30mm wide, 115 tooth, 920mm pitch length (circumference), neoprene, fiberglass reinforced. | Stock | 41.5 | 46
9260-13-11-10S | STAHL intrinsically safe analog input isolator, 0-20 mA or 4-20 mA input, 0-20 mA or 4-20 mA output, 24 VDC operating voltage. | Stock | 388
9260-19-11-10S | STAHL intrinsically safe analog input isolator, 0-20 mA or 4-20 mA input, (2) 0-20 mA or (2) 4-20 mA output, 24 VDC operating voltage. | Stock | 550
9260-23-11-10S | STAHL intrinsically safe analog input isolator, (2) 0-20 mA or (2) 4-20 mA input, (2) 0-20 mA or (2) 4-20 mA output, 24 VDC operating voltage. | Stock | 617
9270-11-16-14S | STAHL intrinsically safe digital input isolator, NAMUR sensor or dry contact input, SPDT relay output, 24 VDC operating voltage. | Stock | 242
9270-21-17-14S | STAHL intrinsically safe digital input isolator, (2) NAMUR sensors or (2) dry contacts input, (2) N.O. contacts output, 24 VDC operating voltage. | Stock | 280
9275-10-24-48-11S | STAHL intrinsically safe digital output isolator, 15-30 VDC input, 48 mA at 9.7 VDC output, 24 VDC operating voltage. | Stock | 292
929121 | Dehn DPA series data & signal Surge Protective Device (SPD), series circuit, 35mm DIN rail mount. | Stock | 109.5
929221 | Dehn DPA series data & signal Surge Protective Device (SPD), series circuit, NEMA 4/4X enclosure rating, IP66, pole or wall mount. | Stock | 329
9294-31-12 | STAHL pac-Bus terminal, for use with STAHL 12.5mm isolators. | Stock | 24.5
929963 | Dehn DPI-CD series data & signal Surge Protective Device (SPD), 24VAC/VDC, parallel circuit, 2 lines or 1 pair, IP67, 1/2in-14 NPSM mount. | Stock | 101
929970 | Dehn DPI-CD series power, data & signal Surge Protective Device (SPD), 230/120 VAC 1-Phase & 24V, parallel circuit, 2 lines or 1 pair, IP67, 1/2in-14 NPSM mount. | Stock | 152
9501-0160 | ASO Safety Solutions industrial shears, stainless steel. For use with ASO Safety contact edges. | Stock | 77 | 89
953010 | Dehn DR-MOD series protection module, replacement, 255 VAC. For use with Dehn DR-M-2P series surge protectors. | Stock | 39
953011 | Dehn DR-MOD series protection module, replacement, 30 VAC. For use with Dehn DR-M-2P series surge protectors. | Stock | 39
953012 | Dehn DR-MOD series protection module, replacement, 60 VAC. For use with Dehn DR-M-2P series surge protectors. | Stock | 39
953014 | Dehn DR-MOD series protection module, replacement, 150 VAC. For use with Dehn DR-M-2P series surge protectors. | Stock | 39
9530FR | Bryant single straight blade receptacle, 30A, 125 VAC, 1-phase, 2-pole, 3-wire, NEMA 5-30, thermoplastic molded housing, gray. | Stock | 30 | 32.5
9530NC | Bryant straight blade connector, 30A, 125 VAC, 1-phase, 2-pole, 3-wire, NEMA 5-30, accepts cord size 0.42-1.32in, thermoplastic housing, gray. | Stock | 110 | 120
9530NP | Bryant straight blade plug, 30A, 125 VAC, 1-phase, 2-pole, 3-wire, NEMA 5-30, accepts cord size 0.42-1.32in, thermoplastic housing, gray. | Stock | 101 | 110
953202 | Dehn DG-M-2P series supplemental power & controls Surge Protective Device (SPD), 1 kA discharge current, 48VAC/VDC 1-Phase, series or parallel circuit, 35mm DIN rail mount. | Stock | 49.5
953205 | Dehn DG-M-2P series supplemental power & controls Surge Protective Device (SPD), 3 kA discharge current, 230VAC/DC 1-Phase, series or parallel circuit, 35mm DIN rail mount. | Stock | 52
953206 | Dehn DG-M-2P series supplemental power & controls Surge Protective Device (SPD), 1 kA discharge current, 24VAC/VDC 1-Phase, series or parallel circuit, 35mm DIN rail mount. | Stock | 52
953209 | Dehn DG-M-2P series supplemental power & controls Surge Protective Device (SPD), 2 kA discharge current, 120VAC/VDC 1-Phase, series or parallel circuit, 35mm DIN rail mount. | Stock | 52
95501535 | WERMA bulb, incandescent, replacement, 24 VAC/VDC, BA15d bayonet, clear, 7W. | Stock | 8 | 8.25
95501537 | WERMA bulb, incandescent, replacement, 115 VAC, BA15d bayonet, clear, 7W. | Stock | 8 | 8.25
95501538 | WERMA bulb, incandescent, replacement, 230 VAC, BA15d bayonet, clear, 7W. | Stock | 8 | 8.25
95582635 | WERMA bulb, incandescent, replacement, 24 VAC/VDC, BA15d bayonet, clear, 15W. | Stock | 8 | 8.25
95582637 | WERMA bulb, incandescent, replacement, 115 VAC, BA15d bayonet, clear, 15W. | Stock | 8 | 8.25
95582638 | WERMA bulb, incandescent, replacement, 230 VAC, BA15d bayonet, clear, 15W. | Stock | 8 | 8.25
95582735 | WERMA bulb, incandescent, replacement, 24 VAC/VDC, BA15d bayonet, clear, 25W. | Stock | 7.75 | 8
95582737 | WERMA bulb, incandescent, replacement, 115 VAC/VDC, BA15d bayonet, clear, 25W. | Stock | 7.75 | 8
95584035 | WERMA bulb, incandescent, replacement, 24 VDC, BA15d bayonet, clear/white, 5W. | Stock | 8 | 8.25
95584038 | WERMA bulb, incandescent, replacement, 230 VAC, BA15d bayonet, clear/white, 5W. | Stock | 8 | 8.25
95584057 | WERMA bulb, incandescent, replacement, 115 VAC, BA15d bayonet, clear/white, 5W. | Stock | 8 | 8.25
95588524 | WERMA bulb, halogen, replacement, 12 VAC/VDC, G6.35 bayonet, clear, 20W. | Stock | 11 | 11.5
95588525 | WERMA bulb, halogen, replacement, 24 VAC/VDC, G6.35 bayonet, clear, 20W. | Stock | 11 | 11.5
95MXL025NG | SureMotion timing belt, 0.08in MXL pitch, 1/4in wide, 95 tooth, 7.6in pitch length (circumference), neoprene, fiberglass reinforced. Package of 3. | Stock | 8.25 | 9
95MXL025PP | SureMotion timing belt, 0.08in MXL pitch, 1/4in wide, 95 tooth, 7.6in pitch length (circumference), polyurethane, polyester reinforced. Package of 3. | Stock | 11.5 | 12.5
96000001 | WERMA mounting bracket, tube mount, black, polyamide. For use with 50mm or 70mm terminal elements. M16 x 1.5mm cable gland included. | Stock | 16.5 | 17
96000002 | WERMA mounting bracket, surface mount, black, polyamide. For use with 70mm terminal elements. M16 x 1.5mm cable gland included. | Stock | 16.5 | 17
96000004 | WERMA cable gland, M16 x 1.5mm thread type, polyamide, black, accepts 5 to 10mm diameter cable, IP68. | Stock | 5.5 | 5.75
96000014 | WERMA mounting bracket, base mount, black, polyamide. For use with 50mm or 70mm terminal elements. Rubber seals included. | Stock | 20 | 21
96000018 | WERMA mounting tube with clamp, 25mm diameter, 250mm length, black, polyamide. For use with 70mm terminal elements. M16 x 1.5mm cable gland included. | Stock | 51 | 53
96000025 | WERMA adapter, single-hole mount, 25mm diameter, M18 x 1.5mm thread, silver, metal. For use with 70mm terminal elements. Rubber O-ring, lock washer and hex nut included. | Stock | 51 | 53
96000030 | WERMA foldaway base, black, polyamide. For use with 50mm or 70mm terminal elements. Rubber seal included. | Stock | 55 | 57
96000031 | WERMA mounting tube, 25mm diameter, 45mm length, black, polythylene. For use with 70mm terminal elements. Allows direct mounting of the 70mm terminal elements to the foldaway base (part # 96000030). | Stock | 8.75 | 9
960-8M-20-NG | SureMotion timing belt, 8mm pitch, 20mm wide, 120 tooth, 960mm pitch length (circumference), neoprene, fiberglass reinforced. | Stock | 30 | 33
960-8M-30-NG | SureMotion timing belt, 8mm pitch, 30mm wide, 120 tooth, 960mm pitch length (circumference), neoprene, fiberglass reinforced. | Stock | 43.5 | 48
96200004 | LS Electric high-precision planetary gearbox, 5:1 ratio, inline, 16mm diameter output shaft, nominal output torque 54 N-m (478 lb-in), 1-stage, 60mm frame. For use with FBL series 100W, 200W and 400W motors. Manufacturer part number: MSS0601A-005KS-B3110103C14. | Stock | 264
96200005 | LS Electric high-precision planetary gearbox, 10:1 ratio, inline, 16mm diameter output shaft, nominal output torque 42 N-m (372 lb-in), 1-stage, 60mm frame. For use with FBL series 100W, 200W and 400W motors. Manufacturer part number: MSS0601A-010KS-B3110103C14. | Stock | 272
96200007 | LS Electric high-precision planetary gearbox, 5:1 ratio, inline, 22mm diameter output shaft, nominal output torque 160 N-m (1416 lb-in), 1-stage, 90mm frame. For use with FCL series 750W and 1 kW motors. Manufacturer part number: MSS0901A-005KS-C3110103C19. | Stock | 355
96200008 | LS Electric high-precision planetary gearbox, 10:1 ratio, inline, 22mm diameter output shaft, nominal output torque 121 N-m (1071 lb-in), 1-stage, 90mm frame. For use with FCL series 750W and 1 kW motors. Manufacturer part number: MSS0901A-010KS-C3110103C19. | Stock | 355
96200103 | LS Electric high-precision planetary gearbox, 20:1 ratio, inline, 22mm diameter output shaft, nominal output torque 143 N-m (1266 lb-in), 2-stage, 90mm frame. For use with FBL series 100W, 200W and 400W motors. Manufacturer part number: MSS0902B-020KS-B3110103C14. | Stock | 484
96200257 | LS Electric high-precision planetary gearbox, 20:1 ratio, inline, 32mm diameter output shaft, nominal output torque 295 N-m (2611 lb-in), 2-stage, 115mm frame. For use with FCL series 750W and 1 kW motors. Manufacturer part number: MSS1152B-020KS-C3110103C19. | Stock | 699
9630FR | Bryant single straight blade receptacle, 30A, 250 VAC, 1-phase, 2-pole, 3-wire, NEMA 6-30, thermoplastic molded housing, gray. | Stock | 34.25 | 37.5
9630NC | Bryant straight blade connector, 30A, 250 VAC, 1-phase, 2-pole, 3-wire, NEMA 6-30, accepts cord size 0.42-1.32in, thermoplastic housing, gray. | Stock | 107 | 117
9630NP | Bryant straight blade plug, 30A, 250 VAC, 1-phase, 2-pole, 3-wire, NEMA 6-30, accepts cord size 0.42-1.32in, thermoplastic housing, gray. | Stock | 96 | 105
97520901 | WERMA plastic base with integrated tube, for use with 209 or 219 series beacons. | Stock | 19.5 | 20.5
97520902 | WERMA cable gland, M25 x 1.5mm thread type, polyamide, black, accepts 8 to 17mm diameter cable, IP68. | Stock | 5.5 | 5.75
97581201 | WERMA tube adapter, for use with beacons with 37mm (PG 29) mounting installation. | Stock | 14 | 14.5
97581202 | Surface mounting base, for use with beacons with 37mm (PG 29) mounting installation. | Stock | 13.5 | 14
97581503 | Beacon enclosure, surface mount, 1 hole. For use with beacons with 37mm (PG 29) mounting installation. | Stock | 42.5 | 44
97581507 | Beacon enclosure, surface mount, 2 holes. For use with beacons with 37mm (PG 29) mounting installation. | Stock | 59 | 61
97581508 | Beacon enclosure, surface mount, 3 holes. For use with beacons with 37mm (PG 29) mounting installation. | Stock | 77 | 80
97581522 | Anti-twist washer, for use with Werma beacons with 37mm (PG 29) mounting installation. | Stock | 5.5 | 5.75
97582603 | WERMA galvanized wire guard, for use with 826, 827, 828 or 829 series industrial signal beacons. | Stock | 41.5 | 43
97582605 | WERMA mounting bracket, wall mount, black, ABS/PC plastic. For use with 826, 827, 828 and 829 series industrial signal beacons. | Stock | 9.75 | 10
97584001 | WERMA contact box, black, polyamide. For use with 50mm and 70mm terminal elements. Mounting hardware, seal and M16 x 1.5mm cable gland included. | Stock | 18.5 | 19
97584002 | WERMA adapter, tube mount, 25mm diameter, 1/2in NPT thread, silver, steel. For use with 70mm terminal elements. | Stock | 9.75 | 10
97584003 | WERMA extension tube, 25mm diameter, 1000mm length, silver, aluminum. For use with 50mm or 70mm terminal elements. | Stock | 47.5 | 49.5
97584004 | WERMA magnetic contact box, black, polyamide. For use with 50mm and 70mm terminal elements. Mounting hardware, seal and M16 x 1.5mm cable gland included. | Stock | 50 | 52
97584010 | WERMA mounting base, 25mm diameter, 110mm length, black, polyamide. For use with 70mm terminal elements. Rubber seal included. | Stock | 25.5 | 26.5
97584025 | WERMA extension tube, 25mm diameter, 250mm length, silver, aluminum. For use with 50mm or 70mm terminal elements. | Stock | 15.5 | 16
97584040 | WERMA extension tube, 25mm diameter, 400mm length, silver, aluminum. For use with 50mm or 70mm terminal elements. | Stock | 20.5 | 21.5
97584060 | WERMA extension tube, 25mm diameter, 600mm length, silver, aluminum. For use with 50mm or 70mm terminal elements. | Stock | 27.5 | 28.5
97584080 | WERMA extension tube, 25mm diameter, 800mm length, silver, aluminum. For use with 50mm or 70mm terminal elements. | Stock | 35 | 36.5
97584085 | WERMA mounting bracket, 1-sided mount, black, polyamide. For use with 70mm terminal elements. Rubber seals included. | Stock | 14 | 14.5
97584086 | WERMA mounting bracket, 2-sided mount, black, polyamide. For use with 70mm terminal elements. Rubber seals included. | Stock | 15.5 | 16
97584090 | WERMA mounting base, tube mount, 25mm diameter, black, polyamide. For use with 50mm or 70mm terminal elements. Rubber seal included. | Stock | 13.5 | 14
97584091 | WERMA mounting base, tube mount, 25mm diameter, black, aluminum. For use with 50mm or 70mm terminal elements. Rubber seal included. | Stock | 20.5 | 21.5
97584501 | WERMA mounting base, surface mount, black, polyamide. For use with 50mm terminal elements. Rubber seal included. | Stock | 15 | 15.5
97584502 | WERMA mounting bracket, wall mount, black, polyamide. For use with 50mm terminal elements. | Stock | 21.5 | 22.5
97584510 | WERMA extension tube, 25mm diameter, 100mm length, silver, aluminum. For use with 50mm or 70mm terminal elements. | Stock | 12.5 | 13
98MXL025NG | SureMotion timing belt, 0.08in MXL pitch, 1/4in wide, 98 tooth, 7.8in pitch length (circumference), neoprene, fiberglass reinforced. Package of 3. | Stock | 8.25 | 9
A040604 | Wiegmann enclosure, NEMA 1, 6 x 4 x 4in (HxWxD), wall mount, with knockouts, carbon steel, ANSI 61 gray, powder coat finish, single-door, integral snap-tight latch. | from vendor up to 0 business day | 13 | 13.25
A060603 | Wiegmann enclosure, NEMA 1, 6 x 6 x 3in (HxWxD), wall mount, with knockouts, carbon steel, ANSI 61 gray, powder coat finish, single-door, integral snap-tight latch. | Stock | 15 | 15.25
A060604 | Wiegmann enclosure, NEMA 1, 6 x 6 x 4in (HxWxD), wall mount, with knockouts, carbon steel, ANSI 61 gray, powder coat finish, single-door, integral snap-tight latch. | Stock | 15.75 | 16
A060606 | Wiegmann enclosure, NEMA 1, 6 x 6 x 6in (HxWxD), wall mount, with knockouts, carbon steel, ANSI 61 gray, powder coat finish, single-door, integral snap-tight latch. | Stock | 19 | 19.5
A060804 | Wiegmann enclosure, NEMA 1, 8 x 6 x 4in (HxWxD), wall mount, with knockouts, carbon steel, ANSI 61 gray, powder coat finish, single-door, integral snap-tight latch. | Stock | 18.5 | 18.75
A07005DN | NITRA pneumatic air cylinder, non-repairable, 7/16in bore, 1/2in stroke, double acting, front nose mount. | Stock | 16.5 | 17
A07005DP | NITRA pneumatic air cylinder, non-repairable, 7/16in bore, 1/2in stroke, double acting, rear pivot mount. | Stock | 20 | 21
A07005SN | NITRA pneumatic air cylinder, non-repairable, 7/16in bore, 1/2in stroke, single acting, front nose mount. | Stock | 12 | 12.5
A07005SP | NITRA pneumatic air cylinder, non-repairable, 7/16in bore, 1/2in stroke, single acting, rear pivot mount. | Stock | 16 | 16.5
A07010DN | NITRA pneumatic air cylinder, non-repairable, 7/16in bore, 1in stroke, double acting, front nose mount. | Stock | 18 | 18.5
A07010DP | NITRA pneumatic air cylinder, non-repairable, 7/16in bore, 1in stroke, double acting, rear pivot mount. | Stock | 20.5 | 21.5
A07010SN | NITRA pneumatic air cylinder, non-repairable, 7/16in bore, 1in stroke, single acting, front nose mount. | Stock | 13.5 | 14
A07010SP | NITRA pneumatic air cylinder, non-repairable, 7/16in bore, 1in stroke, single acting, rear pivot mount. | Stock | 17 | 17.5
A07015DN | NITRA pneumatic air cylinder, non-repairable, 7/16in bore, 1-1/2in stroke, double acting, front nose mount. | Stock | 18.5 | 19
A07015DP | NITRA pneumatic air cylinder, non-repairable, 7/16in bore, 1-1/2in stroke, double acting, rear pivot mount. | Stock | 21.5 | 22.5
A07015SN | NITRA pneumatic air cylinder, non-repairable, 7/16in bore, 1-1/2in stroke, single acting, front nose mount. | Stock | 15 | 15.5
A07015SP | NITRA pneumatic air cylinder, non-repairable, 7/16in bore, 1-1/2in stroke, single acting, rear pivot mount. | Stock | 18.5 | 19
A07020DN | NITRA pneumatic air cylinder, non-repairable, 7/16in bore, 2in stroke, double acting, front nose mount. | Stock | 19 | 20
A07020DP | NITRA pneumatic air cylinder, non-repairable, 7/16in bore, 2in stroke, double acting, rear pivot mount. | Stock | 22 | 23
A07020SN | NITRA pneumatic air cylinder, non-repairable, 7/16in bore, 2in stroke, single acting, front nose mount. | Stock | 16 | 16.5
A07020SP | NITRA pneumatic air cylinder, non-repairable, 7/16in bore, 2in stroke, single acting, rear pivot mount. | Stock | 19.5 | 20.5
A07030DN | NITRA pneumatic air cylinder, non-repairable, 7/16in bore, 3in stroke, double acting, front nose mount. | Stock | 20.5 | 21.5
A07030DP | NITRA pneumatic air cylinder, non-repairable, 7/16in bore, 3in stroke, double acting, rear pivot mount. | Stock | 24 | 25
A07040DN | NITRA pneumatic air cylinder, non-repairable, 7/16in bore, 4in stroke, double acting, front nose mount. | Stock | 21.5 | 22.5
A07060DN | NITRA pneumatic air cylinder, non-repairable, 7/16in bore, 6in stroke, double acting, front nose mount. | Stock | 25.5 | 26.5
A080804 | Wiegmann enclosure, NEMA 1, 8 x 8 x 4in (HxWxD), wall mount, with knockouts, carbon steel, ANSI 61 gray, powder coat finish, single-door, integral snap-tight latch. | Stock | 21.5 | 22
A080806 | Wiegmann enclosure, NEMA 1, 8 x 8 x 6in (HxWxD), wall mount, with knockouts, carbon steel, ANSI 61 gray, powder coat finish, single-door, integral snap-tight latch. | Stock | 26 | 26.5
A081004 | Wiegmann enclosure, NEMA 1, 10 x 8 x 4in (HxWxD), wall mount, with knockouts, carbon steel, ANSI 61 gray, powder coat finish, single-door, integral snap-tight latch. | Stock | 24.5 | 25.5
A081006 | Wiegmann enclosure, NEMA 1, 10 x 8 x 6in (HxWxD), wall mount, with knockouts, carbon steel, ANSI 61 gray, powder coat finish, single-door, integral snap-tight latch. | Stock | 29.5 | 30
A081204 | Wiegmann enclosure, NEMA 1, 12 x 8 x 4in (HxWxD), wall mount, with knockouts, carbon steel, ANSI 61 gray, powder coat finish, single-door, integral snap-tight latch. | Stock | 28 | 29
A09005DD | NITRA pneumatic air cylinder, non-repairable, 9/16in bore, 1/2in stroke, double acting, double end mount. | Stock | 20.5 | 21.5
A09005DN | NITRA pneumatic air cylinder, non-repairable, 9/16in bore, 1/2in stroke, double acting, front nose mount. | Stock | 17 | 17.5
A09005SD | NITRA pneumatic air cylinder, non-repairable, 9/16in bore, 1/2in stroke, single acting, double end mount. | Stock | 17 | 17.5
A09005SN | NITRA pneumatic air cylinder, non-repairable, 9/16in bore, 1/2in stroke, single acting, front nose mount. | Stock | 12.5 | 13
A09010DD | NITRA pneumatic air cylinder, non-repairable, 9/16in bore, 1in stroke, double acting, double end mount. | Stock | 21 | 22
A09010DD-M | NITRA pneumatic air cylinder, non-repairable, 9/16in bore, 1in stroke, double acting, magnetic piston, double end mount. | Stock | 31 | 32
A09010DN | NITRA pneumatic air cylinder, non-repairable, 9/16in bore, 1in stroke, double acting, front nose mount. | Stock | 18 | 18.5
A09010SD | NITRA pneumatic air cylinder, non-repairable, 9/16in bore, 1in stroke, single acting, double end mount. | Stock | 18 | 18.5
A09010SN | NITRA pneumatic air cylinder, non-repairable, 9/16in bore, 1in stroke, single acting, front nose mount. | Stock | 14 | 14.5
A09020DD | NITRA pneumatic air cylinder, non-repairable, 9/16in bore, 2in stroke, double acting, double end mount. | Stock | 22.5 | 23.5
A09020DD-M | NITRA pneumatic air cylinder, non-repairable, 9/16in bore, 2in stroke, double acting, magnetic piston, double end mount. | Stock | 33.5 | 35
A09020DN | NITRA pneumatic air cylinder, non-repairable, 9/16in bore, 2in stroke, double acting, front nose mount. | Stock | 19.5 | 20.5
A09020SD | NITRA pneumatic air cylinder, non-repairable, 9/16in bore, 2in stroke, single acting, double end mount. | Stock | 20 | 21
A09020SN | NITRA pneumatic air cylinder, non-repairable, 9/16in bore, 2in stroke, single acting, front nose mount. | Stock | 16.5 | 17
A09030DD | NITRA pneumatic air cylinder, non-repairable, 9/16in bore, 3in stroke, double acting, double end mount. | Stock | 24.5 | 25.5
A09030DD-M | NITRA pneumatic air cylinder, non-repairable, 9/16in bore, 3in stroke, double acting, magnetic piston, double end mount. | Stock | 35 | 36.5
A09030DN | NITRA pneumatic air cylinder, non-repairable, 9/16in bore, 3in stroke, double acting, front nose mount. | Stock | 21 | 22
A09030SD | NITRA pneumatic air cylinder, non-repairable, 9/16in bore, 3in stroke, single acting, double end mount. | Stock | 22 | 23
A09030SN | NITRA pneumatic air cylinder, non-repairable, 9/16in bore, 3in stroke, single acting, front nose mount. | Stock | 19 | 20
A09040DD | NITRA pneumatic air cylinder, non-repairable, 9/16in bore, 4in stroke, double acting, double end mount. | Stock | 26.5 | 27.5
A09040DD-M | NITRA pneumatic air cylinder, non-repairable, 9/16in bore, 4in stroke, double acting, magnetic piston, double end mount. | Stock | 36 | 37.5
A09040DN | NITRA pneumatic air cylinder, non-repairable, 9/16in bore, 4in stroke, double acting, front nose mount. | Stock | 22.5 | 23.5
A09060DD | NITRA pneumatic air cylinder, non-repairable, 9/16in bore, 6in stroke, double acting, double end mount. | Stock | 30 | 31
A09060DD-M | NITRA pneumatic air cylinder, non-repairable, 9/16in bore, 6in stroke, double acting, magnetic piston, double end mount. | Stock | 39.5 | 41
A09060DN | NITRA pneumatic air cylinder, non-repairable, 9/16in bore, 6in stroke, double acting, front nose mount. | Stock | 25.5 | 26.5
A101004 | Wiegmann enclosure, NEMA 1, 10 x 10 x 4in (HxWxD), wall mount, with knockouts, carbon steel, ANSI 61 gray, powder coat finish, single-door, integral snap-tight latch. | Stock | 28.5 | 29
A101006 | Wiegmann enclosure, NEMA 1, 10 x 10 x 6in (HxWxD), wall mount, with knockouts, carbon steel, ANSI 61 gray, powder coat finish, single-door, integral snap-tight latch. | Stock | 33.5 | 34.5
A101204 | Wiegmann enclosure, NEMA 1, 12 x 10 x 4in (HxWxD), wall mount, with knockouts, carbon steel, ANSI 61 gray, powder coat finish, single-door, integral snap-tight latch. | Stock | 32 | 33
A101206 | Wiegmann enclosure, NEMA 1, 12 x 10 x 6in (HxWxD), wall mount, with knockouts, carbon steel, ANSI 61 gray, powder coat finish, single-door, integral snap-tight latch. | Stock | 38 | 39
A12005DN | NITRA pneumatic air cylinder, non-repairable, 3/4in bore, 1/2in stroke, double acting, front nose mount. | Stock | 20.5 | 21.5
A12005DP | NITRA pneumatic air cylinder, non-repairable, 3/4in bore, 1/2in stroke, double acting, rear pivot mount. | Stock | 20.5 | 21.5
A12005SN | NITRA pneumatic air cylinder, non-repairable, 3/4in bore, 1/2in stroke, single acting, front nose mount. | Stock | 13.5 | 14
A12005SP | NITRA pneumatic air cylinder, non-repairable, 3/4in bore, 1/2in stroke, single acting, rear pivot mount. | Stock | 17 | 17.5
A12010DN | NITRA pneumatic air cylinder, non-repairable, 3/4in bore, 1in stroke, double acting, front nose mount. | Stock | 18 | 18.5
A12010DP | NITRA pneumatic air cylinder, non-repairable, 3/4in bore, 1in stroke, double acting, rear pivot mount. | Stock | 21 | 22
A12010DP-M | NITRA pneumatic air cylinder, non-repairable, 3/4in bore, 1in stroke, double acting, magnetic piston, rear pivot mount. | Stock | 31 | 32
A12010SN | NITRA pneumatic air cylinder, non-repairable, 3/4in bore, 1in stroke, single acting, front nose mount. | Stock | 15 | 15.5
A12010SP | NITRA pneumatic air cylinder, non-repairable, 3/4in bore, 1in stroke, single acting, rear pivot mount. | Stock | 18 | 18.5
A12015DN | NITRA pneumatic air cylinder, non-repairable, 3/4in bore, 1-1/2in stroke, double acting, front nose mount. | Stock | 21.5 | 22.5
A12015SN | NITRA pneumatic air cylinder, non-repairable, 3/4in bore, 1-1/2in stroke, single acting, front nose mount. | Stock | 16 | 16.5
A12015SP | NITRA pneumatic air cylinder, non-repairable, 3/4in bore, 1-1/2in stroke, single acting, rear pivot mount. | Stock | 19.5 | 20.5
A12020DN | NITRA pneumatic air cylinder, non-repairable, 3/4in bore, 2in stroke, double acting, front nose mount. | Stock | 19.5 | 20.5
A12020DP | NITRA pneumatic air cylinder, non-repairable, 3/4in bore, 2in stroke, double acting, rear pivot mount. | Stock | 22.5 | 23.5
A12020DP-M | NITRA pneumatic air cylinder, non-repairable, 3/4in bore, 2in stroke, double acting, magnetic piston, rear pivot mount. | Stock | 33.5 | 35
A12020SN | NITRA pneumatic air cylinder, non-repairable, 3/4in bore, 2in stroke, single acting, front nose mount. | Stock | 17 | 17.5
A12020SP | NITRA pneumatic air cylinder, non-repairable, 3/4in bore, 2in stroke, single acting, rear pivot mount. | Stock | 20.5 | 21.5
A12030DN | NITRA pneumatic air cylinder, non-repairable, 3/4in bore, 3in stroke, double acting, front nose mount. | Stock | 21 | 22
A12030DP | NITRA pneumatic air cylinder, non-repairable, 3/4in bore, 3in stroke, double acting, rear pivot mount. | Stock | 24.5 | 25.5
A12030DP-M | NITRA pneumatic air cylinder, non-repairable, 3/4in bore, 3in stroke, double acting, magnetic piston, rear pivot mount. | Stock | 34.5 | 36
A12030SN | NITRA pneumatic air cylinder, non-repairable, 3/4in bore, 3in stroke, single acting, front nose mount. | Stock | 19.5 | 20.5
A12030SP | NITRA pneumatic air cylinder, non-repairable, 3/4in bore, 3in stroke, single acting, rear pivot mount. | Stock | 22.5 | 23.5
A12040DN | NITRA pneumatic air cylinder, non-repairable, 3/4in bore, 4in stroke, double acting, front nose mount. | Stock | 22.5 | 23.5
A12040DP | NITRA pneumatic air cylinder, non-repairable, 3/4in bore, 4in stroke, double acting, rear pivot mount. | Stock | 25.5 | 26.5
A12040DP-M | NITRA pneumatic air cylinder, non-repairable, 3/4in bore, 4in stroke, double acting, magnetic piston, rear pivot mount. | Stock | 36 | 37.5
A12040SN | NITRA pneumatic air cylinder, non-repairable, 3/4in bore, 4in stroke, single acting, front nose mount. | Stock | 21 | 22
A12040SP | NITRA pneumatic air cylinder, non-repairable, 3/4in bore, 4in stroke, single acting, rear pivot mount. | Stock | 24.5 | 25.5
A12050DN | NITRA pneumatic air cylinder, non-repairable, 3/4in bore, 5in stroke, double acting, front nose mount. | Stock | 24.5 | 25.5
A12050DP | NITRA pneumatic air cylinder, non-repairable, 3/4in bore, 5in stroke, double acting, rear pivot mount. | Stock | 27.5 | 28.5
A12050DP-M | NITRA pneumatic air cylinder, non-repairable, 3/4in bore, 5in stroke, double acting, magnetic piston, rear pivot mount. | Stock | 37.5 | 39
A12050SN | NITRA pneumatic air cylinder, non-repairable, 3/4in bore, 5in stroke, single acting, front nose mount. | Stock | 23.5 | 24.5
A12050SP | NITRA pneumatic air cylinder, non-repairable, 3/4in bore, 5in stroke, single acting, rear pivot mount. | Stock | 27 | 28
A12060DN | NITRA pneumatic air cylinder, non-repairable, 3/4in bore, 6in stroke, double acting, front nose mount. | Stock | 25.5 | 26.5
A12060DP | NITRA pneumatic air cylinder, non-repairable, 3/4in bore, 6in stroke, double acting, rear pivot mount. | Stock | 30 | 31
A12060DP-M | NITRA pneumatic air cylinder, non-repairable, 3/4in bore, 6in stroke, double acting, magnetic piston, rear pivot mount. | Stock | 39.5 | 41
A12060SN | NITRA pneumatic air cylinder, non-repairable, 3/4in bore, 6in stroke, single acting, front nose mount. | Stock | 25.5 | 26.5
A12060SP | NITRA pneumatic air cylinder, non-repairable, 3/4in bore, 6in stroke, single acting, rear pivot mount. | Stock | 30 | 31
A12080DN | NITRA pneumatic air cylinder, non-repairable, 3/4in bore, 8in stroke, double acting, front nose mount. | Stock | 30 | 31
A12080DP | NITRA pneumatic air cylinder, non-repairable, 3/4in bore, 8in stroke, double acting, rear pivot mount. | Stock | 34 | 35.5
A12080DP-M | NITRA pneumatic air cylinder, non-repairable, 3/4in bore, 8in stroke, double acting, magnetic piston, rear pivot mount. | Stock | 43 | 44.5
A12100DN | NITRA pneumatic air cylinder, non-repairable, 3/4in bore, 10in stroke, double acting, front nose mount. | Stock | 34 | 35.5
A12100DP | NITRA pneumatic air cylinder, non-repairable, 3/4in bore, 10in stroke, double acting, rear pivot mount. | Stock | 36.5 | 38
A12100DP-M | NITRA pneumatic air cylinder, non-repairable, 3/4in bore, 10in stroke, double acting, magnetic piston, rear pivot mount. | Stock | 46 | 48
A121204 | Wiegmann enclosure, NEMA 1, 12 x 12 x 4in (HxWxD), wall mount, with knockouts, carbon steel, ANSI 61 gray, powder coat finish, single-door, integral snap-tight latch. | Stock | 36.5 | 37.5
A121206 | Wiegmann enclosure, NEMA 1, 12 x 12 x 6in (HxWxD), wall mount, with knockouts, carbon steel, ANSI 61 gray, powder coat finish, single-door, integral snap-tight latch. | Stock | 43 | 44
A12120DN | NITRA pneumatic air cylinder, non-repairable, 3/4in bore, 12in stroke, double acting, front nose mount. | Stock | 36.5 | 38
A12120DP | NITRA pneumatic air cylinder, non-repairable, 3/4in bore, 12in stroke, double acting, rear pivot mount. | Stock | 40 | 41.5
A12120DP-M | NITRA pneumatic air cylinder, non-repairable, 3/4in bore, 12in stroke, double acting, magnetic piston, rear pivot mount. | Stock | 49 | 51
A121504 | Wiegmann enclosure, NEMA 1, 15 x 12 x 4in (HxWxD), wall mount, with knockouts, carbon steel, ANSI 61 gray, powder coat finish, single-door, integral snap-tight latch. | Stock | 42.5 | 44
A121604 | Wiegmann enclosure, NEMA 1, 16 x 12 x 4in (HxWxD), wall mount, with knockouts, carbon steel, ANSI 61 gray, powder coat finish, single-door, integral snap-tight latch. | Stock | 44 | 45
A121606 | Wiegmann enclosure, NEMA 1, 16 x 12 x 6in (HxWxD), wall mount, with knockouts, carbon steel, ANSI 61 gray, powder coat finish, single-door, integral snap-tight latch. | Stock | 51 | 53
A121804 | Wiegmann enclosure, NEMA 1, 18 x 12 x 4in (HxWxD), wall mount, with knockouts, carbon steel, ANSI 61 gray, powder coat finish, single-door, integral snap-tight latch. | from vendor up to 0 business day | 49 | 50
A121806 | Wiegmann enclosure, NEMA 1, 18 x 12 x 6in (HxWxD), wall mount, with knockouts, carbon steel, ANSI 61 gray, powder coat finish, single-door, integral snap-tight latch. | Stock | 57 | 58
A14010DD | NITRA pneumatic air cylinder, non-repairable, 7/8in bore, 1in stroke, double acting, double end mount. | Stock | 25 | 26
A14010DD-M | NITRA pneumatic air cylinder, non-repairable, 7/8in bore, 1in stroke, double acting, magnetic piston, double end mount. | Stock | 35 | 36.5
A14010DN | NITRA pneumatic air cylinder, non-repairable, 7/8in bore, 1in stroke, double acting, front nose mount. | Stock | 19.5 | 20.5
A14010SN | NITRA pneumatic air cylinder, non-repairable, 7/8in bore, 1in stroke, single acting, front nose mount. | Stock | 16 | 16.5
A14010SP | NITRA pneumatic air cylinder, non-repairable, 7/8in bore, 1in stroke, single acting, rear pivot mount. | Stock | 19.5 | 20.5
A14020DD | NITRA pneumatic air cylinder, non-repairable, 7/8in bore, 2in stroke, double acting, double end mount. | Stock | 27 | 28
A14020DD-M | NITRA pneumatic air cylinder, non-repairable, 7/8in bore, 2in stroke, double acting, magnetic piston, double end mount. | Stock | 36.5 | 38
A14020DN | NITRA pneumatic air cylinder, non-repairable, 7/8in bore, 2in stroke, double acting, front nose mount. | Stock | 21 | 22
A14020SN | NITRA pneumatic air cylinder, non-repairable, 7/8in bore, 2in stroke, single acting, front nose mount. | Stock | 18.5 | 19
A14020SP | NITRA pneumatic air cylinder, non-repairable, 7/8in bore, 2in stroke, single acting, rear pivot mount. | Stock | 22 | 23
A14030DD | NITRA pneumatic air cylinder, non-repairable, 7/8in bore, 3in stroke, double acting, double end mount. | Stock | 28 | 29
A14030DD-M | NITRA pneumatic air cylinder, non-repairable, 7/8in bore, 3in stroke, double acting, magnetic piston, double end mount. | Stock | 38 | 39.5
A14030DN | NITRA pneumatic air cylinder, non-repairable, 7/8in bore, 3in stroke, double acting, front nose mount. | Stock | 22.5 | 23.5
A14030SN | NITRA pneumatic air cylinder, non-repairable, 7/8in bore, 3in stroke, single acting, front nose mount. | Stock | 21 | 22
A14030SP | NITRA pneumatic air cylinder, non-repairable, 7/8in bore, 3in stroke, single acting, rear pivot mount. | Stock | 24.5 | 25.5
A14040DD | NITRA pneumatic air cylinder, non-repairable, 7/8in bore, 4in stroke, double acting, double end mount. | Stock | 30.5 | 31.5
A14040DD-M | NITRA pneumatic air cylinder, non-repairable, 7/8in bore, 4in stroke, double acting, magnetic piston, double end mount. | Stock | 40 | 41.5
A14040DN | NITRA pneumatic air cylinder, non-repairable, 7/8in bore, 4in stroke, double acting, front nose mount. | Stock | 24 | 25
A151506 | Wiegmann enclosure, NEMA 1, 15 x 15 x 6in (HxWxD), wall mount, with knockouts, carbon steel, ANSI 61 gray, powder coat finish, single-door, integral snap-tight latch. | Stock | 65 | 67
A151804 | Wiegmann enclosure, NEMA 1, 18 x 15 x 4in (HxWxD), wall mount, with knockouts, carbon steel, ANSI 61 gray, powder coat finish, single-door, integral snap-tight latch. | from vendor up to 0 business day | 71 | 72
A161606 | Wiegmann enclosure, NEMA 1, 16 x 16 x 6in (HxWxD), wall mount, with knockouts, carbon steel, ANSI 61 gray, powder coat finish, single-door, integral snap-tight latch. | Stock | 60 | 61
A17005DN | NITRA pneumatic air cylinder, non-repairable, 1-1/16in bore, 1/2in stroke, double acting, front nose mount. | Stock | 20 | 21
A17010DN | NITRA pneumatic air cylinder, non-repairable, 1-1/16in bore, 1in stroke, double acting, front nose mount. | Stock | 20.5 | 21.5
A17010DP | NITRA pneumatic air cylinder, non-repairable, 1-1/16in bore, 1in stroke, double acting, rear pivot mount. | Stock | 24 | 25
A17010DP-M | NITRA pneumatic air cylinder, non-repairable, 1-1/16in bore, 1in stroke, double acting, magnetic piston, rear pivot mount. | Stock | 36.5 | 38
A17010SN | NITRA pneumatic air cylinder, non-repairable, 1-1/16in bore, 1in stroke, single acting, front nose mount. | Stock | 17 | 17.5
A17010SP | NITRA pneumatic air cylinder, non-repairable, 1-1/16in bore, 1in stroke, single acting, rear pivot mount. | Stock | 20.5 | 21.5
A17020DN | NITRA pneumatic air cylinder, non-repairable, 1-1/16in bore, 2in stroke, double acting, front nose mount. | Stock | 22 | 23
A17020DP | NITRA pneumatic air cylinder, non-repairable, 1-1/16in bore, 2in stroke, double acting, rear pivot mount. | Stock | 25.5 | 26.5
A17020DP-M | NITRA pneumatic air cylinder, non-repairable, 1-1/16in bore, 2in stroke, double acting, magnetic piston, rear pivot mount. | Stock | 38 | 39.5
A17020SN | NITRA pneumatic air cylinder, non-repairable, 1-1/16in bore, 2in stroke, single acting, front nose mount. | Stock | 19.5 | 20.5
A17020SP | NITRA pneumatic air cylinder, non-repairable, 1-1/16in bore, 2in stroke, single acting, rear pivot mount. | Stock | 22.5 | 23.5
A17030DN | NITRA pneumatic air cylinder, non-repairable, 1-1/16in bore, 3in stroke, double acting, front nose mount. | Stock | 24 | 25
A17030DP | NITRA pneumatic air cylinder, non-repairable, 1-1/16in bore, 3in stroke, double acting, rear pivot mount. | Stock | 27.5 | 28.5
A17030DP-M | NITRA pneumatic air cylinder, non-repairable, 1-1/16in bore, 3in stroke, double acting, magnetic piston, rear pivot mount. | Stock | 40 | 41.5
A17030SN | NITRA pneumatic air cylinder, non-repairable, 1-1/16in bore, 3in stroke, single acting, front nose mount. | Stock | 22 | 23
A17030SP | NITRA pneumatic air cylinder, non-repairable, 1-1/16in bore, 3in stroke, single acting, rear pivot mount. | Stock | 25.5 | 26.5
A17040DN | NITRA pneumatic air cylinder, non-repairable, 1-1/16in bore, 4in stroke, double acting, front nose mount. | Stock | 25 | 26
A17040DP | NITRA pneumatic air cylinder, non-repairable, 1-1/16in bore, 4in stroke, double acting, rear pivot mount. | Stock | 30 | 31
A17040DP-M | NITRA pneumatic air cylinder, non-repairable, 1-1/16in bore, 4in stroke, double acting, magnetic piston, rear pivot mount. | Stock | 41.5 | 43
A17050DN | NITRA pneumatic air cylinder, non-repairable, 1-1/16in bore, 5in stroke, double acting, front nose mount. | Stock | 27 | 28
A17050DP | NITRA pneumatic air cylinder, non-repairable, 1-1/16in bore, 5in stroke, double acting, rear pivot mount. | Stock | 31.5 | 33
A17050DP-M | NITRA pneumatic air cylinder, non-repairable, 1-1/16in bore, 5in stroke, double acting, magnetic piston, rear pivot mount. | Stock | 43.5 | 45
A17060DN | NITRA pneumatic air cylinder, non-repairable, 1-1/16in bore, 6in stroke, double acting, front nose mount. | Stock | 28.5 | 29.5
A17060DP | NITRA pneumatic air cylinder, non-repairable, 1-1/16in bore, 6in stroke, double acting, rear pivot mount. | Stock | 33.5 | 35
A17060DP-M | NITRA pneumatic air cylinder, non-repairable, 1-1/16in bore, 6in stroke, double acting, magnetic piston, rear pivot mount. | Stock | 45 | 47
A17080DN | NITRA pneumatic air cylinder, non-repairable, 1-1/16in bore, 8in stroke, double acting, front nose mount. | Stock | 33.5 | 35
A17080DP | NITRA pneumatic air cylinder, non-repairable, 1-1/16in bore, 8in stroke, double acting, rear pivot mount. | Stock | 36.5 | 38
A17080DP-M | NITRA pneumatic air cylinder, non-repairable, 1-1/16in bore, 8in stroke, double acting, magnetic piston, rear pivot mount. | Stock | 48 | 50
A17100DN | NITRA pneumatic air cylinder, non-repairable, 1-1/16in bore, 10in stroke, double acting, front nose mount. | Stock | 36 | 37.5
A17100DP | NITRA pneumatic air cylinder, non-repairable, 1-1/16in bore, 10in stroke, double acting, rear pivot mount. | Stock | 40 | 41.5
A17100DP-M | NITRA pneumatic air cylinder, non-repairable, 1-1/16in bore, 10in stroke, double acting, magnetic piston, rear pivot mount. | Stock | 51 | 53
A17120DN | NITRA pneumatic air cylinder, non-repairable, 1-1/16in bore, 12in stroke, double acting, front nose mount. | Stock | 39.5 | 41
A17120DP | NITRA pneumatic air cylinder, non-repairable, 1-1/16in bore, 12in stroke, double acting, rear pivot mount. | Stock | 43.5 | 45
A17120DP-M | NITRA pneumatic air cylinder, non-repairable, 1-1/16in bore, 12in stroke, double acting, magnetic piston, rear pivot mount. | Stock | 55 | 57
A181806 | Wiegmann enclosure, NEMA 1, 18 x 18 x 6in (HxWxD), wall mount, with knockouts, carbon steel, ANSI 61 gray, powder coat finish, single-door, integral snap-tight latch. | Stock | 76 | 78
A182406 | Wiegmann enclosure, NEMA 1, 24 x 18 x 6in (HxWxD), wall mount, with knockouts, carbon steel, ANSI 61 gray, powder coat finish, single-door, integral snap-tight latch. | Stock | 124 | 127
A1X3PK | Eaton field installable auxiliary contact, SPDT contact(s), 6A @ 600VAC, 18in pigtail. For use with Automationdirect (Eaton) 400A frame MCCBs. | Stock | 228 | 237
A1X4PK | Eaton field installable auxiliary contact, SPDT contact(s), 6A @ 600VAC, 18in pigtail. For use with Automationdirect (Eaton) 600A frame MCCBs. | Stock | 234 | 243
A20010DD | NITRA pneumatic air cylinder, non-repairable, 1-1/4in bore, 1in stroke, double acting, double end mount. | Stock | 37 | 38.5
A20010DD-M | NITRA pneumatic air cylinder, non-repairable, 1-1/4in bore, 1in stroke, double acting, magnetic piston, double end mount. | Stock | 48.5 | 50
A20010DN | NITRA pneumatic air cylinder, non-repairable, 1-1/4in bore, 1in stroke, double acting, front nose mount. | Stock | 31.5 | 33
A20010SD | NITRA pneumatic air cylinder, non-repairable, 1-1/4in bore, 1in stroke, single acting, double end mount. | Stock | 32.5 | 34
A20010SN | NITRA pneumatic air cylinder, non-repairable, 1-1/4in bore, 1in stroke, single acting, front nose mount. | Stock | 26.5 | 27.5
A20020DD | NITRA pneumatic air cylinder, non-repairable, 1-1/4in bore, 2in stroke, double acting, double end mount. | Stock | 39.5 | 41
A20020DD-M | NITRA pneumatic air cylinder, non-repairable, 1-1/4in bore, 2in stroke, double acting, magnetic piston, double end mount. | Stock | 51 | 53
A20020DN | NITRA pneumatic air cylinder, non-repairable, 1-1/4in bore, 2in stroke, double acting, front nose mount. | Stock | 34 | 35.5
A20020SD | NITRA pneumatic air cylinder, non-repairable, 1-1/4in bore, 2in stroke, single acting, double end mount. | Stock | 36 | 37.5
A20020SN | NITRA pneumatic air cylinder, non-repairable, 1-1/4in bore, 2in stroke, single acting, front nose mount. | Stock | 30.5 | 31.5
A20030DD | NITRA pneumatic air cylinder, non-repairable, 1-1/4in bore, 3in stroke, double acting, double end mount. | Stock | 41.5 | 43
A20030DD-M | NITRA pneumatic air cylinder, non-repairable, 1-1/4in bore, 3in stroke, double acting, magnetic piston, double end mount. | Stock | 53 | 55
A20030DN | NITRA pneumatic air cylinder, non-repairable, 1-1/4in bore, 3in stroke, double acting, front nose mount. | Stock | 36 | 37.5
A20030SD | NITRA pneumatic air cylinder, non-repairable, 1-1/4in bore, 3in stroke, single acting, double end mount. | Stock | 39.5 | 41
A20030SN | NITRA pneumatic air cylinder, non-repairable, 1-1/4in bore, 3in stroke, single acting, front nose mount. | Stock | 34 | 35.5
A20040DD | NITRA pneumatic air cylinder, non-repairable, 1-1/4in bore, 4in stroke, double acting, double end mount. | Stock | 44 | 46
A20040DD-M | NITRA pneumatic air cylinder, non-repairable, 1-1/4in bore, 4in stroke, double acting, magnetic piston, double end mount. | Stock | 55 | 57
A20040DN | NITRA pneumatic air cylinder, non-repairable, 1-1/4in bore, 4in stroke, double acting, front nose mount. | Stock | 38 | 39.5
A20050DD | NITRA pneumatic air cylinder, non-repairable, 1-1/4in bore, 5in stroke, double acting, double end mount. | Stock | 46 | 48
A20050DD-M | NITRA pneumatic air cylinder, non-repairable, 1-1/4in bore, 5in stroke, double acting, magnetic piston, double end mount. | Stock | 57 | 59
A20050DN | NITRA pneumatic air cylinder, non-repairable, 1-1/4in bore, 5in stroke, double acting, front nose mount. | Stock | 40 | 41.5
A20060DD | NITRA pneumatic air cylinder, non-repairable, 1-1/4in bore, 6in stroke, double acting, double end mount. | Stock | 47.5 | 49.5
A20060DD-M | NITRA pneumatic air cylinder, non-repairable, 1-1/4in bore, 6in stroke, double acting, magnetic piston, double end mount. | Stock | 60 | 62
A20060DN | NITRA pneumatic air cylinder, non-repairable, 1-1/4in bore, 6in stroke, double acting, front nose mount. | Stock | 43 | 44.5
A20080DD | NITRA pneumatic air cylinder, non-repairable, 1-1/4in bore, 8in stroke, double acting, double end mount. | Stock | 51 | 53
A20080DD-M | NITRA pneumatic air cylinder, non-repairable, 1-1/4in bore, 8in stroke, double acting, magnetic piston, double end mount. | Stock | 63 | 66
A20080DN | NITRA pneumatic air cylinder, non-repairable, 1-1/4in bore, 8in stroke, double acting, front nose mount. | Stock | 46.5 | 48.5
A20100DD | NITRA pneumatic air cylinder, non-repairable, 1-1/4in bore, 10in stroke, double acting, double end mount. | Stock | 57 | 59
A20100DD-M | NITRA pneumatic air cylinder, non-repairable, 1-1/4in bore, 10in stroke, double acting, magnetic piston, double end mount. | Stock | 69 | 72
A20120DD | NITRA pneumatic air cylinder, non-repairable, 1-1/4in bore, 12in stroke, double acting, double end mount. | Stock | 61 | 63
A20120DD-M | NITRA pneumatic air cylinder, non-repairable, 1-1/4in bore, 12in stroke, double acting, magnetic piston, double end mount. | Stock | 72 | 75
A24010DN | NITRA pneumatic air cylinder, non-repairable, 1-1/2in bore, 1in stroke, double acting, front nose mount. | Stock | 34.5 | 36
A24010DP | NITRA pneumatic air cylinder, non-repairable, 1-1/2in bore, 1in stroke, double acting, rear pivot mount. | Stock | 38.5 | 40
A24010DP-M | NITRA pneumatic air cylinder, non-repairable, 1-1/2in bore, 1in stroke, double acting, magnetic piston, rear pivot mount. | Stock | 52 | 54
A24010SN | NITRA pneumatic air cylinder, non-repairable, 1-1/2in bore, 1in stroke, single acting, front nose mount. | Stock | 30 | 31
A24010SP | NITRA pneumatic air cylinder, non-repairable, 1-1/2in bore, 1in stroke, single acting, rear pivot mount. | Stock | 35 | 36.5
A24015DN | NITRA pneumatic air cylinder, non-repairable, 1-1/2in bore, 1-1/2in stroke, double acting, front nose mount. | Stock | 35.5 | 37
A24020DN | NITRA pneumatic air cylinder, non-repairable, 1-1/2in bore, 2in stroke, double acting, front nose mount. | Stock | 36.5 | 38
A24020DP | NITRA pneumatic air cylinder, non-repairable, 1-1/2in bore, 2in stroke, double acting, rear pivot mount. | Stock | 41.5 | 43
A24020DP-M | NITRA pneumatic air cylinder, non-repairable, 1-1/2in bore, 2in stroke, double acting, magnetic piston, rear pivot mount. | Stock | 55 | 57
A24020SN | NITRA pneumatic air cylinder, non-repairable, 1-1/2in bore, 2in stroke, single acting, front nose mount. | Stock | 34.5 | 36
A24020SP | NITRA pneumatic air cylinder, non-repairable, 1-1/2in bore, 2in stroke, single acting, rear pivot mount. | Stock | 38.5 | 40
A24030DN | NITRA pneumatic air cylinder, non-repairable, 1-1/2in bore, 3in stroke, double acting, front nose mount. | Stock | 39.5 | 41
A24030DP | NITRA pneumatic air cylinder, non-repairable, 1-1/2in bore, 3in stroke, double acting, rear pivot mount. | Stock | 44 | 46
A24030DP-M | NITRA pneumatic air cylinder, non-repairable, 1-1/2in bore, 3in stroke, double acting, magnetic piston, rear pivot mount. | Stock | 58 | 60
A24030SN | NITRA pneumatic air cylinder, non-repairable, 1-1/2in bore, 3in stroke, single acting, front nose mount. | Stock | 38 | 39.5
A24030SP | NITRA pneumatic air cylinder, non-repairable, 1-1/2in bore, 3in stroke, single acting, rear pivot mount. | Stock | 43.5 | 45
A24040DN | NITRA pneumatic air cylinder, non-repairable, 1-1/2in bore, 4in stroke, double acting, front nose mount. | Stock | 42.5 | 44
A24040DP | NITRA pneumatic air cylinder, non-repairable, 1-1/2in bore, 4in stroke, double acting, rear pivot mount. | Stock | 46.5 | 48.5
A24040DP-M | NITRA pneumatic air cylinder, non-repairable, 1-1/2in bore, 4in stroke, double acting, magnetic piston, rear pivot mount. | Stock | 60 | 62
A24040SN | NITRA pneumatic air cylinder, non-repairable, 1-1/2in bore, 4in stroke, single acting, front nose mount. | Stock | 43 | 44.5
A24040SP | NITRA pneumatic air cylinder, non-repairable, 1-1/2in bore, 4in stroke, single acting, rear pivot mount. | Stock | 47 | 49
A24050DN | NITRA pneumatic air cylinder, non-repairable, 1-1/2in bore, 5in stroke, double acting, front nose mount. | Stock | 44.5 | 46.5
A24050DP | NITRA pneumatic air cylinder, non-repairable, 1-1/2in bore, 5in stroke, double acting, rear pivot mount. | Stock | 48.5 | 50
A24050DP-M | NITRA pneumatic air cylinder, non-repairable, 1-1/2in bore, 5in stroke, double acting, magnetic piston, rear pivot mount. | Stock | 63 | 66
A24050SN | NITRA pneumatic air cylinder, non-repairable, 1-1/2in bore, 5in stroke, single acting, front nose mount. | Stock | 46.5 | 48.5
A24050SP | NITRA pneumatic air cylinder, non-repairable, 1-1/2in bore, 5in stroke, single acting, rear pivot mount. | Stock | 51 | 53
A24060DN | NITRA pneumatic air cylinder, non-repairable, 1-1/2in bore, 6in stroke, double acting, front nose mount. | Stock | 48.5 | 50
A24060DP | NITRA pneumatic air cylinder, non-repairable, 1-1/2in bore, 6in stroke, double acting, rear pivot mount. | Stock | 51 | 53
A24060DP-M | NITRA pneumatic air cylinder, non-repairable, 1-1/2in bore, 6in stroke, double acting, magnetic piston, rear pivot mount. | Stock | 67 | 70
A24060SN | NITRA pneumatic air cylinder, non-repairable, 1-1/2in bore, 6in stroke, single acting, front nose mount. | Stock | 50 | 52
A24060SP | NITRA pneumatic air cylinder, non-repairable, 1-1/2in bore, 6in stroke, single acting, rear pivot mount. | Stock | 55 | 57
A24070DN | NITRA pneumatic air cylinder, non-repairable, 1-1/2in bore, 7in stroke, double acting, front nose mount. | Stock | 49 | 51
A24070DP | NITRA pneumatic air cylinder, non-repairable, 1-1/2in bore, 7in stroke, double acting, rear pivot mount. | Stock | 54 | 56
A24070DP-M | NITRA pneumatic air cylinder, non-repairable, 1-1/2in bore, 7in stroke, double acting, magnetic piston, rear pivot mount. | Stock | 60 | 62
A24080DN | NITRA pneumatic air cylinder, non-repairable, 1-1/2in bore, 8in stroke, double acting, front nose mount. | Stock | 51 | 53
A24080DP | NITRA pneumatic air cylinder, non-repairable, 1-1/2in bore, 8in stroke, double acting, rear pivot mount. | Stock | 57 | 59
A24080DP-M | NITRA pneumatic air cylinder, non-repairable, 1-1/2in bore, 8in stroke, double acting, magnetic piston, rear pivot mount. | Stock | 71 | 74
A24090DN | NITRA pneumatic air cylinder, non-repairable, 1-1/2in bore, 9in stroke, double acting, front nose mount. | Stock | 55 | 57
A24090DP | NITRA pneumatic air cylinder, non-repairable, 1-1/2in bore, 9in stroke, double acting, rear pivot mount. | Stock | 59 | 61
A24090DP-M | NITRA pneumatic air cylinder, non-repairable, 1-1/2in bore, 9in stroke, double acting, magnetic piston, rear pivot mount. | Stock | 73 | 76
A24100DN | NITRA pneumatic air cylinder, non-repairable, 1-1/2in bore, 10in stroke, double acting, front nose mount. | Stock | 57 | 59
A24100DP | NITRA pneumatic air cylinder, non-repairable, 1-1/2in bore, 10in stroke, double acting, rear pivot mount. | Stock | 62 | 64
A24100DP-M | NITRA pneumatic air cylinder, non-repairable, 1-1/2in bore, 10in stroke, double acting, magnetic piston, rear pivot mount. | Stock | 72 | 75
A24110DN | NITRA pneumatic air cylinder, non-repairable, 1-1/2in bore, 11in stroke, double acting, front nose mount. | Stock | 60 | 62
A24120DN | NITRA pneumatic air cylinder, non-repairable, 1-1/2in bore, 12in stroke, double acting, front nose mount. | Stock | 62 | 64
A24120DP | NITRA pneumatic air cylinder, non-repairable, 1-1/2in bore, 12in stroke, double acting, rear pivot mount. | Stock | 68 | 71
A24120DP-M | NITRA pneumatic air cylinder, non-repairable, 1-1/2in bore, 12in stroke, double acting, magnetic piston, rear pivot mount. | Stock | 81 | 84
A242406 | Wiegmann enclosure, NEMA 1, 24 x 24 x 6in (HxWxD), wall mount, with knockouts, carbon steel, ANSI 61 gray, powder coat finish, single-door, integral snap-tight latch. | Stock | 154 | 158
A243006 | Wiegmann enclosure, NEMA 1, 30 x 24 x 6in (HxWxD), wall mount, with knockouts, carbon steel, ANSI 61 gray, powder coat finish, single-door, integral snap-tight latch. | from vendor up to 0 business day | 185 | 189
A243606 | Wiegmann enclosure, NEMA 1, 36 x 24 x 6in (HxWxD), wall mount, with knockouts, carbon steel, ANSI 61 gray, powder coat finish, single-door, integral snap-tight latch. | from vendor up to 0 business day | 200 | 205
A243608 | Wiegmann enclosure, NEMA 1, 36 x 24 x 8in (HxWxD), wall mount, with knockouts, carbon steel, ANSI 61 gray, powder coat finish, single-door, integral snap-tight latch. | from vendor up to 0 business day | 232 | 237
A3081004-1 | LUTZE Silflex flexible multi-conductor control cable, 4 conductors (includes ground), 10 AWG, PVC/Nylon conductor insulation material, black with white numbers and green/yellow ground, unshielded, PVC jacket, gray, cut to length. | Stock | 4.13 | 4.2952
A3081203-1 | LUTZE Silflex flexible multi-conductor control cable, 3 conductors (includes ground), 12 AWG, PVC/Nylon conductor insulation material, black with white numbers and green/yellow ground, unshielded, PVC jacket, gray, cut to length. | Stock | 2.23 | 2.3192
A3081204-1 | LUTZE Silflex flexible multi-conductor control cable, 4 conductors (includes ground), 12 AWG, PVC/Nylon conductor insulation material, black with white numbers and green/yellow ground, unshielded, PVC jacket, gray, cut to length. | Stock | 2.62 | 2.7248
A3081205-1 | LUTZE Silflex flexible multi-conductor control cable, 5 conductors (includes ground), 12 AWG, PVC/Nylon conductor insulation material, black with white numbers and green/yellow ground, unshielded, PVC jacket, gray, cut to length. | Stock | 3.47 | 3.6088
A3081403-1 | LUTZE Silflex flexible multi-conductor control cable, 3 conductors (includes ground), 14 AWG, PVC/Nylon conductor insulation material, black with white numbers and green/yellow ground, unshielded, PVC jacket, gray, cut to length. | Stock | 1.49 | 1.5496
A3081404-1 | LUTZE Silflex flexible multi-conductor control cable, 4 conductors (includes ground), 14 AWG, PVC/Nylon conductor insulation material, black with white numbers and green/yellow ground, unshielded, PVC jacket, gray, cut to length. | Stock | 1.85 | 1.924
A3081405-1 | LUTZE Silflex flexible multi-conductor control cable, 5 conductors (includes ground), 14 AWG, PVC/Nylon conductor insulation material, black with white numbers and green/yellow ground, unshielded, PVC jacket, gray, cut to length. | Stock | 2.3 | 2.392
A3081425-1 | LUTZE Silflex flexible multi-conductor control cable, 25 conductors (includes ground), 14 AWG, PVC/Nylon conductor insulation material, black with white numbers and green/yellow ground, unshielded, PVC jacket, gray, cut to length. | Stock | 10.49 | 10.9096
A3081603-1 | LUTZE Silflex flexible multi-conductor control cable, 3 conductors (includes ground), 16 AWG, PVC/Nylon conductor insulation material, black with white numbers and green/yellow ground, unshielded, PVC jacket, gray, cut to length. | Stock | 1.17 | 1.2168
A3081604-1 | LUTZE Silflex flexible multi-conductor control cable, 4 conductors (includes ground), 16 AWG, PVC/Nylon conductor insulation material, black with white numbers and green/yellow ground, unshielded, PVC jacket, gray, cut to length. | Stock | 1.34 | 1.3936
A3081605-1 | LUTZE Silflex flexible multi-conductor control cable, 5 conductors (includes ground), 16 AWG, PVC/Nylon conductor insulation material, black with white numbers and green/yellow ground, unshielded, PVC jacket, gray, cut to length. | Stock | 1.7 | 1.768
A3081607-1 | LUTZE Silflex flexible multi-conductor control cable, 7 conductors (includes ground), 16 AWG, PVC/Nylon conductor insulation material, black with white numbers and green/yellow ground, unshielded, PVC jacket, gray, cut to length. | Stock | 2.17 | 2.2568
A3081612-1 | LUTZE Silflex flexible multi-conductor control cable, 12 conductors (includes ground), 16 AWG, PVC/Nylon conductor insulation material, black with white numbers and green/yellow ground, unshielded, PVC jacket, gray, cut to length. | Stock | 3.58 | 3.7232
A3081618-1 | LUTZE Silflex flexible multi-conductor control cable, 18 conductors (includes ground), 16 AWG, PVC/Nylon conductor insulation material, black with white numbers and green/yellow ground, unshielded, PVC jacket, gray, cut to length. | Stock | 5.43 | 5.6472
A3081625-1 | LUTZE Silflex flexible multi-conductor control cable, 25 conductors (includes ground), 16 AWG, PVC/Nylon conductor insulation material, black with white numbers and green/yellow ground, unshielded, PVC jacket, gray, cut to length. | Stock | 7.19 | 7.4776
A3081641-1 | LUTZE Silflex flexible multi-conductor control cable, 41 conductors (includes ground), 16 AWG, PVC/Nylon conductor insulation material, black with white numbers and green/yellow ground, unshielded, PVC jacket, gray, cut to length. | Stock | 12.11 | 12.5944
A3081803-1 | LUTZE Silflex flexible multi-conductor control cable, 3 conductors (includes ground), 18 AWG, PVC/Nylon conductor insulation material, black with white numbers and green/yellow ground, unshielded, PVC jacket, gray, cut to length. | Stock | 0.91 | 0.9464
A3081804-1 | LUTZE Silflex flexible multi-conductor control cable, 4 conductors (includes ground), 18 AWG, PVC/Nylon conductor insulation material, black with white numbers and green/yellow ground, unshielded, PVC jacket, gray, cut to length. | Stock | 1.09 | 1.1336
A3081805-1 | LUTZE Silflex flexible multi-conductor control cable, 5 conductors (includes ground), 18 AWG, PVC/Nylon conductor insulation material, black with white numbers and green/yellow ground, unshielded, PVC jacket, gray, cut to length. | Stock | 1.38 | 1.4352
A3081807-1 | LUTZE Silflex flexible multi-conductor control cable, 7 conductors (includes ground), 18 AWG, PVC/Nylon conductor insulation material, black with white numbers and green/yellow ground, unshielded, PVC jacket, gray, cut to length. | Stock | 1.79 | 1.8616
A3081809-1 | LUTZE Silflex flexible multi-conductor control cable, 9 conductors (includes ground), 18 AWG, PVC/Nylon conductor insulation material, black with white numbers and green/yellow ground, unshielded, PVC jacket, gray, cut to length. | Stock | 2.32 | 2.4128
A3081812-1 | LUTZE Silflex flexible multi-conductor control cable, 12 conductors (includes ground), 18 AWG, PVC/Nylon conductor insulation material, black with white numbers and green/yellow ground, unshielded, PVC jacket, gray, cut to length. | Stock | 2.89 | 3.0056
A3081818-1 | LUTZE Silflex flexible multi-conductor control cable, 18 conductors (includes ground), 18 AWG, PVC/Nylon conductor insulation material, black with white numbers and green/yellow ground, unshielded, PVC jacket, gray, cut to length. | Stock | 4.28 | 4.4512
A3081825-1 | LUTZE Silflex flexible multi-conductor control cable, 25 conductors (includes ground), 18 AWG, PVC/Nylon conductor insulation material, black with white numbers and green/yellow ground, unshielded, PVC jacket, gray, cut to length. | Stock | 5.74 | 5.9696
A3082003-1 | LUTZE Silflex flexible multi-conductor control cable, 3 conductors (includes ground), 20 AWG, PVC/Nylon conductor insulation material, black with white numbers and green/yellow ground, unshielded, PVC jacket, gray, cut to length. | Stock | 0.83 | 0.8632
A3082004-1 | LUTZE Silflex flexible multi-conductor control cable, 4 conductors (includes ground), 20 AWG, PVC/Nylon conductor insulation material, black with white numbers and green/yellow ground, unshielded, PVC jacket, gray, cut to length. | Stock | 1 | 1.04
A3082005-1 | LUTZE Silflex flexible multi-conductor control cable, 5 conductors (includes ground), 20 AWG, PVC/Nylon conductor insulation material, black with white numbers and green/yellow ground, unshielded, PVC jacket, gray, cut to length. | Stock | 1.19 | 1.2376
A3082007-1 | LUTZE Silflex flexible multi-conductor control cable, 7 conductors (includes ground), 20 AWG, PVC/Nylon conductor insulation material, black with white numbers and green/yellow ground, unshielded, PVC jacket, gray, cut to length. | Stock | 1.55 | 1.612
A3082012-1 | LUTZE Silflex flexible multi-conductor control cable, 12 conductors (includes ground), 20 AWG, PVC/Nylon conductor insulation material, black with white numbers and green/yellow ground, unshielded, PVC jacket, gray, cut to length. | Stock | 2.36 | 2.4544
A3082025-1 | LUTZE Silflex flexible multi-conductor control cable, 25 conductors (includes ground), 20 AWG, PVC/Nylon conductor insulation material, black with white numbers and green/yellow ground, unshielded, PVC jacket, gray, cut to length. | Stock | 4.72 | 4.9088
A3091204-1 | LUTZE Silflex flexible multi-conductor control cable, 4 conductors (includes ground), 12 AWG, PVC/Nylon conductor insulation material, black with white numbers and green/yellow ground, shielded, PVC jacket, gray, cut to length. | Stock | 4.51 | 4.6904
A3091403-1 | LUTZE Silflex flexible multi-conductor control cable, 3 conductors (includes ground), 14 AWG, PVC/Nylon conductor insulation material, black with white numbers and green/yellow ground, shielded, PVC jacket, gray, cut to length. | Stock | 2.81 | 2.9224
A3091404-1 | LUTZE Silflex flexible multi-conductor control cable, 4 conductors (includes ground), 14 AWG, PVC/Nylon conductor insulation material, black with white numbers and green/yellow ground, shielded, PVC jacket, gray, cut to length. | Stock | 3.11 | 3.2344
A3091603-1 | LUTZE Silflex flexible multi-conductor control cable, 3 conductors (includes ground), 16 AWG, PVC/Nylon conductor insulation material, black with white numbers and green/yellow ground, shielded, PVC jacket, gray, cut to length. | Stock | 2.02 | 2.1008
A3091604-1 | LUTZE Silflex flexible multi-conductor control cable, 4 conductors (includes ground), 16 AWG, PVC/Nylon conductor insulation material, black with white numbers and green/yellow ground, shielded, PVC jacket, gray, cut to length. | Stock | 2.36 | 2.4544
A3091605-1 | LUTZE Silflex flexible multi-conductor control cable, 5 conductors (includes ground), 16 AWG, PVC/Nylon conductor insulation material, black with white numbers and green/yellow ground, shielded, PVC jacket, gray, cut to length. | Stock | 2.51 | 2.6104
A3091607-1 | LUTZE Silflex flexible multi-conductor control cable, 7 conductors (includes ground), 16 AWG, PVC/Nylon conductor insulation material, black with white numbers and green/yellow ground, shielded, PVC jacket, gray, cut to length. | Stock | 3.32 | 3.4528
A3091625-1 | LUTZE Silflex flexible multi-conductor control cable, 25 conductors (includes ground), 16 AWG, PVC/Nylon conductor insulation material, black with white numbers and green/yellow ground, shielded, PVC jacket, gray, cut to length. | Stock | 9.04 | 9.4016
A3091803-1 | LUTZE Silflex flexible multi-conductor control cable, 3 conductors (includes ground), 18 AWG, PVC/Nylon conductor insulation material, black with white numbers and green/yellow ground, shielded, PVC jacket, gray, cut to length. | Stock | 1.58 | 1.6432
A3091804-1 | LUTZE Silflex flexible multi-conductor control cable, 4 conductors (includes ground), 18 AWG, PVC/Nylon conductor insulation material, black with white numbers and green/yellow ground, shielded, PVC jacket, gray, cut to length. | Stock | 1.85 | 1.924
A3091805-1 | LUTZE Silflex flexible multi-conductor control cable, 5 conductors (includes ground), 18 AWG, PVC/Nylon conductor insulation material, black with white numbers and green/yellow ground, shielded, PVC jacket, gray, cut to length. | Stock | 2.28 | 2.3712
A3091807-1 | LUTZE Silflex flexible multi-conductor control cable, 7 conductors (includes ground), 18 AWG, PVC/Nylon conductor insulation material, black with white numbers and green/yellow ground, shielded, PVC jacket, gray, cut to length. | Stock | 2.72 | 2.8288
A3091812-1 | LUTZE Silflex flexible multi-conductor control cable, 12 conductors (includes ground), 18 AWG, PVC/Nylon conductor insulation material, black with white numbers and green/yellow ground, shielded, PVC jacket, gray, cut to length. | Stock | 3.91 | 4.0664
A3091825-1 | LUTZE Silflex flexible multi-conductor control cable, 25 conductors (includes ground), 18 AWG, PVC/Nylon conductor insulation material, black with white numbers and green/yellow ground, shielded, PVC jacket, gray, cut to length. | Stock | 7.26 | 7.5504
A3092003-1 | LUTZE Silflex flexible multi-conductor control cable, 3 conductors (includes ground), 20 AWG, PVC/Nylon conductor insulation material, black with white numbers and green/yellow ground, shielded, PVC jacket, gray, cut to length. | Stock | 1.51 | 1.5704
A3092004-1 | LUTZE Silflex flexible multi-conductor control cable, 4 conductors (includes ground), 20 AWG, PVC/Nylon conductor insulation material, black with white numbers and green/yellow ground, shielded, PVC jacket, gray, cut to length. | Stock | 1.57 | 1.6328
A3092005-1 | LUTZE Silflex flexible multi-conductor control cable, 5 conductors (includes ground), 20 AWG, PVC/Nylon conductor insulation material, black with white numbers and green/yellow ground, shielded, PVC jacket, gray, cut to length. | Stock | 1.81 | 1.8824
A3092007-1 | LUTZE Silflex flexible multi-conductor control cable, 7 conductors (includes ground), 20 AWG, PVC/Nylon conductor insulation material, black with white numbers and green/yellow ground, shielded, PVC jacket, gray, cut to length. | Stock | 2.09 | 2.1736
A3092012-1 | LUTZE Silflex flexible multi-conductor control cable, 12 conductors (includes ground), 20 AWG, PVC/Nylon conductor insulation material, black with white numbers and green/yellow ground, shielded, PVC jacket, gray, cut to length. | Stock | 3.06 | 3.1824
A3092025-1 | LUTZE Silflex flexible multi-conductor control cable, 25 conductors (includes ground), 20 AWG, PVC/Nylon conductor insulation material, black with white numbers and green/yellow ground, shielded, PVC jacket, gray, cut to length. | Stock | 5.75 | 5.98
A3160804-1 | LUTZE Silflex servo cable, 4 conductors (includes ground), 8 AWG, PVC/Nylon conductor insulation material, tinned copper braid, TPE jacket, orange, cut to length. | Stock | 14.34 | 14.9136
A3161004-1 | LUTZE Silflex servo cable, 4 conductors (includes ground), 10 AWG, PVC/Nylon conductor insulation material, tinned copper braid, TPE jacket, orange, cut to length. | Stock | 8.7 | 9.048
A3161204-1 | LUTZE Silflex servo cable, 4 conductors (includes ground), 12 AWG, PVC/Nylon conductor insulation material, tinned copper braid, TPE jacket, orange, cut to length. | Stock | 5.77 | 6.0008
A3161404-1 | LUTZE Silflex servo cable, 4 conductors (includes ground), 14 AWG, PVC/Nylon conductor insulation material, tinned copper braid, TPE jacket, orange, cut to length. | Stock | 4.1 | 4.264
A3161604-1 | LUTZE Silflex servo cable, 4 conductors (includes ground), 16 AWG, PVC/Nylon conductor insulation material, tinned copper braid, TPE jacket, orange, cut to length. | Stock | 3.17 | 3.2968
A3170204-1 | LUTZE Silflex servo cable, 4 conductors (includes ground), 2 AWG, (1) shielded 16 AWG twisted pair, PVC/Nylon conductor insulation material, tinned copper braid, TPE jacket, orange, cut to length. | Stock | 40.71 | 42.3384
A3170404-1 | LUTZE Silflex servo cable, 4 conductors (includes ground), 4 AWG, (1) shielded 16 AWG twisted pair, PVC/Nylon conductor insulation material, tinned copper braid, TPE jacket, orange, cut to length. | Stock | 28.31 | 29.4424
A3170604-1 | LUTZE Silflex servo cable, 4 conductors (includes ground), 6 AWG, (1) shielded 18 AWG twisted pair, PVC/Nylon conductor insulation material, tinned copper braid, TPE jacket, orange, cut to length. | Stock | 21.78 | 22.6512
A3170804-1 | LUTZE Silflex servo cable, 4 conductors (includes ground), 8 AWG, (1) shielded 18 AWG twisted pair, PVC/Nylon conductor insulation material, tinned copper braid, TPE jacket, orange, cut to length. | Stock | 15.49 | 16.1096
A3171004-1 | LUTZE Silflex servo cable, 4 conductors (includes ground), 10 AWG, (1) shielded 18 AWG twisted pair, PVC/Nylon conductor insulation material, tinned copper braid, TPE jacket, orange, cut to length. | Stock | 9.97 | 10.3688
A3171204-1 | LUTZE Silflex servo cable, 4 conductors (includes ground), 12 AWG, (1) shielded 18 AWG twisted pair, PVC/Nylon conductor insulation material, tinned copper braid, TPE jacket, orange, cut to length. | Stock | 6.97 | 7.2488
A3171404-1 | LUTZE Silflex servo cable, 4 conductors (includes ground), 14 AWG, (1) shielded 18 AWG twisted pair, PVC/Nylon conductor insulation material, tinned copper braid, TPE jacket, orange, cut to length. | Stock | 5.66 | 5.8864
A3171604-1 | LUTZE Silflex servo cable, 4 conductors (includes ground), 16 AWG, (1) shielded 18 AWG twisted pair, PVC/Nylon conductor insulation material, tinned copper braid, TPE jacket, orange, cut to length. | Stock | 4.6 | 4.784
A32010DD | NITRA pneumatic air cylinder, non-repairable, 2in bore, 1in stroke, double acting, double end mount. | Stock | 63 | 66
A32010DD-M | NITRA pneumatic air cylinder, non-repairable, 2in bore, 1in stroke, double acting, magnetic piston, double end mount. | Stock | 80 | 83
A32010DN | NITRA pneumatic air cylinder, non-repairable, 2in bore, 1in stroke, double acting, front nose mount. | Stock | 53 | 55
A32010SD | NITRA pneumatic air cylinder, non-repairable, 2in bore, 1in stroke, single acting, double end mount. | Stock | 70 | 73
A32010SN | NITRA pneumatic air cylinder, non-repairable, 2in bore, 1in stroke, single acting, front nose mount. | Stock | 58 | 60
A32020DD | NITRA pneumatic air cylinder, non-repairable, 2in bore, 2in stroke, double acting, double end mount. | Stock | 67 | 70
A32020DD-M | NITRA pneumatic air cylinder, non-repairable, 2in bore, 2in stroke, double acting, magnetic piston, double end mount. | Stock | 83 | 86
A32020DN | NITRA pneumatic air cylinder, non-repairable, 2in bore, 2in stroke, double acting, front nose mount. | Stock | 56 | 58
A32020SD | NITRA pneumatic air cylinder, non-repairable, 2in bore, 2in stroke, single acting, double end mount. | Stock | 75 | 78
A32020SN | NITRA pneumatic air cylinder, non-repairable, 2in bore, 2in stroke, single acting, front nose mount. | Stock | 63 | 66
A32030DD | NITRA pneumatic air cylinder, non-repairable, 2in bore, 3in stroke, double acting, double end mount. | Stock | 70 | 73
A32030DD-M | NITRA pneumatic air cylinder, non-repairable, 2in bore, 3in stroke, double acting, magnetic piston, double end mount. | Stock | 87 | 90
A32030DN | NITRA pneumatic air cylinder, non-repairable, 2in bore, 3in stroke, double acting, front nose mount. | Stock | 59 | 61
A32030SD | NITRA pneumatic air cylinder, non-repairable, 2in bore, 3in stroke, single acting, double end mount. | Stock | 80 | 83
A32030SN | NITRA pneumatic air cylinder, non-repairable, 2in bore, 3in stroke, single acting, front nose mount. | Stock | 70 | 73
A32040DD | NITRA pneumatic air cylinder, non-repairable, 2in bore, 4in stroke, double acting, double end mount. | Stock | 72 | 75
A32040DD-M | NITRA pneumatic air cylinder, non-repairable, 2in bore, 4in stroke, double acting, magnetic piston, double end mount. | Stock | 89 | 93
A32040DN | NITRA pneumatic air cylinder, non-repairable, 2in bore, 4in stroke, double acting, front nose mount. | Stock | 62 | 64
A32050DD | NITRA pneumatic air cylinder, non-repairable, 2in bore, 5in stroke, double acting, double end mount. | Stock | 75 | 78
A32050DD-M | NITRA pneumatic air cylinder, non-repairable, 2in bore, 5in stroke, double acting, magnetic piston, double end mount. | Stock | 92 | 96
A32050DN | NITRA pneumatic air cylinder, non-repairable, 2in bore, 5in stroke, double acting, front nose mount. | Stock | 65 | 68
A32060DD | NITRA pneumatic air cylinder, non-repairable, 2in bore, 6in stroke, double acting, double end mount. | Stock | 77 | 80
A32060DD-M | NITRA pneumatic air cylinder, non-repairable, 2in bore, 6in stroke, double acting, magnetic piston, double end mount. | Stock | 94 | 98
A32060DN | NITRA pneumatic air cylinder, non-repairable, 2in bore, 6in stroke, double acting, front nose mount. | Stock | 68 | 71
A32070DD | NITRA pneumatic air cylinder, non-repairable, 2in bore, 7in stroke, double acting, double end mount. | Stock | 81 | 84
A32070DD-M | NITRA pneumatic air cylinder, non-repairable, 2in bore, 7in stroke, double acting, magnetic piston, double end mount. | Stock | 96 | 100
A32080DD | NITRA pneumatic air cylinder, non-repairable, 2in bore, 8in stroke, double acting, double end mount. | Stock | 86 | 89
A32080DD-M | NITRA pneumatic air cylinder, non-repairable, 2in bore, 8in stroke, double acting, magnetic piston, double end mount. | Stock | 99 | 103
A32100DD | NITRA pneumatic air cylinder, non-repairable, 2in bore, 10in stroke, double acting, double end mount. | Stock | 90 | 94
A32100DD-M | NITRA pneumatic air cylinder, non-repairable, 2in bore, 10in stroke, double acting, magnetic piston, double end mount. | Stock | 106 | 110
A32120DD | NITRA pneumatic air cylinder, non-repairable, 2in bore, 12in stroke, double acting, double end mount. | Stock | 95 | 99
A32120DD-M | NITRA pneumatic air cylinder, non-repairable, 2in bore, 12in stroke, double acting, magnetic piston, double end mount. | Stock | 106 | 110
A32140DD | NITRA pneumatic air cylinder, non-repairable, 2in bore, 14in stroke, double acting, double end mount. | Stock | 100 | 104
A32140DD-M | NITRA pneumatic air cylinder, non-repairable, 2in bore, 14in stroke, double acting, magnetic piston, double end mount. | Stock | 117 | 122
A32160DD | NITRA pneumatic air cylinder, non-repairable, 2in bore, 16in stroke, double acting, double end mount. | Stock | 108 | 112
A32160DD-M | NITRA pneumatic air cylinder, non-repairable, 2in bore, 16in stroke, double acting, magnetic piston, double end mount. | Stock | 123 | 128
A32180DD | NITRA pneumatic air cylinder, non-repairable, 2in bore, 18in stroke, double acting, double end mount. | Stock | 113 | 118
A32180DD-M | NITRA pneumatic air cylinder, non-repairable, 2in bore, 18in stroke, double acting, magnetic piston, double end mount. | Stock | 129 | 134
A3251603-1 | LUTZE Silflex multi-conductor control cable, 3 conductors (includes ground), 16 AWG, PVC/Nylon conductor insulation material, blue with white numbers and green/yellow ground, unshielded, PVC jacket, gray, cut to length. | Stock | 0.99 | 1.0296
A3251605-1 | LUTZE Silflex multi-conductor control cable, 5 conductors (includes ground), 16 AWG, PVC/Nylon conductor insulation material, blue with white numbers and green/yellow ground, #2 conductor is white/blue, unshielded, PVC jacket, gray, cut to length. | Stock | 1.51 | 1.5704
A3251607-1 | LUTZE Silflex multi-conductor control cable, 7 conductors (includes ground), 16 AWG, PVC/Nylon conductor insulation material, blue with white numbers and green/yellow ground, #2 conductor is white/blue, unshielded, PVC jacket, gray, cut to length. | Stock | 1.96 | 2.0384
A3251612-1 | LUTZE Silflex multi-conductor control cable, 12 conductors (includes ground), 16 AWG, PVC/Nylon conductor insulation material, blue with white numbers and green/yellow ground, #2 conductor is white/blue, unshielded, PVC jacket, gray, cut to length. | Stock | 3.32 | 3.4528
A3251619-1 | LUTZE Silflex multi-conductor control cable, 19 conductors (includes ground), 16 AWG, PVC/Nylon conductor insulation material, blue with white numbers and green/yellow ground, #2 conductor is white/blue, unshielded, PVC jacket, gray, cut to length. | Stock | 4.71 | 4.8984
A3251803-1 | LUTZE Silflex multi-conductor control cable, 3 conductors (includes ground), 18 AWG, PVC/Nylon conductor insulation material, blue with white numbers and green/yellow ground, unshielded, PVC jacket, gray, cut to length. | Stock | 0.81 | 0.8424
A3251805-1 | LUTZE Silflex multi-conductor control cable, 5 conductors (includes ground), 18 AWG, PVC/Nylon conductor insulation material, blue with white numbers and green/yellow ground, #2 conductor is white/blue, unshielded, PVC jacket, gray, cut to length. | Stock | 1.12 | 1.1648
A3251807-1 | LUTZE Silflex multi-conductor control cable, 7 conductors (includes ground), 18 AWG, PVC/Nylon conductor insulation material, blue with white numbers and green/yellow ground, #2 conductor is white/blue, unshielded, PVC jacket, gray, cut to length. | Stock | 1.56 | 1.6224
A3251812-1 | LUTZE Silflex multi-conductor control cable, 12 conductors (includes ground), 18 AWG, PVC/Nylon conductor insulation material, blue with white numbers and green/yellow ground, #2 conductor is white/blue, unshielded, PVC jacket, gray, cut to length. | Stock | 2.44 | 2.5376
A3251819-1 | LUTZE Silflex multi-conductor control cable, 19 conductors (includes ground), 18 AWG, PVC/Nylon conductor insulation material, blue with white numbers and green/yellow ground, #2 conductor is white/blue, unshielded, PVC jacket, gray, cut to length. | Stock | 3.71 | 3.8584
A772 | Marathon incremental (quadrature) encoder kit, 5-26 VDC, line driver (differential) output, 1024 ppr, IP67. For use with Marathon Black Max encoder motors. Mounting hardware included. Dynapar HS35 encoder. | Stock | 1011 | 1122
A774 | Marathon incremental (quadrature) encoder kit, 5-26 VDC, line driver (differential) output, 1024 ppr, IP67. For use with Marathon Blue Max TEFC encoder motors. Mounting hardware included. Dynapar HS35 encoder. | Stock | 989 | 1098
A775 | Marathon incremental (quadrature) encoder kit, 5-26 VDC, line driver (differential) output, 1024 ppr, IP67. For use with Marathon Blue Max TEBC encoder motors. Mounting hardware included. Dynapar HS38 encoder. | Stock | 989 | 1098
AAM2F11Z11 | AutomationDirect IEC limit switch, metal plunger, 90-degree adjustable head, (1) N.O./(1) N.C. contact(s), snap action, 30.3mm wide body, die-cast zinc, miniature DIN mount, 1/2in NPT cable entry. | Stock | 12 | 12.5
AAM2F12Z11 | AutomationDirect IEC limit switch, metal plunger with metal roller, 90-degree adjustable head, (1) N.O./(1) N.C. contact(s), snap action, 30.3mm wide body, die-cast zinc, miniature DIN mount, 1/2in NPT cable entry. | Stock | 13 | 13.5
AAM2F43Z11 | AutomationDirect IEC limit switch, side rotary lever with 18mm metal roller, 90-degree adjustable head, (1) N.O./(1) N.C. contact(s), snap action, 30.3mm wide body, die-cast zinc, miniature DIN mount, 1/2in NPT cable entry. | Stock | 14 | 14.5
AAM2F46Z11 | AutomationDirect IEC limit switch, side rotary lever inward with 18mm metal roller, 90-degree adjustable head, (1) N.O./(1) N.C. contact(s), snap action, 30.3mm wide body, die-cast zinc, miniature DIN mount, 1/2in NPT cable entry. | Stock | 14 | 14.5
AAM2F53Z11 | AutomationDirect IEC limit switch, side rotary adjustable metal lever with 18mm metal roller, 90-degree adjustable head, (1) N.O./(1) N.C. contact(s), snap action, 30.3mm wide body, die-cast zinc, miniature DIN mount, 1/2in NPT cable entry. | Stock | 14 | 14.5
AAM2F71Z11 | AutomationDirect IEC limit switch, side rotary adjustable 3mm stainless steel rod, 90-degree adjustable head, (1) N.O./(1) N.C. contact(s), snap action, 30.3mm wide body, die-cast zinc, miniature DIN mount, 1/2in NPT cable entry. | Stock | 14 | 14.5
AAM2T14Z11 | AutomationDirect IEC limit switch, metal plunger with dust cap, 90-degree adjustable head, (1) N.O./(1) N.C. contact(s), snap action, 30.3mm wide body, die-cast zinc, miniature DIN mount, 1/2in NPT cable entry. | Stock | 13 | 13.5
AAM2T35Z11 | AutomationDirect IEC limit switch, one-way horizontal lever with nylon roller, 90-degree adjustable head, (1) N.O./(1) N.C. contact(s), snap action, 30.3mm wide body, die-cast zinc, miniature DIN mount, 1/2in NPT cable entry. | Stock | 14 | 14.5
AAM2T93Z11 | AutomationDirect IEC limit switch, 360 degree stainless steel spring, 90-degree adjustable head, (1) N.O./(1) N.C. contact(s), snap action, 30.3mm wide body, die-cast zinc, miniature DIN mount, 1/2in NPT cable entry. | Stock | 14 | 14.5
AAM7F11Z11 | AutomationDirect IEC limit switch, metal plunger, 90-degree adjustable head, (1) N.O./(1) N.C. contact(s), snap action, 30.3mm wide body, die-cast zinc, miniature DIN mount, 5-pin M12 quick-disconnect. | Stock | 17 | 17.5
AAM7F12Z11 | AutomationDirect IEC limit switch, metal plunger with metal roller, 90-degree adjustable head, (1) N.O./(1) N.C. contact(s), snap action, 30.3mm wide body, die-cast zinc, miniature DIN mount, 5-pin M12 quick-disconnect. | Stock | 19 | 20
AAM7F43Z11 | AutomationDirect IEC limit switch, side rotary lever with 18mm metal roller, 90-degree adjustable head, (1) N.O./(1) N.C. contact(s), snap action, 30.3mm wide body, die-cast zinc, miniature DIN mount, 5-pin M12 quick-disconnect. | Stock | 19 | 20
AAM7F46Z11 | AutomationDirect IEC limit switch, side rotary lever inward with 18mm metal roller, 90-degree adjustable head, (1) N.O./(1) N.C. contact(s), snap action, 30.3mm wide body, die-cast zinc, miniature DIN mount, 5-pin M12 quick-disconnect. | Stock | 20 | 21
AAM7F53Z11 | AutomationDirect IEC limit switch, side rotary adjustable metal lever with 18mm metal roller, 90-degree adjustable head, (1) N.O./(1) N.C. contact(s), snap action, 30.3mm wide body, die-cast zinc, miniature DIN mount, 5-pin M12 quick-disconnect. | Stock | 20 | 21
AAM7F71Z11 | AutomationDirect IEC limit switch, side rotary adjustable 3mm stainless steel rod, 90-degree adjustable head, (1) N.O./(1) N.C. contact(s), snap action, 30.3mm wide body, die-cast zinc, miniature DIN mount, 5-pin M12 quick-disconnect. | Stock | 20 | 21
AAM7T14Z11 | AutomationDirect IEC limit switch, metal plunger with dust cap, 90-degree adjustable head, (1) N.O./(1) N.C. contact(s), snap action, 30.3mm wide body, die-cast zinc, miniature DIN mount, 5-pin M12 quick-disconnect. | Stock | 19 | 20
AAM7T35Z11 | AutomationDirect IEC limit switch, one-way horizontal lever with nylon roller, 90-degree adjustable head, (1) N.O./(1) N.C. contact(s), snap action, 30.3mm wide body, die-cast zinc, miniature DIN mount, 5-pin M12 quick-disconnect. | Stock | 19 | 20
AAM7T93Z11 | AutomationDirect IEC limit switch, 360 degree stainless steel spring, 90-degree adjustable head, (1) N.O./(1) N.C. contact(s), snap action, 30.3mm wide body, die-cast zinc, miniature DIN mount, 5-pin M12 quick-disconnect. | Stock | 20 | 21
AAP2T10Z11 | AutomationDirect IEC limit switch, plastic plunger, 90-degree adjustable head, (1) N.O./(1) N.C. contact(s), snap action, 30.3mm wide body, plastic, miniature DIN mount, PG11 cable entry with 1/2in NPT adapter. | Stock | 9 | 9.25
AAP2T13Z11 | AutomationDirect IEC limit switch, galvanized steel plunger with polyamide plastic roller, 90-degree adjustable head, (1) N.O./(1) N.C. contact(s), snap action, 30.3mm wide body, plastic, miniature DIN mount, (1) PG11 cable entry with 1/2in NPT adapter. | Stock | 12.5 | 13
AAP2T14Z11 | AutomationDirect IEC limit switch, galvanized steel plunger, 90-degree adjustable head, (1) N.O./(1) N.C. contact(s), snap action, 30.3mm wide body, plastic, miniature DIN mount, (1) PG11 cable entry with 1/2in NPT adapter. | Stock | 12.5 | 13
AAP2T35Z11 | AutomationDirect IEC limit switch, one-way horizontal lever with polyamide roller, 90-degree adjustable head, (1) N.O./(1) N.C. contact(s), snap action, 30.3mm wide body, plastic, miniature DIN mount, (1) PG11 cable entry with 1/2in NPT adapter. | Stock | 12.5 | 13
AAP2T41Z11 | AutomationDirect IEC limit switch, side rotary lever with polyamide roller, 90-degree adjustable head, (1) N.O./(1) N.C. contact(s), snap action, 30.3mm wide body, plastic, miniature DIN mount, (1) PG11 cable entry with 1/2in NPT adapter. | Stock | 12.5 | 13
AAP2T42Z11 | AutomationDirect IEC limit switch, side rotary lever with 50mm rubber roller, 90-degree adjustable head, (1) N.O./(1) N.C. contact(s), snap action, 30.3mm wide body, plastic, miniature DIN mount, PG11 cable entry with 1/2in NPT adapter. | Stock | 12 | 12.5
AAP2T45Z11 | AutomationDirect IEC limit switch, side rotary lever inward with 18mm nylon roller, 90-degree adjustable head, (1) N.O./(1) N.C. contact(s), snap action, 30.3mm wide body, plastic, miniature DIN mount, PG11 cable entry with 1/2in NPT adapter. | Stock | 12 | 12.5
AAP2T5100Z11 | AutomationDirect IEC limit switch, side rotary 2mm step adjustable lever with 18mm nylon roller, 90-degree adjustable head, (1) N.O./(1) N.C. contact(s), snap action, 30.3mm wide body, plastic, miniature DIN mount, PG11 cable entry with 1/2in NPT adapter. | Stock | 12 | 12.5
AAP2T51Z11 | AutomationDirect IEC limit switch, side rotary adjustable metal lever with polyamide roller, 90-degree adjustable head, (1) N.O./(1) N.C. contact(s), snap action, 30.3mm wide body, plastic, miniature DIN mount, (1) PG11 cable entry with 1/2in NPT adapter. | Stock | 12.5 | 13
AAP2T5200Z11 | AutomationDirect IEC limit switch, side rotary adjustable lever with 50mm rubber roller, 90-degree adjustable head, (1) N.O./(1) N.C. contact(s), snap action, 30.3mm wide body, plastic, miniature DIN mount, PG11 cable entry with 1/2in NPT adapter. | Stock | 13 | 13.5
AAP2T71Z11 | AutomationDirect IEC limit switch, side rotary adjustable stainless steel rod, 90-degree adjustable head, (1) N.O./(1) N.C. contact(s), snap action, 30.3mm wide body, plastic, miniature DIN mount, (1) PG11 cable entry with 1/2in NPT adapter. | Stock | 12.5 | 13
AAP2T93Z11 | AutomationDirect IEC limit switch, 360 degree stainless steel spring, 90-degree adjustable head, (1) N.O./(1) N.C. contact(s), snap action, 30.3mm wide body, plastic, miniature DIN mount, PG11 cable entry with 1/2in NPT adapter. | Stock | 12 | 12.5
AAP7T10Z11 | AutomationDirect IEC limit switch, plastic plunger, 90-degree adjustable head, (1) N.O./(1) N.C. contact(s), snap action, 30.3mm wide body, plastic, miniature DIN mount, 5-pin M12 quick-disconnect. | Stock | 13 | 13.5
AAP7T13Z11 | AutomationDirect IEC limit switch, galvanized steel plunger with polyamide plastic roller, 90-degree adjustable head, (1) N.O./(1) N.C. contact(s), snap action, 30.3mm wide body, plastic, miniature DIN mount, 5-pin M12 quick-disconnect. | Stock | 14 | 14.5
AAP7T14Z11 | AutomationDirect IEC limit switch, metal plunger with dust cap, 90-degree adjustable head, (1) N.O./(1) N.C. contact(s), snap action, 30.3mm wide body, plastic, miniature DIN mount, 5-pin M12 quick-disconnect. | Stock | 15 | 15.5
AAP7T35Z11 | AutomationDirect IEC limit switch, one-way horizontal lever with polyamide roller, 90-degree adjustable head, (1) N.O./(1) N.C. contact(s), snap action, 30.3mm wide body, plastic, miniature DIN mount, 5-pin M12 quick-disconnect. | Stock | 16 | 16.5
AAP7T41Z11 | AutomationDirect IEC limit switch, side rotary lever with polyamide roller, 90-degree adjustable head, (1) N.O./(1) N.C. contact(s), snap action, 30.3mm wide body, plastic, miniature DIN mount, 5-pin M12 quick-disconnect. | Stock | 15 | 15.5
AAP7T42Z11 | AutomationDirect IEC limit switch, side rotary lever with 50mm rubber roller, 90-degree adjustable head, (1) N.O./(1) N.C. contact(s), snap action, 30.3mm wide body, plastic, miniature DIN mount, 5-pin M12 quick-disconnect. | Stock | 16 | 16.5
AAP7T45Z11 | AutomationDirect IEC limit switch, side rotary lever inward with 18mm nylon roller, 90-degree adjustable head, (1) N.O./(1) N.C. contact(s), snap action, 30.3mm wide body, plastic, miniature DIN mount, 5-pin M12 quick-disconnect. | Stock | 16 | 16.5
AAP7T5100Z11 | AutomationDirect IEC limit switch, side rotary 2mm step adjustable lever with 18mm nylon roller, 90-degree adjustable head, (1) N.O./(1) N.C. contact(s), snap action, 30.3mm wide body, plastic, miniature DIN mount, 5-pin M12 quick-disconnect. | Stock | 16 | 16.5
AAP7T51Z11 | AutomationDirect IEC limit switch, side rotary adjustable metal lever with polyamide roller, 90-degree adjustable head, (1) N.O./(1) N.C. contact(s), snap action, 30.3mm wide body, plastic, miniature DIN mount, 5-pin M12 quick-disconnect. | Stock | 16 | 16.5
AAP7T5200Z11 | AutomationDirect IEC limit switch, side rotary adjustable lever with 50mm rubber roller, 90-degree adjustable head, (1) N.O./(1) N.C. contact(s), snap action, 30.3mm wide body, plastic, miniature DIN mount, 5-pin M12 quick-disconnect. | Stock | 17 | 17.5
AAP7T71Z11 | AutomationDirect IEC limit switch, side rotary adjustable 3mm stainless steel rod, 90-degree adjustable head, (1) N.O./(1) N.C. contact(s), snap action, 30.3mm wide body, plastic, miniature DIN mount, 5-pin M12 quick-disconnect. | Stock | 16 | 16.5
AAP7T93Z11 | AutomationDirect IEC limit switch, 360 degree stainless steel spring, 90-degree adjustable head, (1) N.O./(1) N.C. contact(s), snap action, 30.3mm wide body, plastic, miniature DIN mount, 5-pin M12 quick-disconnect. | Stock | 16 | 16.5
A-AWI-04-1000 | igus dryLin R series round shaft, hard-anodized aluminum, 450-550 HV, 1/4in diameter, 1000mm length. | Stock | 36 | 37.5
A-AWI-04-250 | igus dryLin R series round shaft, hard-anodized aluminum, 450-550 HV, 1/4in diameter, 250mm length. | Stock | 10 | 10.5
A-AWI-04-500 | igus dryLin R series round shaft, hard-anodized aluminum, 450-550 HV, 1/4in diameter, 500mm length. | Stock | 18 | 18.5
A-AWI-08-1000 | igus dryLin R series round shaft, hard-anodized aluminum, 450-550 HV, 1/2in diameter, 1000mm length. | Stock | 42.5 | 44
A-AWI-08-250 | igus dryLin R series round shaft, hard-anodized aluminum, 450-550 HV, 1/2in diameter, 250mm length. | Stock | 11.5 | 12
A-AWI-08-500 | igus dryLin R series round shaft, hard-anodized aluminum, 450-550 HV, 1/2in diameter, 500mm length. | Stock | 21 | 22
A-AWI-12-1000 | igus dryLin R series round shaft, hard-anodized aluminum, 450-550 HV, 3/4in diameter, 1000mm length. | Stock | 61 | 63
A-AWI-12-250 | igus dryLin R series round shaft, hard-anodized aluminum, 450-550 HV, 3/4in diameter, 250mm length. | Stock | 17 | 17.5
A-AWI-12-500 | igus dryLin R series round shaft, hard-anodized aluminum, 450-550 HV, 3/4in diameter, 500mm length. | Stock | 31 | 32
A-AWI-16-1000 | igus dryLin R series round shaft, hard-anodized aluminum, 450-550 HV, 1in diameter, 1000mm length. | Stock | 86 | 89
A-AWI-16-250 | igus dryLin R series round shaft, hard-anodized aluminum, 450-550 HV, 1in diameter, 250mm length. | Stock | 22.5 | 23.5
A-AWI-16-500 | igus dryLin R series round shaft, hard-anodized aluminum, 450-550 HV, 1in diameter, 500mm length. | Stock | 42.5 | 44
A-AWUI-08-1000 | igus dryLin R series supported shaft, hard-anodized aluminum, 450-550 HV, 1/2in diameter, 1000mm length. | Stock | 67 | 70
A-AWUI-08-250 | igus dryLin R series supported shaft, hard-anodized aluminum, 450-550 HV, 1/2in diameter, 250mm length. | Stock | 18.5 | 19
A-AWUI-08-500 | igus dryLin R series supported shaft, hard-anodized aluminum, 450-550 HV, 1/2in diameter, 500mm length. | Stock | 34 | 35.5
A-AWUI-12-1000 | igus dryLin R series supported shaft, hard-anodized aluminum, 450-550 HV, 3/4in diameter, 1000mm length. | Stock | 96 | 100
A-AWUI-12-250 | igus dryLin R series supported shaft, hard-anodized aluminum, 450-550 HV, 3/4in diameter, 250mm length. | Stock | 24.5 | 25.5
A-AWUI-12-500 | igus dryLin R series supported shaft, hard-anodized aluminum, 450-550 HV, 3/4in diameter, 500mm length. | Stock | 47.5 | 49.5
A-AWUI-16-1000 | igus dryLin R series supported shaft, hard-anodized aluminum, 450-550 HV, 1in diameter, 1000mm length. | Stock | 114 | 119
A-AWUI-16-250 | igus dryLin R series supported shaft, hard-anodized aluminum, 450-550 HV, 1in diameter, 250mm length. | Stock | 29 | 30
A-AWUI-16-500 | igus dryLin R series supported shaft, hard-anodized aluminum, 450-550 HV, 1in diameter, 500mm length. | Stock | 57 | 59
AB-2L | NITRA modular L-bracket, for use with Ax-2 series air prep components. | Stock | 9.75 | 10
AB-2T | NITRA modular T-bracket, for use with Ax-2 series air prep components. | Stock | 9.75 | 10
AB-2U | NITRA modular U-bracket, for use with Ax-2 series air prep components. | Stock | 9.75 | 10
AB-3L | NITRA modular L-bracket, for use with Ax-3 series air prep components. | Stock | 11 | 11.5
AB-3T | NITRA modular T-bracket, for use with Ax-3 series air prep components. | Stock | 11 | 11.5
AB-3U | NITRA modular U-bracket, for use with Ax-3 series air prep components. | Stock | 11 | 11.5
AB-4L | NITRA modular L-bracket, for use with Ax-4 series air prep components. | Stock | 12.5 | 13
AB-4T | NITRA modular T-bracket, for use with Ax-4 series air prep components. | Stock | 12.5 | 13
AB-4U | NITRA modular U-bracket, for use with Ax-4 series air prep components. | Stock | 12.5 | 13
AB-6L | NITRA modular L-bracket, for use with Ax-6 series air prep components. | Stock | 19 | 20
AB-6T | NITRA modular T-bracket, for use with Ax-6 series air prep components. | Stock | 19 | 20
AB-6U | NITRA modular U-bracket, for use with Ax-6 series air prep components. | Stock | 19 | 20
ABC1 | Bussmann fuse, ABC series, small dimension, fast-acting, 1A, 250 VAC, ceramic tube. Package of 5. Supplemental, electronic protection applications. Manufacturer part number: ABC-1-R. | Stock | 6.75 | 7
ABC10 | Bussmann fuse, ABC series, small dimension, fast-acting, 10A, 250 VAC, ceramic tube. Package of 5. Supplemental, electronic protection applications. Manufacturer part number: ABC-10-R. | Stock | 6.5 | 6.75
ABC12 | Bussmann fuse, ABC series, small dimension, fast-acting, 12A, 250 VAC, ceramic tube. Package of 5. Supplemental, electronic protection applications. Manufacturer part number: ABC-12-R. | Stock | 6.5 | 6.75
ABC15 | Bussmann fuse, ABC series, small dimension, fast-acting, 15A, 250 VAC, ceramic tube. Package of 5. Supplemental, electronic protection applications. Manufacturer part number: ABC-15-R. | Stock | 6.5 | 6.75
ABC2 | Bussmann fuse, ABC series, small dimension, fast-acting, 2A, 250 VAC, ceramic tube. Package of 5. Supplemental, electronic protection applications. Manufacturer part number: ABC-2-R. | Stock | 6.75 | 7
ABC20 | Bussmann fuse, ABC series, small dimension, fast-acting, 20A, 250 VAC, ceramic tube. Package of 5. Supplemental, electronic protection applications. Manufacturer part number: ABC-20-R. | Stock | 9.5 | 10
ABC25 | Bussmann fuse, ABC series, small dimension, fast-acting, 25A, 250 VAC, ceramic tube. Package of 5. Supplemental, electronic protection applications. Manufacturer part number: ABC-25-R. | Stock | 9.5 | 10
ABC3 | Bussmann fuse, ABC series, small dimension, fast-acting, 3A, 250 VAC, ceramic tube. Package of 5. Supplemental, electronic protection applications. Manufacturer part number: ABC-3-R. | Stock | 6.75 | 7
ABC30 | Bussmann fuse, ABC series, small dimension, fast-acting, 30A, 250 VAC, ceramic tube. Package of 5. Supplemental, electronic protection applications. Manufacturer part number: ABC-30-R. | Stock | 9.5 | 10
ABC4 | Bussmann fuse, ABC series, small dimension, fast-acting, 4A, 250 VAC, ceramic tube. Package of 5. Supplemental, electronic protection applications. Manufacturer part number: ABC-4-R. | Stock | 6.75 | 7
ABC5 | Bussmann fuse, ABC series, small dimension, fast-acting, 5A, 250 VAC, ceramic tube. Package of 5. Supplemental, electronic protection applications. Manufacturer part number: ABC-5-R. | Stock | 6.5 | 6.75
ABC-5 | Bussmann fuse, ABC series, small dimension, fast-acting, 0.5A, 250 VAC, ceramic tube. Package of 5. Supplemental, electronic protection applications. Manufacturer part number: ABC-1/2-R. | Stock | 7 | 7.25
ABC6 | Bussmann fuse, ABC series, small dimension, fast-acting, 6A, 250 VAC, ceramic tube. Package of 5. Supplemental, electronic protection applications. Manufacturer part number: ABC-6-R. | Stock | 6.5 | 6.75
ABC7 | Bussmann fuse, ABC series, small dimension, fast-acting, 7A, 250 VAC, ceramic tube. Package of 5. Supplemental, electronic protection applications. Manufacturer part number: ABC-7-R. | Stock | 6.5 | 6.75
ABC-75 | Bussmann fuse, ABC series, small dimension, fast-acting, 0.75A, 250 VAC, ceramic tube. Package of 5. Supplemental, electronic protection applications. Manufacturer part number: ABC-3/4-R. | Stock | 7 | 7.25
ABC8 | Bussmann fuse, ABC series, small dimension, fast-acting, 8A, 250 VAC, ceramic tube. Package of 5. Supplemental, electronic protection applications. Manufacturer part number: ABC-8-R. | Stock | 6.5 | 6.75
ABM1E11Z11 | AutomationDirect IEC limit switch, stainless steel plunger, 90-degree adjustable head, (1) N.O./(1) N.C. contact(s), snap action, 40mm wide body, aluminum, (1) PG13.5 cable entry. | Stock | 19 | 20
ABM1E32Z11 | AutomationDirect IEC limit switch, one-way horizontal lever with stainless steel roller, 90-degree adjustable head, (1) N.O./(1) N.C. contact(s), snap action, 40mm wide body, aluminum, (1) PG13.5 cable entry. | Stock | 42.5 | 44
ABM1E42Z11 | AutomationDirect IEC limit switch, side rotary lever with stainless steel roller, 90-degree adjustable head, (1) N.O./(1) N.C. contact(s), snap action, 40mm wide body, aluminum, (1) PG13.5 cable entry. | Stock | 44 | 46
ABM1E52Z11 | AutomationDirect IEC limit switch, side rotary adjustable lever with stainless steel roller, 90-degree adjustable head, (1) N.O./(1) N.C. contact(s), snap action, 40mm wide body, aluminum, (1) PG13.5 cable entry. | Stock | 44 | 46
ABM1E71Z11 | AutomationDirect IEC limit switch, side rotary stainless steel rod, 90-degree adjustable head, (1) N.O./(1) N.C. contact(s), snap action, 40mm wide body, aluminum, (1) PG13.5 cable entry. | Stock | 44 | 46
ABM1E92Z11 | AutomationDirect IEC limit switch, 360 degree stainless steel spring with polyamide tip, 90-degree adjustable head, (1) N.O./(1) N.C. contact(s), snap action, 40mm wide body, aluminum, (1) PG13.5 cable entry. | Stock | 21.5 | 22.5
ABM1E93Z11 | AutomationDirect IEC limit switch, 360 degree stainless steel spring, 90-degree adjustable head, (1) N.O./(1) N.C. contact(s), snap action, 40mm wide body, aluminum, (1) PG13.5 cable entry. | Stock | 44 | 46
ABM2E11Z11 | AutomationDirect IEC limit switch, stainless steel plunger, 90-degree adjustable head, (1) N.O./(1) N.C. contact(s), snap action, 40mm wide body, aluminum, (1) 1/2in NPT cable entry. | Stock | 44 | 46
ABM2E13Z11 | AutomationDirect IEC limit switch, stainless steel plunger with metal roller, 90-degree adjustable head, (1) N.O./(1) N.C. contact(s), snap action, 40mm wide body, aluminum, (1) 1/2in NPT cable entry. | Stock | 44 | 46
ABM2E32Z11 | AutomationDirect IEC limit switch, one-way horizontal lever with stainless steel roller, 90-degree adjustable head, (1) N.O./(1) N.C. contact(s), snap action, 40mm wide body, aluminum, (1) 1/2in NPT cable entry. | Stock | 44 | 46
ABM2E42Z11 | AutomationDirect IEC limit switch, side rotary lever with stainless steel roller, 90-degree adjustable head, (1) N.O./(1) N.C. contact(s), snap action, 40mm wide body, aluminum, (1) 1/2in NPT cable entry. | Stock | 44 | 46
ABM2E52Z11 | AutomationDirect IEC limit switch, side rotary adjustable lever with stainless steel roller, 90-degree adjustable head, (1) N.O./(1) N.C. contact(s), snap action, 40mm wide body, aluminum, (1) 1/2in NPT cable entry. | Stock | 44 | 46
ABM2E71Z11 | AutomationDirect IEC limit switch, side rotary stainless steel rod, 90-degree adjustable head, (1) N.O./(1) N.C. contact(s), snap action, 40mm wide body, aluminum, (1) 1/2in NPT cable entry. | Stock | 44 | 46
ABM2E92Z11 | AutomationDirect IEC limit switch, 360 degree stainless steel spring with polyamide tip, 90-degree adjustable head, (1) N.O./(1) N.C. contact(s), snap action, 40mm wide body, aluminum, (1) 1/2in NPT cable entry. | Stock | 44 | 46
ABM2E93Z11 | AutomationDirect IEC limit switch, 360 degree stainless steel spring, 90-degree adjustable head, (1) N.O./(1) N.C. contact(s), snap action, 40mm wide body, aluminum, (1) 1/2in NPT cable entry. | Stock | 44 | 46
ABM5E11Z11 | AutomationDirect IEC limit switch, stainless steel plunger, 90-degree adjustable head, (1) N.O./(1) N.C. contact(s), snap action, 66mm wide body, aluminum, (3) PG13.5 cable entries. | Stock | 42.5 | 44
ABM5E32Z11 | AutomationDirect IEC limit switch, one-way horizontal lever with stainless steel roller, 90-degree adjustable head, (1) N.O./(1) N.C. contact(s), snap action, 66mm wide body, aluminum, (3) PG13.5 cable entries. | Stock | 42.5 | 44
ABM5E42Z11 | AutomationDirect IEC limit switch, side rotary lever with stainless steel roller, 90-degree adjustable head, (1) N.O./(1) N.C. contact(s), snap action, 66mm wide body, aluminum, (3) PG13.5 cable entries. | Stock | 44 | 46
ABM5E52Z11 | AutomationDirect IEC limit switch, side rotary adjustable lever with stainless steel roller, 90-degree adjustable head, (1) N.O./(1) N.C. contact(s), snap action, 66mm wide body, aluminum, (3) PG13.5 cable entries. | Stock | 42.5 | 44
ABM5E71Z11 | AutomationDirect IEC limit switch, side rotary stainless steel rod, 90-degree adjustable head, (1) N.O./(1) N.C. contact(s), snap action, 66mm wide body, aluminum, (3) PG13.5 cable entries. | Stock | 25 | 26
ABM6E11Z11 | AutomationDirect IEC limit switch, stainless steel plunger, 90-degree adjustable head, (1) N.O./(1) N.C. contact(s), snap action, 66mm wide body, aluminum, (3) 1/2in NPT cable entries. | Stock | 44 | 46
ABM6E13Z11 | AutomationDirect IEC limit switch, stainless steel plunger with metal roller, 90-degree adjustable head, (1) N.O./(1) N.C. contact(s), snap action, 66mm wide body, aluminum, (3) 1/2in NPT cable entries. | Stock | 44 | 46
ABM6E32Z11 | AutomationDirect IEC limit switch, one-way horizontal lever with stainless steel roller, 90-degree adjustable head, (1) N.O./(1) N.C. contact(s), snap action, 66mm wide body, aluminum, (3) 1/2in NPT cable entries. | Stock | 44 | 46
ABM6E42Z11 | AutomationDirect IEC limit switch, side rotary lever with stainless steel roller, 90-degree adjustable head, (1) N.O./(1) N.C. contact(s), snap action, 66mm wide body, aluminum, (3) 1/2in NPT cable entries. | Stock | 44 | 46
ABM6E52Z11 | AutomationDirect IEC limit switch, side rotary adjustable lever with stainless steel roller, 90-degree adjustable head, (1) N.O./(1) N.C. contact(s), snap action, 66mm wide body, aluminum, (3) 1/2in NPT cable entries. | Stock | 44 | 46
ABM6E71Z11 | AutomationDirect IEC limit switch, side rotary stainless steel rod, 90-degree adjustable head, (1) N.O./(1) N.C. contact(s), snap action, 66mm wide body, aluminum, (3) 1/2in NPT cable entries. | Stock | 44 | 46
ABM6E92Z11 | AutomationDirect IEC limit switch, 360 degree stainless steel spring with polyamide tip, 90-degree adjustable head, (1) N.O./(1) N.C. contact(s), snap action, 66mm wide body, aluminum, (3) 1/2in NPT cable entries. | Stock | 42.5 | 44
ABM6E93Z11 | AutomationDirect IEC limit switch, 360 degree stainless steel spring, 90-degree adjustable head, (1) N.O./(1) N.C. contact(s), snap action, 66mm wide body, aluminum, (3) 1/2in NPT cable entries. | Stock | 44 | 46
ABN12242108 | Wiegmann disconnect enclosure, NEMA 12/13, right flange, 24 x 21 x 8in (HxWxD), wall mount, carbon steel, ANSI 61 gray, powder coat finish, single-door, purchase subpanel separately. | from vendor up to 7 business days | 517 | 530
ABN12242508 | Wiegmann disconnect enclosure, NEMA 12/13, right flange, 24 x 25 x 8in (HxWxD), wall mount, carbon steel, ANSI 61 gray, powder coat finish, single-door, purchase subpanel separately. | from vendor up to 10 business days | 573 | 587
ABN12302108 | Wiegmann disconnect enclosure, NEMA 12/13, right flange, 30 x 21 x 8in (HxWxD), wall mount, carbon steel, ANSI 61 gray, powder coat finish, single-door, purchase subpanel separately. | from vendor up to 10 business days | 586 | 600
ABN12302508 | Wiegmann disconnect enclosure, NEMA 12/13, right flange, 30 x 25 x 8in (HxWxD), wall mount, carbon steel, ANSI 61 gray, powder coat finish, single-door, purchase subpanel separately. | from vendor up to 10 business days | 636 | 652
ABN12362510 | Wiegmann disconnect enclosure, NEMA 12/13, right flange, 36 x 25 x 10in (HxWxD), wall mount, carbon steel, ANSI 61 gray, powder coat finish, single-door, purchase subpanel separately. | from vendor up to 10 business days | 739 | 756
ABN12363108 | Wiegmann disconnect enclosure, NEMA 12/13, right flange, 36 x 31 x 8in (HxWxD), wall mount, carbon steel, ANSI 61 gray, powder coat finish, single-door, purchase subpanel separately. | from vendor up to 10 business days | 786 | 805
ABN12363110 | Wiegmann disconnect enclosure, NEMA 12/13, right flange, 36 x 31 x 10in (HxWxD), wall mount, carbon steel, ANSI 61 gray, powder coat finish, single-door, purchase subpanel separately. | from vendor up to 10 business days | 808 | 828
ABN12423108 | Wiegmann disconnect enclosure, NEMA 12/13, right flange, 42 x 31 x 8in (HxWxD), wall mount, carbon steel, ANSI 61 gray, powder coat finish, single-door, purchase subpanel separately. | from vendor up to 10 business days | 861 | 882
ABN12483710 | Wiegmann disconnect enclosure, NEMA 12/13, right flange, 48 x 37 x 10in (HxWxD), wall mount, carbon steel, ANSI 61 gray, powder coat finish, single-door, purchase subpanel separately. | from vendor up to 15 business days | 1102 | 1128
ABN12483812 | Wiegmann disconnect enclosure, NEMA 12/13, right flange, 48 x 38 x 12in (HxWxD), wall mount, carbon steel, ANSI 61 gray, powder coat finish, single-door, purchase subpanel separately. | from vendor up to 15 business days | 1157 | 1185
ABN12603710 | Wiegmann disconnect enclosure, NEMA 12/13, right flange, 60 x 37 x 10in (HxWxD), wall mount, carbon steel, ANSI 61 gray, powder coat finish, single-door, purchase subpanel separately. | from vendor up to 15 business days | 1285 | 1316
ABP108-IMP-P10 | Integra subpanel, 3003 aluminum. For use with 10x8 (HxW) P10086-P10 & P10086C-P10 Impact series enclosures. | Stock | 16 | 17
ABP108-P10 | Integra subpanel, 3003 aluminum. For use with 10x8 (HxW) H1008xxxxxx-P10 Premium series enclosures. | Stock | 16 | 17
ABP-108USOPK-P10 | Integra swing panel, 3003 aluminum. For use with 10x8 (HxW) P10086-P10 & P10086C-P10 Impact series and H1008xxxxxx-P10 Premium series enclosures. | Stock | 35.5 | 37
ABP1210-P10 | Integra subpanel, 3003 aluminum. For use with 12x10 (HxW) H1210xxxxxx-P10 Premium series enclosures. | Stock | 17.5 | 18.5
ABP-1210USPK-P10 | Integra swing panel, 3003 aluminum. For use with 12x10 (HxW) H1210xxxxxx-P10 Premium series enclosures. | Stock | 37 | 39.5
ABP-1412-P10 | Integra subpanel, 3003 aluminum. For use with 14x12 (HxW) H141206xxxxx-P10 Premium series enclosures. | Stock | 25.5 | 26.5
ABP-1412USOPK-P10 | Integra swing panel, 3003 aluminum. For use with 14x12 (HxW) H141206xxxxx-P10 Premium series enclosures. | Stock | 44.5 | 47
ABP-1614-P10 | Integra subpanel, 3003 aluminum. For use with 16x14 (HxW) H161407xxxxx-P10 Premium series enclosures. | Stock | 32 | 33.5
ABP-1614USOPK-P10 | Integra swing panel, 3003 aluminum. For use with 16x14 (HxW) H161407xxxxx-P10 Premium series enclosures. | Stock | 51 | 53
ABP-1816-P10 | Integra subpanel, 3003 aluminum. For use with 18x16 (HxW) H181610xxxxx-P10 Premium series enclosures. | Stock | 37.5 | 39
ABP-1816USOPK-P10 | Integra swing panel, 3003 aluminum. For use with 18x16 (HxW) H181610xxxxx-P10 Premium series enclosures. | Stock | 56 | 59
ABP1H14Z11 | AutomationDirect IEC limit switch, metal plunger, 90-degree adjustable head, (1) N.O./(1) N.C. contact(s), snap action, 41mm wide body, plastic, (1) PG13.5 cable entry. | Stock | 29.5 | 30.5
ABP1H19Z11 | AutomationDirect IEC limit switch, metal plunger with metal roller, 90-degree adjustable head, (1) N.O./(1) N.C. contact(s), snap action, 41mm wide body, plastic, (1) PG13.5 cable entry. | Stock | 29.5 | 30.5
ABP1H35Z11 | AutomationDirect IEC limit switch, one-way horizontal lever with polyamide roller, 90-degree adjustable head, (1) N.O./(1) N.C. contact(s), snap action, 41mm wide body, plastic, (1) PG13.5 cable entry. | Stock | 30 | 31
ABP1H41Z11 | AutomationDirect IEC limit switch, side rotary lever with polyamide roller, 90-degree adjustable head, (1) N.O./(1) N.C. contact(s), snap action, 41mm wide body, plastic, (1) PG13.5 cable entry. | Stock | 29.5 | 30.5
ABP1H51Z11 | AutomationDirect IEC limit switch, side rotary adjustable lever with polyamide roller, 90-degree adjustable head, (1) N.O./(1) N.C. contact(s), snap action, 41mm wide body, plastic, (1) PG13.5 cable entry. | Stock | 30 | 31
ABP1H71Z11 | AutomationDirect IEC limit switch, side rotary stainless steel rod, 90-degree adjustable head, (1) N.O./(1) N.C. contact(s), snap action, 41mm wide body, plastic, (1) PG13.5 cable entry. | Stock | 30 | 31
ABP1H92Z11 | AutomationDirect IEC limit switch, 360 degree stainless steel spring with polyamide tip, 90-degree adjustable head, (1) N.O./(1) N.C. contact(s), snap action, 41mm wide body, plastic, (1) PG13.5 cable entry. | Stock | 30 | 31
ABP1H93Z11 | AutomationDirect IEC limit switch, 360 degree stainless steel spring, 90-degree adjustable head, (1) N.O./(1) N.C. contact(s), snap action, 41mm wide body, plastic, (1) PG13.5 cable entry. | Stock | 30 | 31
ABP-2016GSOPK-P10 | Integra swing panel, 3003 aluminum. For use with 20x16 (HxW) G201608E-P10 & G201608CE-P10 Genesis series enclosures. Requires GSR2016-P10 frame stiffener ring and KIT-GMMR8-P10 internal mounting rail kit. | Stock | 158 | 165
ABP-2016-P10 | Integra subpanel, 3003 aluminum. For use with 20x16 (HxW) G201608E-P10 & G201608CE-P10 Genesis series enclosures. | Stock | 67 | 71
ABP-2016-XXL-P10 | Integra subpanel, XXL, 3003 aluminum. For use with 20x16 (HxW) G201608E-P10 & G201608CE-P10 Genesis series enclosures. | Stock | 88 | 93
ABP-2424GSOPK-P10 | Integra swing panel, 3003 aluminum. For use with 24x24 (HxW) G242410E-P10 & G242410CE-P10 Genesis series enclosures. Requires GSR2424-P10 frame stiffener ring and KIT-GMMR10-P10 internal mounting rail kit. | Stock | 224 | 235
ABP-2424-P10 | Integra subpanel, 3003 aluminum. For use with 24x24 (HxW) G242410E-P10 & G242410CE-P10 Genesis series enclosures. | Stock | 107 | 112
ABP-2424-XXL-P10 | Integra subpanel, XXL, 3003 aluminum. For use with 24x24 (HxW) G242410E-P10 & G242410CE-P10 Genesis series enclosures. | Stock | 145 | 153
ABP2H14Z11 | AutomationDirect IEC limit switch, metal plunger, 90-degree adjustable head, (1) N.O./(1) N.C. contact(s), snap action, 41mm wide body, plastic, (1) 1/2in NPT cable entry. | Stock | 30 | 31
ABP2H19Z11 | AutomationDirect IEC limit switch, metal plunger with metal roller, 90-degree adjustable head, (1) N.O./(1) N.C. contact(s), snap action, 41mm wide body, plastic, (1) 1/2in NPT cable entry. | Stock | 30 | 31
ABP2H35Z11 | AutomationDirect IEC limit switch, one-way horizontal lever with polyamide roller, 90-degree adjustable head, (1) N.O./(1) N.C. contact(s), snap action, 41mm wide body, plastic, (1) 1/2in NPT cable entry. | Stock | 30 | 31
ABP2H41Z11 | AutomationDirect IEC limit switch, side rotary lever with polyamide roller, 90-degree adjustable head, (1) N.O./(1) N.C. contact(s), snap action, 41mm wide body, plastic, (1) 1/2in NPT cable entry. | Stock | 30 | 31
ABP2H51Z11 | AutomationDirect IEC limit switch, side rotary adjustable lever with polyamide roller, 90-degree adjustable head, (1) N.O./(1) N.C. contact(s), snap action, 41mm wide body, plastic, (1) 1/2in NPT cable entry. | Stock | 30 | 31
ABP2H71Z11 | AutomationDirect IEC limit switch, side rotary stainless steel rod, 90-degree adjustable head, (1) N.O./(1) N.C. contact(s), snap action, 41mm wide body, plastic, (1) 1/2in NPT cable entry. | Stock | 30 | 31
ABP2H92Z11 | AutomationDirect IEC limit switch, 360 degree stainless steel spring with polyamide tip, 90-degree adjustable head, (1) N.O./(1) N.C. contact(s), snap action, 41mm wide body, plastic, (1) 1/2in NPT cable entry. | Stock | 30 | 31
ABP2H93Z11 | AutomationDirect IEC limit switch, 360 degree stainless steel spring, 90-degree adjustable head, (1) N.O./(1) N.C. contact(s), snap action, 41mm wide body, plastic, (1) 1/2in NPT cable entry. | Stock | 30 | 31
ABP44-IMP-P10 | Integra subpanel, 3003 aluminum. For use with 4x4 (HxW) P4043-P10 & P4043C-P10 Impact series enclosures. | Stock | 11.75 | 12.25
ABP-66-IMP-P10 | Integra subpanel, 3003 aluminum. For use with 6x6 (HxW) P6063-P10 & P6063C-P10 Impact series enclosures. | Stock | 12.25 | 12.75
ABP66-P10 | Integra subpanel, 3003 aluminum. For use with 6x6 (HxW) H6064xxxxx-P10 Premium series enclosures. | Stock | 12.25 | 12.75
ABP-66USOPK-P10 | Integra swing panel, 3003 aluminum. For use with 6x6 (HxW) H6064xxxxx-P10 Premium series enclosures. | Stock | 33 | 34.5
ABP-86-IMP-P10 | Integra subpanel, 3003 aluminum. For use with 8x6 (HxW) P8063-P10 & P8063C-P10 Impact series enclosures. | Stock | 13.25 | 13.75
ABP86-P10 | Integra subpanel, 3003 aluminum. For use with 8x6 (HxW) H8064xxxxx-P10 Premium series enclosures. | Stock | 13.25 | 13.75
ABP-86USOPK-P10 | Integra swing panel, 3003 aluminum. For use with 8x6 (HxW) H8064xxxxx-P10 Premium series enclosures. | Stock | 33.5 | 35
ABP88-P10 | Integra subpanel, 3003 aluminum. For use with 8x8 (HxW) H8084xxxxx-P10 Premium series enclosures. | Stock | 14.25 | 14.75
ABP-88USOPK-P10 | Integra swing panel, 3003 aluminum. For use with 8x8 (HxW) H8084xxxxx-P10 Premium series enclosures. | Stock | 34 | 35.5
ABP-98-IMP-P10 | Integra subpanel, 3003 aluminum. For use with 9x8 (HxW) P9082-P10 & P9082C-P10 Impact series enclosures. | Stock | 14.25 | 14.75
AC1-AN-1A | Micro Detectors inductive proximity sensor, tubular, 4mm diameter x 30.2mm body, stainless steel housing, NPN, N.O. output, 0.8mm sensing distance, flush, 7 kHz switching frequency, IP67, pigtail. | Stock | 24.5 | 25.5
AC1-AN-1F | Micro Detectors inductive proximity sensor, tubular, 4mm diameter x 38.5mm body, stainless steel housing, NPN, N.O. output, 0.8mm sensing distance, flush, 7 kHz switching frequency, IP67, 3-pin M8 quick-disconnect. | Stock | 25.5 | 26.5
AC1-AN-3A | Micro Detectors inductive proximity sensor, tubular, 4mm diameter x 30.2mm body, stainless steel housing, NPN, N.O. output, 1.5mm sensing distance, flush, 7 kHz switching frequency, IP67, pigtail. | Stock | 28.5 | 29.5
AC1-AN-3F | Micro Detectors inductive proximity sensor, tubular, 4mm diameter x 38.5mm body, stainless steel housing, NPN, N.O. output, 1.5mm sensing distance, flush, 7 kHz switching frequency, IP67, 3-pin M8 quick-disconnect. | Stock | 29.5 | 30.5
AC1-AP-1A | Micro Detectors inductive proximity sensor, tubular, 4mm diameter x 30.2mm body, stainless steel housing, PNP, N.O. output, 0.8mm sensing distance, flush, 7 kHz switching frequency, IP67, pigtail. | Stock | 24.5 | 25.5
AC1-AP-1F | Micro Detectors inductive proximity sensor, tubular, 4mm diameter x 38.5mm body, stainless steel housing, PNP, N.O. output, 0.8mm sensing distance, flush, 7 kHz switching frequency, IP67, 3-pin M8 quick-disconnect. | Stock | 25.5 | 26.5
AC1-AP-3A | Micro Detectors inductive proximity sensor, tubular, 4mm diameter x 30.2mm body, stainless steel housing, PNP, N.O. output, 1.5mm sensing distance, flush, 7 kHz switching frequency, IP67, pigtail. | Stock | 28.5 | 29.5
AC1-AP-3F | Micro Detectors inductive proximity sensor, tubular, 4mm diameter x 38.5mm body, stainless steel housing, PNP, N.O. output, 1.5mm sensing distance, flush, 7 kHz switching frequency, IP67, 3-pin M8 quick-disconnect. | Stock | 29.5 | 30.5
AC1-CN-1A | Micro Detectors inductive proximity sensor, tubular, 4mm diameter x 30.2mm body, stainless steel housing, NPN, N.C. output, 0.8mm sensing distance, flush, 7 kHz switching frequency, IP67, pigtail. | Stock | 24.5 | 25.5
AC1-CN-1F | Micro Detectors inductive proximity sensor, tubular, 4mm diameter x 38.5mm body, stainless steel housing, NPN, N.C. output, 0.8mm sensing distance, flush, 7 kHz switching frequency, IP67, 3-pin M8 quick-disconnect. | Stock | 25.5 | 26.5
AC1-CN-3A | Micro Detectors inductive proximity sensor, tubular, 4mm diameter x 30.2mm body, stainless steel housing, NPN, N.C. output, 1.5mm sensing distance, flush, 7 kHz switching frequency, IP67, pigtail. | Stock | 28.5 | 29.5
AC1-CN-3F | Micro Detectors inductive proximity sensor, tubular, 4mm diameter x 38.5mm body, stainless steel housing, NPN, N.C. output, 1.5mm sensing distance, flush, 7 kHz switching frequency, IP67, 3-pin M8 quick-disconnect. | Stock | 29.5 | 30.5
AC1-CP-1A | Micro Detectors inductive proximity sensor, tubular, 4mm diameter x 30.2mm body, stainless steel housing, PNP, N.C. output, 0.8mm sensing distance, flush, 7 kHz switching frequency, IP67, pigtail. | Stock | 24.5 | 25.5
AC1-CP-1F | Micro Detectors inductive proximity sensor, tubular, 4mm diameter x 38.5mm body, stainless steel housing, PNP, N.C. output, 0.8mm sensing distance, flush, 7 kHz switching frequency, IP67, 3-pin M8 quick-disconnect. | Stock | 25.5 | 26.5
AC1-CP-3A | Micro Detectors inductive proximity sensor, tubular, 4mm diameter x 30.2mm body, stainless steel housing, PNP, N.C. output, 1.5mm sensing distance, flush, 7 kHz switching frequency, IP67, pigtail. | Stock | 28.5 | 29.5
AC1-CP-3F | Micro Detectors inductive proximity sensor, tubular, 4mm diameter x 38.5mm body, stainless steel housing, PNP, N.C. output, 1.5mm sensing distance, flush, 7 kHz switching frequency, IP67, 3-pin M8 quick-disconnect. | Stock | 29.5 | 30.5
AC-214 | NITRA pneumatic filter, coalescing, 1/8in female NPT inlet(s), 1/8in female NPT outlet(s), manual/semi-automatic drain, polycarbonate bowl, metal bowl guard. For use with Ax-21 series air prep components. | Stock | 52 | 54
AC-214-N | NITRA pneumatic filter, coalescing, 1/8in female NPT inlet(s), 1/8in female NPT outlet(s), manual/semi-automatic drain, nylon bowl, metal bowl guard. For use with Ax-21 series air prep components. | Stock | 53 | 55
AC-224 | NITRA pneumatic filter, coalescing, 1/4in female NPT inlet(s), 1/4in female NPT outlet(s), manual/semi-automatic drain, polycarbonate bowl, metal bowl guard. For use with Ax-22 series air prep components. | Stock | 52 | 54
AC-224-N | NITRA pneumatic filter, coalescing, 1/4in female NPT inlet(s), 1/4in female NPT outlet(s), manual/semi-automatic drain, nylon bowl, metal bowl guard. For use with Ax-22 series air prep components. | Stock | 53 | 55
AC-324 | NITRA pneumatic filter, coalescing, 1/4in female NPT inlet(s), 1/4in female NPT outlet(s), manual/semi-automatic drain, polycarbonate bowl, metal bowl guard. For use with Ax-32 series air prep components. | Stock | 55 | 57
AC-324-A | NITRA pneumatic filter, coalescing, 1/4in female NPT inlet(s), 1/4in female NPT outlet(s), automatic drain, polycarbonate bowl, metal bowl guard. For use with Ax-32 series air prep components. | Stock | 72 | 75
AC-324-AD | NITRA pneumatic filter, coalescing, 1/4in female NPT inlet(s), 1/4in female NPT outlet(s), automatic drain, metal bowl, sight gauge. For use with Ax-32 series air prep components. | Stock | 74 | 77
AC-324-AN | NITRA pneumatic filter, coalescing, 1/4in female NPT inlet(s), 1/4in female NPT outlet(s), automatic drain, nylon bowl, metal bowl guard. For use with Ax-32 series air prep components. | Stock | 73 | 76
AC-324-D | NITRA pneumatic filter, coalescing, 1/4in female NPT inlet(s), 1/4in female NPT outlet(s), manual/semi-automatic drain, metal bowl, sight gauge. For use with Ax-32 series air prep components. | Stock | 57 | 59
AC-324-N | NITRA pneumatic filter, coalescing, 1/4in female NPT inlet(s), 1/4in female NPT outlet(s), manual/semi-automatic drain, nylon bowl, metal bowl guard. For use with Ax-32 series air prep components. | Stock | 56 | 58
AC-334 | NITRA pneumatic filter, coalescing, 3/8in female NPT inlet(s), 3/8in female NPT outlet(s), manual/semi-automatic drain, polycarbonate bowl, metal bowl guard. For use with Ax-33 series air prep components. | Stock | 55 | 57
AC-334-A | NITRA pneumatic filter, coalescing, 3/8in female NPT inlet(s), 3/8in female NPT outlet(s), automatic drain, polycarbonate bowl, metal bowl guard. For use with Ax-33 series air prep components. | Stock | 72 | 75
AC-334-AD | NITRA pneumatic filter, coalescing, 3/8in female NPT inlet(s), 3/8in female NPT outlet(s), automatic drain, metal bowl, sight gauge. For use with Ax-33 series air prep components. | Stock | 74 | 77
AC-334-AN | NITRA pneumatic filter, coalescing, 3/8in female NPT inlet(s), 3/8in female NPT outlet(s), automatic drain, nylon bowl, metal bowl guard. For use with Ax-33 series air prep components. | Stock | 73 | 76
AC-334-D | NITRA pneumatic filter, coalescing, 3/8in female NPT inlet(s), 3/8in female NPT outlet(s), manual/semi-automatic drain, metal bowl, sight gauge. For use with Ax-33 series air prep components. | Stock | 57 | 59
AC-334-N | NITRA pneumatic filter, coalescing, 3/8in female NPT inlet(s), 3/8in female NPT outlet(s), manual/semi-automatic drain, nylon bowl, metal bowl guard. For use with Ax-33 series air prep components. | Stock | 56 | 58
AC-444 | NITRA pneumatic filter, coalescing, 1/2in female NPT inlet(s), 1/2in female NPT outlet(s), manual/semi-automatic drain, polycarbonate bowl, metal bowl guard. For use with Ax-44 series air prep components. | Stock | 74 | 77
AC-444-A | NITRA pneumatic filter, coalescing, 1/2in female NPT inlet(s), 1/2in female NPT outlet(s), automatic drain, polycarbonate bowl, metal bowl guard. For use with Ax-44 series air prep components. | Stock | 91 | 95
AC-444-AD | NITRA pneumatic filter, coalescing, 1/2in female NPT inlet(s), 1/2in female NPT outlet(s), automatic drain, metal bowl, sight gauge. For use with Ax-44 series air prep components. | Stock | 94 | 98
AC-444-AN | NITRA pneumatic filter, coalescing, 1/2in female NPT inlet(s), 1/2in female NPT outlet(s), automatic drain, nylon bowl, metal bowl guard. For use with Ax-44 series air prep components. | Stock | 94 | 98
AC-444-D | NITRA pneumatic filter, coalescing, 1/2in female NPT inlet(s), 1/2in female NPT outlet(s), manual/semi-automatic drain, metal bowl, sight gauge. For use with Ax-44 series air prep components. | Stock | 77 | 80
AC-444-N | NITRA pneumatic filter, coalescing, 1/2in female NPT inlet(s), 1/2in female NPT outlet(s), manual/semi-automatic drain, nylon bowl, metal bowl guard. For use with Ax-44 series air prep components. | Stock | 77 | 80
ACBF-11 | WEG Electric field installable auxiliary contact, front mount, (1) N.O./(1) N.C. contact(s), 2.5A @300 VAC/1A @ 300 VDC, screw terminal. For use with MPW40 series manual motor protectors. | Stock | 7.75 | 8.25
ACBS-02 | WEG Electric field installable auxiliary contact, left side mount, (2) N.C. contact(s), 10A @ 600 VAC/2.5A @ 600 VDC, screw terminal. For use with MPW40 series manual motor protectors. | Stock | 8.5 | 9
ACBS-11 | WEG Electric field installable auxiliary contact, left side mount, (1) N.O./(1) N.C. contact(s), 10A @ 600 VAC/2.5A @ 600 VDC, screw terminal. For use with MPW40 series manual motor protectors. | Stock | 8.5 | 9
ACBS-20 | WEG Electric field installable auxiliary contact, left side mount, (2) N.O. contact(s), 10A @ 600 VAC/2.5A @ 600 VDC, screw terminal. For use with MPW40 series manual motor protectors. | Stock | 8.5 | 9
ACL1 | AcuAMP AC current indicator, fixed core, 0.5-100A sensing range, 0.5A non-adjustable trip point. | Stock | 13 | 15
ACN-2010 | IronHorse ACN series AC general purpose drive with disconnect, NEMA 4X, 230 VAC, 10hp with 3-phase input, 5hp with 1-phase input, SVC, V/Hz or torque mode, 3 frame, RS-485, Modbus, 100kA SCCR. Optional EtherNet/IP and Modbus TCP card available. | Stock | 906
ACN-2015 | IronHorse ACN series AC general purpose drive with disconnect, NEMA 4X, 230 VAC, 15hp with 3-phase input, 7-1/2hp with 1-phase input, SVC, V/Hz or torque mode, 4 frame, RS-485, Modbus, 100kA SCCR. Optional EtherNet/IP and Modbus TCP card available. | Stock | 1120
ACN-2020 | IronHorse ACN series AC general purpose drive with disconnect, NEMA 4X, 230 VAC, 20hp with 3-phase input, 10hp with 1-phase input, SVC, V/Hz or torque mode, 5 frame, RS-485, Modbus, 100kA SCCR. Optional EtherNet/IP and Modbus TCP card available. | Stock | 1275
ACN-20P5 | IronHorse ACN series AC general purpose drive with disconnect, NEMA 4X, 230 VAC, 1/2hp with 3-phase input, 1/6hp with 1-phase input, SVC, V/Hz or torque mode, 1 frame, RS-485, Modbus, 100kA SCCR. Optional EtherNet/IP and Modbus TCP card available. | Stock | 292.5
ACN-21P0 | IronHorse ACN series AC general purpose drive with disconnect, NEMA 4X, 230 VAC, 1hp with 3-phase input, 1/2hp with 1-phase input, SVC, V/Hz or torque mode, 1 frame, RS-485, Modbus, 100kA SCCR. Optional EtherNet/IP and Modbus TCP card available. | Stock | 297.5
ACN-22P0 | IronHorse ACN series AC general purpose drive with disconnect, NEMA 4X, 230 VAC, 2hp with 3-phase input, 1hp with 1-phase input, SVC, V/Hz or torque mode, 2 frame, RS-485, Modbus, 100kA SCCR. Optional EtherNet/IP and Modbus TCP card available. | Stock | 381
ACN-232C | IronHorse programming/communication cable, 3.2ft/1m cable length, RS-232 (RJ45 8P8C) to USB A. | Stock | 81
ACN-23P0 | IronHorse ACN series AC general purpose drive with disconnect, NEMA 4X, 230 VAC, 3hp with 3-phase input, 1-1/2hp with 1-phase input, SVC, V/Hz or torque mode, 2 frame, RS-485, Modbus, 100kA SCCR. Optional EtherNet/IP and Modbus TCP card available. | Stock | 405.5
ACN-25P0 | IronHorse ACN series AC general purpose drive with disconnect, NEMA 4X, 230 VAC, 5hp with 3-phase input, 2hp with 1-phase input, SVC, V/Hz or torque mode, 2 frame, RS-485, Modbus, 100kA SCCR. Optional EtherNet/IP and Modbus TCP card available. | Stock | 543
ACN-27P5 | IronHorse ACN series AC general purpose drive with disconnect, NEMA 4X, 230 VAC, 7-1/2hp with 3-phase input, 3hp with 1-phase input, SVC, V/Hz or torque mode, 3 frame, RS-485, Modbus, 100kA SCCR. Optional EtherNet/IP and Modbus TCP card available. | Stock | 812
ACN-3MRC | IronHorse ACN series keypad mount, for use with ACN-LCD remote keypad. (1) 9.8ft/3m Ethernet patch cable included. | Stock | 21
ACN-4010 | IronHorse ACN series AC general purpose drive with disconnect, NEMA 4X, 460 VAC, 10hp with 3-phase input, 5hp with 1-phase input, SVC, V/Hz or torque mode, 3 frame, RS-485, Modbus, 100kA SCCR. Optional EtherNet/IP and Modbus TCP card available. | Stock | 1113
ACN-4015 | IronHorse ACN series AC general purpose drive with disconnect, NEMA 4X, 460 VAC, 15hp with 3-phase input, 7-1/2hp with 1-phase input, SVC, V/Hz or torque mode, 4 frame, RS-485, Modbus, 100kA SCCR. Optional EtherNet/IP and Modbus TCP card available. | Stock | 1179
ACN-4020 | IronHorse ACN series AC general purpose drive with disconnect, NEMA 4X, 460 VAC, 20hp with 3-phase input, 10hp with 1-phase input, SVC, V/Hz or torque mode, 4 frame, RS-485, Modbus, 100kA SCCR. Optional EtherNet/IP and Modbus TCP card available. | Stock | 1430
ACN-4025 | IronHorse ACN series AC general purpose drive with disconnect, NEMA 4X, 460 VAC, 25hp with 3-phase input, 10hp with 1-phase input, SVC, V/Hz or torque mode, 5 frame, RS-485, Modbus, 100kA SCCR. Optional EtherNet/IP and Modbus TCP card available. | Stock | 1456
ACN-4030 | IronHorse ACN series AC general purpose drive with disconnect, NEMA 4X, 460 VAC, 30hp with 3-phase input, 15hp with 1-phase input, SVC, V/Hz or torque mode, 5 frame, RS-485, Modbus, 100kA SCCR. Optional EtherNet/IP and Modbus TCP card available. | Stock | 1555
ACN-40P5 | IronHorse ACN series AC general purpose drive with disconnect, NEMA 4X, 460 VAC, 1/2hp with 3-phase input, 1/6hp with 1-phase input, SVC, V/Hz or torque mode, 1 frame, RS-485, Modbus, 100kA SCCR. Optional EtherNet/IP and Modbus TCP card available. | Stock | 357
ACN-41P0 | IronHorse ACN series AC general purpose drive with disconnect, NEMA 4X, 460 VAC, 1hp with 3-phase input, 1/2hp with 1-phase input, SVC, V/Hz or torque mode, 1 frame, RS-485, Modbus, 100kA SCCR. Optional EtherNet/IP and Modbus TCP card available. | Stock | 364
ACN-42P0 | IronHorse ACN series AC general purpose drive with disconnect, NEMA 4X, 460 VAC, 2hp with 3-phase input, 3/4hp with 1-phase input, SVC, V/Hz or torque mode, 2 frame, RS-485, Modbus, 100kA SCCR. Optional EtherNet/IP and Modbus TCP card available. | Stock | 391
ACN-43P0 | IronHorse ACN series AC general purpose drive with disconnect, NEMA 4X, 460 VAC, 3hp with 3-phase input, 1hp with 1-phase input, SVC, V/Hz or torque mode, 2 frame, RS-485, Modbus, 100kA SCCR. Optional EtherNet/IP and Modbus TCP card available. | Stock | 484
ACN-45P0 | IronHorse ACN series AC general purpose drive with disconnect, NEMA 4X, 460 VAC, 5hp with 3-phase input, 2hp with 1-phase input, SVC, V/Hz or torque mode, 2 frame, RS-485, Modbus, 100kA SCCR. Optional EtherNet/IP and Modbus TCP card available. | Stock | 895
ACN-47P5 | IronHorse ACN series AC general purpose drive with disconnect, NEMA 4X, 460 VAC, 7-1/2hp with 3-phase input, 3hp with 1-phase input, SVC, V/Hz or torque mode, 3 frame, RS-485, Modbus, 100kA SCCR. Optional EtherNet/IP and Modbus TCP card available. | Stock | 1004
ACN-EIO | IronHorse ACN series relay/analog combo module, Analog Input: 2-channel, current/voltage, Analog Output: 1-channel, current/voltage, Discrete Input: 3-point, sinking/sourcing, Discrete Output: 2-point, relay, (2) Form C (SPDT) relays. | Stock | 182
ACN-ETH | IronHorse ACN series communication module, EtherNet/IP and Modbus TCP, 1 port, buffered, (1) Ethernet (RJ45) and (1) RS-232 (RJ45) port(s). For use with IronHorse ACN series drives. Mounting hardware included. | Stock | 101
ACN-LCD | IronHorse ACN series remote keypad, for use with IronHorse ACN series drives. | Stock | 55
ACN-LCDKM | IronHorse ACN series keypad mount, NEMA 4X. For use with ACN-LCD remote keypad. (1) 9.8ft/3m Ethernet patch cable included. | Stock | 97
ACNND-2010 | IronHorse ACN series AC general purpose drive, NEMA 4X, 230 VAC, 10hp with 3-phase input, 5hp with 1-phase input, SVC, V/Hz or torque mode, 3 frame, RS-485, Modbus, 100kA SCCR. Optional EtherNet/IP and Modbus TCP card available. | Stock | 586
ACNND-2015 | IronHorse ACN series AC general purpose drive, NEMA 4X, 230 VAC, 15hp with 3-phase input, 7-1/2hp with 1-phase input, SVC, V/Hz or torque mode, 4 frame, RS-485, Modbus, 100kA SCCR. Optional EtherNet/IP and Modbus TCP card available. | Stock | 724
ACNND-2020 | IronHorse ACN series AC general purpose drive, NEMA 4X, 230 VAC, 20hp with 3-phase input, 10hp with 1-phase input, SVC, V/Hz or torque mode, 5 frame, RS-485, Modbus, 100kA SCCR. Optional EtherNet/IP and Modbus TCP card available. | Stock | 824
ACNND-20P5 | IronHorse ACN series AC general purpose drive, NEMA 4X, 230 VAC, 1/2hp with 3-phase input, 1/6hp with 1-phase input, SVC, V/Hz or torque mode, 1 frame, RS-485, Modbus, 100kA SCCR. Optional EtherNet/IP and Modbus TCP card available. | Stock | 189
ACNND-21P0 | IronHorse ACN series AC general purpose drive, NEMA 4X, 230 VAC, 1hp with 3-phase input, 1/2hp with 1-phase input, SVC, V/Hz or torque mode, 1 frame, RS-485, Modbus, 100kA SCCR. Optional EtherNet/IP and Modbus TCP card available. | Stock | 192
ACNND-22P0 | IronHorse ACN series AC general purpose drive, NEMA 4X, 230 VAC, 2hp with 3-phase input, 1hp with 1-phase input, SVC, V/Hz or torque mode, 2 frame, RS-485, Modbus, 100kA SCCR. Optional EtherNet/IP and Modbus TCP card available. | Stock | 246
ACNND-23P0 | IronHorse ACN series AC general purpose drive, NEMA 4X, 230 VAC, 3hp with 3-phase input, 1-1/2hp with 1-phase input, SVC, V/Hz or torque mode, 2 frame, RS-485, Modbus, 100kA SCCR. Optional EtherNet/IP and Modbus TCP card available. | Stock | 262
ACNND-25P0 | IronHorse ACN series AC general purpose drive, NEMA 4X, 230 VAC, 5hp with 3-phase input, 2hp with 1-phase input, SVC, V/Hz or torque mode, 2 frame, RS-485, Modbus, 100kA SCCR. Optional EtherNet/IP and Modbus TCP card available. | Stock | 351
ACNND-27P5 | IronHorse ACN series AC general purpose drive, NEMA 4X, 230 VAC, 7-1/2hp with 3-phase input, 3hp with 1-phase input, SVC, V/Hz or torque mode, 3 frame, RS-485, Modbus, 100kA SCCR. Optional EtherNet/IP and Modbus TCP card available. | Stock | 525
ACNND-4010 | IronHorse ACN series AC general purpose drive, NEMA 4X, 460 VAC, 10hp with 3-phase input, 5hp with 1-phase input, SVC, V/Hz or torque mode, 3 frame, RS-485, Modbus, 100kA SCCR. Optional EtherNet/IP and Modbus TCP card available. | Stock | 648
ACNND-4015 | IronHorse ACN series AC general purpose drive, NEMA 4X, 460 VAC, 15hp with 3-phase input, 7-1/2hp with 1-phase input, SVC, V/Hz or torque mode, 4 frame, RS-485, Modbus, 100kA SCCR. Optional EtherNet/IP and Modbus TCP card available. | Stock | 686
ACNND-4020 | IronHorse ACN series AC general purpose drive, NEMA 4X, 460 VAC, 20hp with 3-phase input, 10hp with 1-phase input, SVC, V/Hz or torque mode, 4 frame, RS-485, Modbus, 100kA SCCR. Optional EtherNet/IP and Modbus TCP card available. | Stock | 832
ACNND-4025 | IronHorse ACN series AC general purpose drive, NEMA 4X, 460 VAC, 25hp with 3-phase input, 10hp with 1-phase input, SVC, V/Hz or torque mode, 5 frame, RS-485, Modbus, 100kA SCCR. Optional EtherNet/IP and Modbus TCP card available. | Stock | 847
ACNND-4030 | IronHorse ACN series AC general purpose drive, NEMA 4X, 460 VAC, 30hp with 3-phase input, 15hp with 1-phase input, SVC, V/Hz or torque mode, 5 frame, RS-485, Modbus, 100kA SCCR. Optional EtherNet/IP and Modbus TCP card available. | Stock | 905
ACNND-40P5 | IronHorse ACN series AC general purpose drive, NEMA 4X, 460 VAC, 1/2hp with 3-phase input, 1/6hp with 1-phase input, SVC, V/Hz or torque mode, 1 frame, RS-485, Modbus, 100kA SCCR. Optional EtherNet/IP and Modbus TCP card available. | Stock | 231
ACNND-41P0 | IronHorse ACN series AC general purpose drive, NEMA 4X, 460 VAC, 1hp with 3-phase input, 1/2hp with 1-phase input, SVC, V/Hz or torque mode, 1 frame, RS-485, Modbus, 100kA SCCR. Optional EtherNet/IP and Modbus TCP card available. | Stock | 236
ACNND-42P0 | IronHorse ACN series AC general purpose drive, NEMA 4X, 460 VAC, 2hp with 3-phase input, 3/4hp with 1-phase input, SVC, V/Hz or torque mode, 2 frame, RS-485, Modbus, 100kA SCCR. Optional EtherNet/IP and Modbus TCP card available. | Stock | 253
ACNND-43P0 | IronHorse ACN series AC general purpose drive, NEMA 4X, 460 VAC, 3hp with 3-phase input, 1hp with 1-phase input, SVC, V/Hz or torque mode, 2 frame, RS-485, Modbus, 100kA SCCR. Optional EtherNet/IP and Modbus TCP card available. | Stock | 313
ACNND-45P0 | IronHorse ACN series AC general purpose drive, NEMA 4X, 460 VAC, 5hp with 3-phase input, 2hp with 1-phase input, SVC, V/Hz or torque mode, 2 frame, RS-485, Modbus, 100kA SCCR. Optional EtherNet/IP and Modbus TCP card available. | Stock | 448
ACNND-47P5 | IronHorse ACN series AC general purpose drive, NEMA 4X, 460 VAC, 7-1/2hp with 3-phase input, 3hp with 1-phase input, SVC, V/Hz or torque mode, 3 frame, RS-485, Modbus, 100kA SCCR. Optional EtherNet/IP and Modbus TCP card available. | Stock | 584
ACN-VFDS | IronHorse Windows configuration and programming software, USB or free download. For use with IronHorse ACN series drives. Requires PC serial port, USB-RS232 or USB-485M serial adapters. | Stock | 9
ACS035-2C-24-F | AcuAMP AC current switch, fixed core, 2-35A sensing range, (2) 2-35A adjustable trip point, (2) single-turn potentiometers, (2) SPDT relays output, 1A @ 120 VAC, 2A @ 30 VDC output rating. | Stock | 183 | 211
ACS050-AA-24-FD | AcuAMP AC current switch, fixed core, 1-50A sensing range, 1-50A adjustable trip point, single-turn potentiometer with trip point display, solid state switch, N.O. output, 1A @ 240 VAC output rating. | Stock | 95 | 109
ACS150-AE-F | AcuAMP AC current switch, fixed core, 1-150A sensing range, 1-150A adjustable trip point, 15-turn potentiometer, solid state switch, N.O. output, 0.15A @ 240 VAC/VDC output rating. | Stock | 67 | 77
ACS150-AE-S | AcuAMP AC current switch, split core, 1.75-150A sensing range, 1.75-150A adjustable trip point, 4-turn potentiometer, solid state switch, N.O. output, 0.15A @ 240 VAC/VDC output rating. | Stock | 82 | 94
ACS150-CE-F | AcuAMP AC current switch, fixed core, 1-150A sensing range, 1-150A adjustable trip point, 15-turn potentiometer, solid state switch, N.C. output, 0.2A @ 135 VAC/VDC output rating. | Stock | 67 | 77
ACS150-CE-S | AcuAMP AC current switch, split core, 1.75-150A sensing range, 1.75-150A adjustable trip point, 4-turn potentiometer, solid state switch, N.C. output, 0.2A @ 135 VAC/VDC output rating. | Stock | 82 | 94
ACS200-AA-24-FD | AcuAMP AC current switch, fixed core, 4-200A sensing range, 4-200A adjustable trip point, single-turn potentiometer with trip point display, solid state switch, N.O. output, 1A @ 240 VAC output rating. | Stock | 95 | 109
ACS200-AA3-FT | AcuAMP AC current switch, fixed core, 1-6, 6-40, or 40-175A selectable sensing range, 1-175A adjustable trip point, 15-turn potentiometer, solid state switch, N.O. output, 3A @ 120 VAC output rating. | Stock | 84 | 97
ACS200-AA-F | AcuAMP AC current switch, fixed core, 1-6, 6-40, or 40-175A selectable sensing range, 1-175A adjustable trip point, 4-turn potentiometer, solid state switch, N.O. output, 1A @ 240 VAC output rating. | Stock | 72 | 83
ACS200-AA-FT | AcuAMP AC current switch, fixed core, 1-6, 6-40, or 40-175A selectable sensing range, 1-175A adjustable trip point, 15-turn potentiometer, solid state switch, N.O. output, 1A @ 240 VAC output rating. | Stock | 72 | 83
ACS200-AA-S | AcuAMP AC current switch, split core, 1.75-6, 6-40, or 40-200A selectable sensing range, 1.75-200A adjustable trip point, 4-turn potentiometer, solid state switch, N.O. output, 1A @ 240 VAC output rating. | Stock | 84 | 97
ACS200-AD-F | AcuAMP AC current switch, fixed core, 1-6, 6-40, or 40-175A selectable sensing range, 1-175A adjustable trip point, 4-turn potentiometer, solid state switch, N.O. output, 0.15A @ 30 VDC output rating. | Stock | 72 | 83
ACS200-AD-S | AcuAMP AC current switch, split core, 1.75-6, 6-40, or 40-200A selectable sensing range, 1.75-200A adjustable trip point, 4-turn potentiometer, solid state switch, N.O. output, 0.15A @ 30 VDC output rating. | Stock | 84 | 97
ACS200-CA-F | AcuAMP AC current switch, fixed core, 1-6, 6-40, or 40-175A selectable sensing range, 1-175A adjustable trip point, 4-turn potentiometer, solid state switch, N.C. output, 1A @ 240 VAC output rating. | Stock | 72 | 83
ACS200-CA-FT | AcuAMP AC current switch, fixed core, 1-6, 6-40, or 40-175A selectable sensing range, 1-175A adjustable trip point, 15-turn potentiometer, solid state switch, N.C. output, 1A @ 240 VAC output rating. | Stock | 72 | 83
ACS200-CA-S | AcuAMP AC current switch, split core, 1.75-6, 6-40, or 40-200A selectable sensing range, 1.75-200A adjustable trip point, 4-turn potentiometer, solid state switch, N.C. output, 1A @ 240 VAC output rating. | Stock | 84 | 97
ACS200-CD-F | AcuAMP AC current switch, fixed core, 1-6, 6-40, or 40-175A selectable sensing range, 1-175A adjustable trip point, 4-turn potentiometer, solid state switch, N.C. output, 0.15A @ 30 VDC output rating. | Stock | 72 | 83
ACS200-CD-S | AcuAMP AC current switch, split core, 1.75-6, 6-40, or 40-200A selectable sensing range, 1.75-200A adjustable trip point, 4-turn potentiometer, solid state switch, N.C. output, 0.15A @ 30 VDC output rating. | Stock | 84 | 97
ACS400-2C-24-F | AcuAMP AC current switch, fixed core, 25-400A sensing range, (2) 25-400A adjustable trip point, (2) single-turn potentiometers, (2) SPDT relays output, 1A @ 120 VAC, 2A @ 30 VDC output rating. | Stock | 183 | 211
ACSL010-AE-F | AcuAMP AC current switch, fixed core, 0-150A sensing range, 1-10A adjustable trip point, single-turn scaled potentiometer, solid state switch, N.O. output, 0.15A @ 240 VAC/VDC output rating. | Stock | 73 | 84
ACSL020-AE-S | AcuAMP AC current switch, split core, 0-150A sensing range, 2-20A adjustable trip point, single-turn scaled potentiometer, solid state switch, N.O. output, 0.15A @ 240 VAC/VDC output rating. | Stock | 84 | 97
ACSL050-AE-F | AcuAMP AC current switch, fixed core, 0-150A sensing range, 10-50A adjustable trip point, single-turn scaled potentiometer, solid state switch, N.O. output, 0.15A @ 240 VAC/VDC output rating. | Stock | 73 | 84
ACSL050-AE-S | AcuAMP AC current switch, split core, 0-150A sensing range, 20-50A adjustable trip point, single-turn scaled potentiometer, solid state switch, N.O. output, 0.15A @ 240 VAC/VDC output rating. | Stock | 84 | 97
ACSN100-AE-F | AcuAMP AC current switch, fixed core, 0-100A sensing range, 0.5A non-adjustable trip point, solid state switch, N.O. output, 0.15A @ 120 VAC/VDC output rating. | Stock | 29.5 | 34
ACSN250-AE-F | AcuAMP AC current switch, fixed core, 0-250A sensing range, 0.75A non-adjustable trip point, solid state switch, N.O. output, 0.15A @ 240 VAC/VDC output rating. | Stock | 49.5 | 57
ACSN250-AE-S | AcuAMP AC current switch, split core, 0-250A sensing range, 1.25A non-adjustable trip point, solid state switch, N.O. output, 0.15A @ 240 VAC/VDC output rating. | Stock | 60 | 69
ACSX200-AA-F | AcuAMP AC current switch, fixed core, 1.5-12, 12-55, or 50-175A selectable sensing range, 1.5-175A adjustable trip point, 15-turn potentiometer, solid state switch, N.O., adjustable time delay output, 1A @ 240 VAC output rating. | Stock | 87 | 100
ACSX200-AA-S | AcuAMP AC current switch, split core, 2-12, 12-55, or 55-200A selectable sensing range, 2-200A adjustable trip point, 4-turn potentiometer, solid state switch, N.O., adjustable time delay output, 1A @ 240 VAC output rating. | Stock | 98 | 113
ACSX200-AE-F | AcuAMP AC current switch, fixed core, 1.5-12, 12-55, or 55-175A selectable sensing range, 1.5-175A adjustable trip point, 15-turn potentiometer, solid state switch, N.O., adjustable time delay output, 0.15A @ 240 VAC/VDC output rating. | Stock | 84 | 97
ACSX200-AE-S | AcuAMP AC current switch, split core, 2-12, 12-55, or 55-200A selectable sensing range, 2-200A adjustable trip point, 4-turn potentiometer, solid state switch, N.O., adjustable time delay output, 0.15A @ 240 VAC/VDC output rating. | Stock | 95 | 109
ACSX200-CA-S | AcuAMP AC current switch, split core, 2-12, 12-55, or 55-200A selectable sensing range, 2-200A adjustable trip point, 4-turn potentiometer, solid state switch, N.C., adjustable time delay output, 1A @ 240 VAC output rating. | Stock | 98 | 113
ACSX200-CE-F | AcuAMP AC current switch, fixed core, 1.5-12, 12-55, or 55-175A selectable sensing range, 1.5-175A adjustable trip point, 15-turn potentiometer, solid state switch, N.C., adjustable time delay output, 0.2A @ 135 VAC/VDC output rating. | Stock | 84 | 97
ACSX200-CE-S | AcuAMP AC current switch, split core, 2-12, 12-55, or 55-200A selectable sensing range, 2-200A adjustable trip point, 4-turn potentiometer, solid state switch, N.C., adjustable time delay output, 0.2A @ 135 VAC/VDC output rating. | Stock | 95 | 109
ACT005-42L-F | AcuAMP AC current transducer, fixed core, 0-2 or 0-5A selectable sensing range, 4-20mA output. | Stock | 78 | 90
ACT005-42L-S | AcuAMP AC current transducer, split core, 0-2 or 0-5A selectable sensing range, 4-20mA output. | Stock | 104 | 120
ACT050-10-F | AcuAMP AC current transducer, fixed core, 0-10, 0-20, or 0-50A selectable sensing range, 0-10 VDC output. | Stock | 91 | 105
ACT050-10-S | AcuAMP AC current transducer, split core, 0-10, 0-20, or 0-50A selectable sensing range, 0-10 VDC output. | Stock | 101 | 116
ACT050-42L-F | AcuAMP AC current transducer, fixed core, 0-10, 0-20, or 0-50A selectable sensing range, 4-20mA output. | Stock | 80 | 92
ACT050-42L-S | AcuAMP AC current transducer, split core, 0-10, 0-20, or 0-50A selectable sensing range, 4-20mA output. | Stock | 112 | 129
ACT1200-42L-S | AcuAMP AC current transducer, split core, 0-1200A sensing range, 4-20mA output. | Stock | 259 | 298
ACT2000-42L-F | AcuAMP AC current transducer, fixed core, 0-1000, 0-1333, or 0-2000A selectable sensing range, 4-20mA output. | Stock | 250 | 288
ACT200-10-F | AcuAMP AC current transducer, fixed core, 0-100, 0-150, or 0-200A selectable sensing range, 0-10 VDC output. | Stock | 96 | 111
ACT200-10-S | AcuAMP AC current transducer, split core, 0-100, 0-150, or 0-200A selectable sensing range, 0-10 VDC output. | Stock | 105 | 121
ACT200-42L-F | AcuAMP AC current transducer, fixed core, 0-100, 0-150, or 0-200A selectable sensing range, 4-20mA output. | Stock | 115 | 132
ACT200-42L-S | AcuAMP AC current transducer, split core, 0-100, 0-150, or 0-200A selectable sensing range, 4-20mA output. | Stock | 122 | 140
ACT400-42L-S | AcuAMP AC current transducer, split core, 0-400A sensing range, 4-20mA output. | Stock | 199 | 229
ACT600-42L-S | AcuAMP AC current transducer, split core, 0-600A sensing range, 4-20mA output. | Stock | 199 | 229
ACT750-42L-F | AcuAMP AC current transducer, fixed core, 0-375, 0-500, or 0-750A selectable sensing range, 4-20mA output. | Stock | 190 | 219
ACT800-42L-S | AcuAMP AC current transducer, split core, 0-800A sensing range, 4-20mA output. | Stock | 199 | 229
ACTH005-42-24-S | AcuAMP AC current transducer, split core, 0-2, 0-5A selectable, with time integration sensing range, 4-20mA output. | Stock | 169 | 195
ACTH050-42-24-S | AcuAMP AC current transducer, split core, 0-10, 0-20, 0-50A selectable, with time integration sensing range, 4-20mA output. | Stock | 169 | 195
ACTR005-42L-F | AcuAMP AC current transducer, fixed core, 0-2 or 0-5A selectable sensing range, True RMS, 4-20mA output. | Stock | 143 | 165
ACTR005-42L-S | AcuAMP AC current transducer, split core, 0-2 or 0-5A selectable sensing range, True RMS, 4-20mA output. | Stock | 164 | 189
ACTR050-42L-F | AcuAMP AC current transducer, fixed core, 0-10, 0-20, or 0-50A selectable sensing range, True RMS, 4-20mA output. | Stock | 133 | 153
ACTR050-42L-S | AcuAMP AC current transducer, split core, 0-10, 0-20, or 0-50A selectable sensing range, True RMS, 4-20mA output. | Stock | 166 | 191
ACTR1000-42L-S | AcuAMP AC current transducer, flexible split core, 0-1000A sensing range, True RMS, 4-20mA output. | Stock | 338 | 389
ACTR1200-42L-S | AcuAMP AC current transducer, split core, 0-1200A sensing range, True RMS, 4-20mA output. | Stock | 285 | 328
ACTR2000-42L-F | AcuAMP AC current transducer, fixed core, 0-1000, 0-1333, or 0-2000A selectable sensing range, True RMS, 4-20mA output. | Stock | 283 | 326
ACTR2000-42L-S | AcuAMP AC current transducer, flexible split core, 0-2000A sensing range, True RMS, 4-20mA output. | Stock | 338 | 389
ACTR200-42L-F | AcuAMP AC current transducer, fixed core, 0-100, 0-150, or 0-200A selectable sensing range, True RMS, 4-20mA output. | Stock | 135 | 155
ACTR200-42L-S | AcuAMP AC current transducer, split core, 0-100, 0-150, or 0-200A selectable sensing range, True RMS, 4-20mA output. | Stock | 169 | 195
ACTR400-42L-S | AcuAMP AC current transducer, split core, 0-400A sensing range, True RMS, 4-20mA output. | Stock | 229 | 264
ACTR500-42L-S | AcuAMP AC current transducer, flexible split core, 0-500A sensing range, True RMS, 4-20mA output. | Stock | 311 | 358
ACTR600-42L-S | AcuAMP AC current transducer, split core, 0-600A sensing range, True RMS, 4-20mA output. | Stock | 229 | 264
ACTR750-42L-F | AcuAMP AC current transducer, fixed core, 0-375, 0-500, or 0-750A selectable sensing range, True RMS, 4-20mA output. | Stock | 218 | 251
ACTR800-42L-S | AcuAMP AC current transducer, split core, 0-800A sensing range, True RMS, 4-20mA output. | Stock | 229 | 264
ACTS050-42AA-24-FD | AcuAMP AC current transducer/switch, fixed core, 0-50A sensing range, 1-50A adjustable trip point, single-turn potentiometer with trip point display, 4-20 mA and solid state switch, N.O. output, 1A @ 240 VAC output rating. | Stock | 125 | 144
ACTS200-42AA-24-FD | AcuAMP AC current transducer/switch, fixed core, 0-200A sensing range, 4-200A adjustable trip point, single-turn potentiometer with trip point display, 4-20 mA and solid state switch, N.O. output, 1A @ 240 VAC output rating. | Stock | 125 | 144
ACTUATOR-SET-B | Dold Safemaster series, actuator, gate actuator module, 316 stainless steel. For use with trapped key interlock systems. Bayonet mounting ring included. | Stock | 146 | 152
AD-70S2-04B | AutomationDirect solid state relay, socket mount, encapsulated, 3-30 VDC input voltage, SPST, N.O. TRIAC, 4A contact rating, 24-140 VAC load voltage, zero cross, 4-pin. Purchase 782-2C-SKT mounting socket separately. | Stock | 21.5 | 22.5
AD-70S2-04C | AutomationDirect solid state relay, socket mount, encapsulated, 3-30 VDC input voltage, SPST, N.O. TRIAC, 4A contact rating, 24-280 VAC load voltage, zero cross, 4-pin. Purchase 782-2C-SKT mounting socket separately. | Stock | 21.5 | 22.5
AD-70S2-04D | AutomationDirect solid state relay, socket mount, encapsulated, 3-30 VDC input voltage, SPST, N.O. TRIAC, 4A contact rating, 8-50 VAC load voltage, zero cross, 4-pin. Purchase 782-2C-SKT mounting socket separately. | Stock | 21.5 | 22.5
AD-ASMD-250 | AutomationDirect protection diode module, package of 5. For use with 783, 784 and 750R series relays. | Stock | 10 | 10.5
AD-ASMM-120 | AutomationDirect MOV module, 120 VAC coil voltage. Package of 5. For use with 783, 784 and 750 series relays. | Stock | 8.75 | 9
AD-ASMM-24 | AutomationDirect MOV module, 24 VAC coil voltage. Package of 5. For use with 783, 784 and 750 series relays. | Stock | 8.75 | 9
AD-ASMM-240 | AutomationDirect MOV module, 240 VAC coil voltage. Package of 5. For use with 783, 784 and 750 series relays. | Stock | 8.75 | 9
ADB-21 | NITRA pneumatic distribution block, 1/8in female NPT inlet(s), (3) 1/8in female NPT outlet(s). For use with Ax-21 series air prep components. | Stock | 13.5 | 14
ADB-22 | NITRA pneumatic distribution block, 1/4in female NPT inlet(s), (3) 1/4in female NPT outlet(s). For use with Ax-22 series air prep components. | Stock | 13.5 | 14
ADB-32 | NITRA pneumatic distribution block, 1/4in female NPT inlet(s), (3) 1/4in female NPT outlet(s). For use with Ax-32 series air prep components. | Stock | 18.5 | 19
ADB-33 | NITRA pneumatic distribution block, 3/8in female NPT inlet(s), (3) 3/8in female NPT outlet(s). For use with Ax-33 series air prep components. | Stock | 18.5 | 19
ADB-44 | NITRA pneumatic distribution block, 1/2in female NPT inlet(s), (3) 1/2in female NPT outlet(s). For use with Ax-44 series air prep components. | Stock | 20 | 21
AD-BSMD-250 | AutomationDirect protection diode module, package of 5. For use with 782 series relays. | Stock | 8.75 | 9
AD-BSMM-120 | AutomationDirect MOV module, 120 VAC coil voltage. Package of 5. For use with 782 series relays. | Stock | 8.75 | 9
AD-BSMM-24 | AutomationDirect MOV module, 24 VAC coil voltage. Package of 5. For use with 782 series relays. | Stock | 8.75 | 9
AD-BSMM-240 | AutomationDirect MOV module, 240 VAC coil voltage. Package of 5. For use with 782 series relays. | Stock | 8.75 | 9
AD-HSSR808-DC-15 | AutomationDirect solid state relay, 35mm DIN rail mount, finger-safe, 3.5-32 VDC input voltage, SPST, N.O. MOSFET, 8A contact rating, 3-150 VDC load voltage, DC switching, screw terminal(s), LED indicator(s), hazardous location certified. | Stock | 60 | 62
AD-HSSR810-AC-28 | AutomationDirect solid state relay, 35mm DIN rail mount, finger-safe, 90-280 VAC input voltage, SPST, N.O. SCR, 10A contact rating, 24-280 VAC load voltage, zero cross, screw terminal(s), LED indicator(s), hazardous location certified. | Stock | 60 | 62
AD-HSSR810-AC-48 | AutomationDirect solid state relay, 35mm DIN rail mount, finger-safe, 90-280 VAC input voltage, SPST, N.O. SCR, 10A contact rating, 48-480 VAC load voltage, zero cross, screw terminal(s), LED indicator(s), hazardous location certified. | Stock | 61 | 63
AD-HSSR810-AC-60 | AutomationDirect solid state relay, 35mm DIN rail mount, finger-safe, 90-280 VAC input voltage, SPST, N.O. SCR, 10A contact rating, 48-600 VAC load voltage, zero cross, screw terminal(s), LED indicator(s), hazardous location certified. | Stock | 63 | 66
AD-HSSR810-DC-28 | AutomationDirect solid state relay, 35mm DIN rail mount, finger-safe, 3-32 VDC input voltage, SPST, N.O. SCR, 10A contact rating, 24-280 VAC load voltage, zero cross, screw terminal(s), LED indicator(s), hazardous location certified. | Stock | 59 | 61
AD-HSSR810-DC-48 | AutomationDirect solid state relay, 35mm DIN rail mount, finger-safe, 3-32 VDC input voltage, SPST, N.O. SCR, 10A contact rating, 48-480 VAC load voltage, zero cross, screw terminal(s), LED indicator(s), hazardous location certified. | Stock | 60 | 62
AD-HSSR810-DC-60 | AutomationDirect solid state relay, 35mm DIN rail mount, finger-safe, 3-32 VDC input voltage, SPST, N.O. SCR, 10A contact rating, 48-600 VAC load voltage, zero cross, screw terminal(s), LED indicator(s), hazardous location certified. | Stock | 61 | 63
AD-HSSR815-DC-05 | AutomationDirect solid state relay, 35mm DIN rail mount, finger-safe, 3.5-32 VDC input voltage, SPST, N.O. MOSFET, 15A contact rating, 3-50 VDC load voltage, DC switching, screw terminal(s), LED indicator(s), hazardous location certified. | Stock | 61 | 63
ADM100C-LN | Trumeter ADM100 series graphical panel meter, 0.5% accuracy, current input, negative backlit LCD configurable to white, green, red display, (2) discrete or analog configurable outputs, 12-24 VAC/VDC operating voltage. | Stock | 70
ADM100C-LP | Trumeter ADM100 series graphical panel meter, 0.5% accuracy, current input, positive backlit LCD configurable to white, green, red display, (2) discrete or analog configurable outputs, 12-24 VAC/VDC operating voltage. | Stock | 70
ADM100-HN | Trumeter ADM100 series graphical panel meter, 1% accuracy, RMS AC/DC Current, RMS AC/DC Voltage or frequency input, negative backlit LCD configurable to white, green, red display, (2) discrete or analog configurable outputs, 100-240 VAC operating voltage. | Stock | 78 | 81
ADM100-HP | Trumeter ADM100 series graphical panel meter, 1% accuracy, RMS AC/DC Current, RMS AC/DC Voltage or frequency input, positive backlit LCD configurable to white, green, red display, (2) discrete or analog configurable outputs, 100-240 VAC operating voltage. | Stock | 78 | 81
ADM100-LN | Trumeter ADM100 series graphical panel meter, 1% accuracy, RMS AC/DC Current, RMS AC/DC Voltage or frequency input, negative backlit LCD configurable to white, green, red display, (2) discrete or analog configurable outputs, 12-24 VAC/VDC operating voltage. | Stock | 71 | 74
ADM100-LP | Trumeter ADM100 series graphical panel meter, 1% accuracy, RMS AC/DC Current, RMS AC/DC Voltage or frequency input, positive backlit LCD configurable to white, green, red display, (2) discrete or analog configurable outputs, 12-24 VAC/VDC operating voltage. | Stock | 71 | 74
ADM100P-LN | Trumeter ADM100 series graphical panel meter, 0.1% voltage, 0.01% current accuracy, analog input, negative backlit LCD configurable to white, green, red display, (2) discrete or analog configurable outputs, 12-24 VAC/VDC operating voltage. | Stock | 77.5
ADM100P-LP | Trumeter ADM100 series graphical panel meter, 0.1% voltage, 0.01% current accuracy, analog input, positive backlit LCD configurable to white, green, red display, (2) discrete or analog configurable outputs, 12-24 VAC/VDC operating voltage. | Stock | 77.5
ADM100R-LN | Trumeter ADM100 series graphical panel meter, 0.01% accuracy, frequency input, negative backlit LCD configurable to white, green, red display, (2) discrete or analog configurable outputs, 12-24 VDC operating voltage. | Stock | 77.5
ADM100R-LP | Trumeter ADM100 series graphical panel meter, 0.01% accuracy, frequency input, positive backlit LCD configurable to white, green, red display, (2) discrete or analog configurable outputs, 12-24 VDC operating voltage. | Stock | 77.5
ADM100T-LN | Trumeter ADM100 series graphical panel meter, 0.25% accuracy, thermocouple input, negative backlit LCD configurable to white, green, red display, (2) discrete or analog configurable outputs, 12-24 VAC/VDC operating voltage. | Stock | 94
ADM100T-LP | Trumeter ADM100 series graphical panel meter, 0.25% accuracy, thermocouple input, positive backlit LCD configurable to white, green, red display, (2) discrete or analog configurable outputs, 12-24 VAC/VDC operating voltage. | Stock | 94
ADPH12010 | Eaton Aegis series powerline filter, 120 VAC, 1-phase, 10A, 35mm DIN rail mount, EMI/RFI filtering, LED indication, UL Type 2, SPDT alarm, screw terminals, 5kA SCCR. | Stock | 431 | 464
ADPH12015 | Eaton Aegis series powerline filter, 120 VAC, 1-phase, 15A, 35mm DIN rail mount, EMI/RFI filtering, LED indication, UL Type 2, SPDT alarm, screw terminals, 5kA SCCR. | Stock | 572 | 621
ADPH24010 | Eaton Aegis series powerline filter, 240 VAC, 1-phase, 10A, 35mm DIN rail mount, EMI/RFI filtering, LED indication, UL Type 2, SPDT alarm, screw terminals, 5kA SCCR. | Stock | 441 | 473
ADPH24015 | Eaton Aegis series powerline filter, 240 VAC, 1-phase, 15A, 35mm DIN rail mount, EMI/RFI filtering, LED indication, UL Type 2, SPDT alarm, screw terminals, 5kA SCCR. | Stock | 583 | 631
AD-PR40-1C-120A | AutomationDirect power relay, panel mount, open, 120 VAC coil voltage, SPDT, 40A contact rating, screw terminal(s). | Stock | 17.5 | 18
AD-PR40-1C-12D | AutomationDirect power relay, panel mount, open, 12 VDC coil voltage, SPDT, 40A contact rating, screw terminal(s). | Stock | 16 | 16.5
AD-PR40-1C-240A | AutomationDirect power relay, panel mount, open, 240 VAC coil voltage, SPDT, 40A contact rating, screw terminal(s). | Stock | 20 | 21
AD-PR40-1C-24A | AutomationDirect power relay, panel mount, open, 24 VAC coil voltage, SPDT, 40A contact rating, screw terminal(s). | Stock | 19.5 | 20.5
AD-PR40-1C-24D | AutomationDirect power relay, panel mount, open, 24 VDC coil voltage, SPDT, 40A contact rating, screw terminal(s). | Stock | 17 | 17.5
AD-PR40-2A-120A | AutomationDirect power relay, panel mount, open, 120 VAC coil voltage, DPST, N.O., 40A contact rating, screw terminal(s). | Stock | 18.5 | 19
AD-PR40-2A-12D | AutomationDirect power relay, panel mount, open, 12 VDC coil voltage, DPST, N.O., 40A contact rating, screw terminal(s). | Stock | 19 | 20
AD-PR40-2A-240A | AutomationDirect power relay, panel mount, open, 240 VAC coil voltage, DPST, N.O., 40A contact rating, screw terminal(s). | Stock | 19 | 20
AD-PR40-2A-24A | AutomationDirect power relay, panel mount, open, 24 VAC coil voltage, DPST, N.O., 40A contact rating, screw terminal(s). | Stock | 18.5 | 19
AD-PR40-2A-24D | AutomationDirect power relay, panel mount, open, 24 VDC coil voltage, DPST, N.O., 40A contact rating, screw terminal(s). | Stock | 19 | 20
AD-PR40-2C-120A | AutomationDirect power relay, panel mount, open, 120 VAC coil voltage, DPDT, 40A contact rating, screw terminal(s). | Stock | 21 | 22
AD-PR40-2C-12D | AutomationDirect power relay, panel mount, open, 12 VDC coil voltage, DPDT, 40A contact rating, screw terminal(s). | Stock | 20.5 | 21.5
AD-PR40-2C-240A | AutomationDirect power relay, panel mount, open, 240 VAC coil voltage, DPDT, 40A contact rating, screw terminal(s). | Stock | 21 | 22
AD-PR40-2C-24A | AutomationDirect power relay, panel mount, open, 24 VAC coil voltage, DPDT, 40A contact rating, screw terminal(s). | Stock | 21 | 22
AD-PR40-2C-24D | AutomationDirect power relay, panel mount, open, 24 VDC coil voltage, DPDT, 40A contact rating, screw terminal(s). | Stock | 21 | 22
ADPV12001 | Eaton Aegis series powerline filter, 120 VAC, 1-phase, 1A, 35mm DIN rail mount, EMI/RFI filtering, LED indication, UL Type 2, screw terminals, 5kA SCCR. | Stock | 206 | 220
ADPV12003 | Eaton Aegis series powerline filter, 120 VAC, 1-phase, 3A, 35mm DIN rail mount, EMI/RFI filtering, LED indication, UL Type 2, screw terminals, 5kA SCCR. | Stock | 237 | 253
ADPV12005 | Eaton Aegis series powerline filter, 120 VAC, 1-phase, 5A, 35mm DIN rail mount, EMI/RFI filtering, LED indication, UL Type 2, screw terminals, 5kA SCCR. | Stock | 273 | 301
ADPV24001 | Eaton Aegis series powerline filter, 240 VAC, 1-phase, 1A, 35mm DIN rail mount, EMI/RFI filtering, LED indication, UL Type 2, screw terminals, 5kA SCCR. | Stock | 216 | 232
ADPV24003 | Eaton Aegis series powerline filter, 240 VAC, 1-phase, 3A, 35mm DIN rail mount, EMI/RFI filtering, LED indication, UL Type 2, screw terminals, 5kA SCCR. | Stock | 248 | 260
ADPV24005 | Eaton Aegis series powerline filter, 240 VAC, 1-phase, 5A, 35mm DIN rail mount, EMI/RFI filtering, LED indication, UL Type 2, screw terminals, 5kA SCCR. | Stock | 285 | 309
AD-SSR210-22-ACR | AutomationDirect solid state relay, 35mm DIN rail mount, finger-safe, 90-280 VAC input voltage, SPST, N.O. SCR, 10A contact rating, 24-280 VAC load voltage, random cross, screw terminal(s), LED indicator(s). | Stock | 42.5 | 44
AD-SSR210-22-ACZ | AutomationDirect solid state relay, 35mm DIN rail mount, finger-safe, 90-280 VAC input voltage, SPST, N.O. SCR, 10A contact rating, 24-280 VAC load voltage, zero cross, screw terminal(s), LED indicator(s). | Stock | 42.5 | 44
AD-SSR210-22-DCR | AutomationDirect solid state relay, 35mm DIN rail mount, finger-safe, 4-32 VDC input voltage, SPST, N.O. SCR, 10A contact rating, 24-280 VAC load voltage, random cross, screw terminal(s), LED indicator(s). | Stock | 42.5 | 44
AD-SSR210-22-DCZ | AutomationDirect solid state relay, 35mm DIN rail mount, finger-safe, 4-32 VDC input voltage, SPST, N.O. SCR, 10A contact rating, 24-280 VAC load voltage, zero cross, screw terminal(s), LED indicator(s). | Stock | 42.5 | 44
AD-SSR230-22-ACR | AutomationDirect solid state relay, 35mm DIN rail mount, finger-safe, 90-280 VAC input voltage, SPST, N.O. SCR, 30A contact rating, 24-280 VAC load voltage, random cross, screw terminal(s), LED indicator(s). | Stock | 48.5 | 50
AD-SSR230-22-ACZ | AutomationDirect solid state relay, 35mm DIN rail mount, finger-safe, 90-280 VAC input voltage, SPST, N.O. SCR, 30A contact rating, 24-280 VAC load voltage, zero cross, screw terminal(s), LED indicator(s). | Stock | 63 | 66
AD-SSR230-22-DCR | AutomationDirect solid state relay, 35mm DIN rail mount, finger-safe, 4-32 VDC input voltage, SPST, N.O. SCR, 30A contact rating, 24-280 VAC load voltage, random cross, screw terminal(s), LED indicator(s). | Stock | 48.5 | 50
AD-SSR230-22-DCZ | AutomationDirect solid state relay, 35mm DIN rail mount, finger-safe, 4-32 VDC input voltage, SPST, N.O. SCR, 30A contact rating, 24-280 VAC load voltage, zero cross, screw terminal(s), LED indicator(s). | Stock | 63 | 66
AD-SSR245-45-ACZ | AutomationDirect solid state relay, 35mm DIN rail mount, finger-safe, 90-140 VAC input voltage, SPST, N.O. SCR, 45A contact rating, 24-280 VAC load voltage, zero cross, screw terminal(s), LED indicator(s). | Stock | 81 | 84
AD-SSR245-45-DCZ | AutomationDirect solid state relay, 35mm DIN rail mount, finger-safe, 3-32 VDC input voltage, SPST, N.O. SCR, 45A contact rating, 24-280 VAC load voltage, zero cross, screw terminal(s), LED indicator(s). | Stock | 80 | 83
AD-SSR610-22-ACR | AutomationDirect solid state relay, 35mm DIN rail mount, finger-safe, 90-280 VAC input voltage, SPST, N.O. SCR, 10A contact rating, 48-660 VAC load voltage, random cross, screw terminal(s), LED indicator(s). | Stock | 42.5 | 44
AD-SSR610-22-ACZ | AutomationDirect solid state relay, 35mm DIN rail mount, finger-safe, 90-280 VAC input voltage, SPST, N.O. SCR, 10A contact rating, 48-660 VAC load voltage, zero cross, screw terminal(s), LED indicator(s). | Stock | 45 | 47
AD-SSR610-22-DCR | AutomationDirect solid state relay, 35mm DIN rail mount, finger-safe, 4-32 VDC input voltage, SPST, N.O. SCR, 10A contact rating, 48-660 VAC load voltage, random cross, screw terminal(s), LED indicator(s). | Stock | 42.5 | 44
AD-SSR610-22-DCZ | AutomationDirect solid state relay, 35mm DIN rail mount, finger-safe, 4-32 VDC input voltage, SPST, N.O. SCR, 10A contact rating, 48-660 VAC load voltage, zero cross, screw terminal(s), LED indicator(s). | Stock | 41 | 42.5
AD-SSR610-AC-280A | AutomationDirect solid state relay, panel mount, finger-safe hockey puck, 90-280 VAC input voltage, SPST, N.O. SCR, 10A contact rating, 24-280 VAC load voltage, zero cross, screw terminal(s), LED indicator(s). Thermal mounting pad included. | Stock | 19.5 | 20.5
AD-SSR610-AC-480A | AutomationDirect solid state relay, panel mount, finger-safe hockey puck, 90-280 VAC input voltage, SPST, N.O. SCR, 10A contact rating, 48-480 VAC load voltage, zero cross, screw terminal(s), LED indicator(s). Thermal mounting pad included. | Stock | 16 | 16.5
AD-SSR610-DC-280A | AutomationDirect solid state relay, panel mount, finger-safe hockey puck, 3-32 VDC input voltage, SPST, N.O. SCR, 10A contact rating, 24-280 VAC load voltage, zero cross, screw terminal(s), LED indicator(s). Thermal mounting pad included. | Stock | 17.5 | 18
AD-SSR610-DC-480A | AutomationDirect solid state relay, panel mount, finger-safe hockey puck, 3-32 VDC input voltage, SPST, N.O. SCR, 10A contact rating, 48-480 VAC load voltage, zero cross, screw terminal(s), LED indicator(s). Thermal mounting pad included. | Stock | 16 | 16.5
AD-SSR625-AC-280A | AutomationDirect solid state relay, panel mount, finger-safe hockey puck, 90-280 VAC input voltage, SPST, N.O. SCR, 25A contact rating, 24-280 VAC load voltage, zero cross, screw terminal(s), LED indicator(s). Thermal mounting pad included. | Stock | 25 | 26
AD-SSR625-AC-480A | AutomationDirect solid state relay, panel mount, finger-safe hockey puck, 90-280 VAC input voltage, SPST, N.O. SCR, 25A contact rating, 48-480 VAC load voltage, zero cross, screw terminal(s), LED indicator(s). Thermal mounting pad included. | Stock | 20 | 21
AD-SSR625-DC-280A | AutomationDirect solid state relay, panel mount, finger-safe hockey puck, 3-32 VDC input voltage, SPST, N.O. SCR, 25A contact rating, 24-280 VAC load voltage, zero cross, screw terminal(s), LED indicator(s). Thermal mounting pad included. | Stock | 19 | 20
AD-SSR625-DC-480A | AutomationDirect solid state relay, panel mount, finger-safe hockey puck, 3-32 VDC input voltage, SPST, N.O. SCR, 25A contact rating, 48-480 VAC load voltage, zero cross, screw terminal(s), LED indicator(s). Thermal mounting pad included. | Stock | 19 | 20
AD-SSR630-22-ACR | AutomationDirect solid state relay, 35mm DIN rail mount, finger-safe, 90-280 VAC input voltage, SPST, N.O. SCR, 30A contact rating, 48-660 VAC load voltage, random cross, screw terminal(s), LED indicator(s). | Stock | 53 | 55
AD-SSR630-22-ACZ | AutomationDirect solid state relay, 35mm DIN rail mount, finger-safe, 90-280 VAC input voltage, SPST, N.O. SCR, 30A contact rating, 48-660 VAC load voltage, zero cross, screw terminal(s), LED indicator(s). | Stock | 63 | 66
AD-SSR630-22-DCR | AutomationDirect solid state relay, 35mm DIN rail mount, finger-safe, 4-32 VDC input voltage, SPST, N.O. SCR, 30A contact rating, 48-660 VAC load voltage, random cross, screw terminal(s), LED indicator(s). | Stock | 53 | 55
AD-SSR630-22-DCZ | AutomationDirect solid state relay, 35mm DIN rail mount, finger-safe, 4-32 VDC input voltage, SPST, N.O. SCR, 30A contact rating, 48-660 VAC load voltage, zero cross, screw terminal(s), LED indicator(s). | Stock | 58 | 60
AD-SSR640-AC-280A | AutomationDirect solid state relay, panel mount, finger-safe hockey puck, 90-280 VAC input voltage, SPST, N.O. SCR, 40A contact rating, 24-280 VAC load voltage, zero cross, screw terminal(s), LED indicator(s). Thermal mounting pad included. | Stock | 27.5 | 28.5
AD-SSR640-AC-480A | AutomationDirect solid state relay, panel mount, finger-safe hockey puck, 90-280 VAC input voltage, SPST, N.O. SCR, 40A contact rating, 48-480 VAC load voltage, zero cross, screw terminal(s), LED indicator(s). Thermal mounting pad included. | Stock | 35 | 36.5
AD-SSR640-DC-280A | AutomationDirect solid state relay, panel mount, finger-safe hockey puck, 3-32 VDC input voltage, SPST, N.O. SCR, 40A contact rating, 24-280 VAC load voltage, zero cross, screw terminal(s), LED indicator(s). Thermal mounting pad included. | Stock | 26.5 | 27.5
AD-SSR640-DC-480A | AutomationDirect solid state relay, panel mount, finger-safe hockey puck, 3-32 VDC input voltage, SPST, N.O. SCR, 40A contact rating, 48-480 VAC load voltage, zero cross, screw terminal(s), LED indicator(s). Thermal mounting pad included. | Stock | 32.5 | 34
AD-SSR645-45-ACZ | AutomationDirect solid state relay, 35mm DIN rail mount, finger-safe, 90-140 VAC input voltage, SPST, N.O. SCR, 45A contact rating, 48-660 VAC load voltage, zero cross, screw terminal(s), LED indicator(s). | Stock | 82 | 85
AD-SSR645-45-DCZ | AutomationDirect solid state relay, 35mm DIN rail mount, finger-safe, 4-32 VDC input voltage, SPST, N.O. SCR, 45A contact rating, 48-660 VAC load voltage, zero cross, screw terminal(s), LED indicator(s). | Stock | 82 | 85
AD-SSR650-AC-280A | AutomationDirect solid state relay, panel mount, finger-safe hockey puck, 90-280 VAC input voltage, SPST, N.O. SCR, 50A contact rating, 24-280 VAC load voltage, zero cross, screw terminal(s), LED indicator(s). Thermal mounting pad included. | Stock | 32.5 | 34
AD-SSR650-DC-280A | AutomationDirect solid state relay, panel mount, finger-safe hockey puck, 3-32 VDC input voltage, SPST, N.O. SCR, 50A contact rating, 24-280 VAC load voltage, zero cross, screw terminal(s), LED indicator(s). Thermal mounting pad included. | Stock | 32.5 | 34
AD-SSR665-45-ACZ | AutomationDirect solid state relay, 35mm DIN rail mount, finger-safe, 90-140 VAC input voltage, SPST, N.O. SCR, 65A contact rating, 48-660 VAC load voltage, zero cross, screw terminal(s), LED indicator(s). | Stock | 71 | 74
AD-SSR665-45-DCZ | AutomationDirect solid state relay, 35mm DIN rail mount, finger-safe, 4-32 VDC input voltage, SPST, N.O. SCR, 65A contact rating, 48-660 VAC load voltage, zero cross, screw terminal(s), LED indicator(s). | Stock | 71 | 74
AD-SSR675-AC-280A | AutomationDirect solid state relay, panel mount, finger-safe hockey puck, 90-280 VAC input voltage, SPST, N.O. SCR, 75A contact rating, 24-280 VAC load voltage, zero cross, screw terminal(s), LED indicator(s). Thermal mounting pad included. | Stock | 44.5 | 46.5
AD-SSR675-DC-280A | AutomationDirect solid state relay, panel mount, finger-safe hockey puck, 3-32 VDC input voltage, SPST, N.O. SCR, 75A contact rating, 24-280 VAC load voltage, zero cross, screw terminal(s), LED indicator(s). Thermal mounting pad included. | Stock | 44.5 | 46.5
AD-SSR6M12-DC-200D | AutomationDirect solid state relay, panel mount, finger-safe hockey puck, 3-32 VDC input voltage, SPST, N.O. MOSFET, 12A contact rating, 3-200 VDC load voltage, DC switching, screw terminal(s), LED indicator(s). Thermal mounting pad included. | Stock | 18.5 | 19
AD-SSR6M25-DC-200D | AutomationDirect solid state relay, panel mount, finger-safe hockey puck, 3-32 VDC input voltage, SPST, N.O. MOSFET, 25A contact rating, 3-200 VDC load voltage, DC switching, screw terminal(s), LED indicator(s). Thermal mounting pad included. | Stock | 43.5 | 45
AD-SSR6M40-DC-200D | AutomationDirect solid state relay, panel mount, finger-safe hockey puck, 3-32 VDC input voltage, SPST, N.O. MOSFET, 40A contact rating, 3-200 VDC load voltage, DC switching, screw terminal(s), LED indicator(s). Thermal mounting pad included. | Stock | 43.5 | 45
AD-SSR6T10-DC-280A | AutomationDirect solid state relay, panel mount, finger-safe hockey puck, 3-32 VDC input voltage, SPST, N.O. TRIAC, 10A contact rating, 24-280 VAC load voltage, zero cross, screw terminal(s), LED indicator(s). Thermal mounting pad included. | Stock | 17.5 | 18
AD-SSR6T10-DC-480A | AutomationDirect solid state relay, panel mount, finger-safe hockey puck, 3-32 VDC input voltage, SPST, N.O. TRIAC, 10A contact rating, 48-480 VAC load voltage, zero cross, screw terminal(s), LED indicator(s). Thermal mounting pad included. | Stock | 16 | 16.5
AD-SSR6T25-DC-280A | AutomationDirect solid state relay, panel mount, finger-safe hockey puck, 3-32 VDC input voltage, SPST, N.O. TRIAC, 25A contact rating, 24-280 VAC load voltage, zero cross, screw terminal(s), LED indicator(s). Thermal mounting pad included. | Stock | 20 | 21
AD-SSR6T25-DC-480A | AutomationDirect solid state relay, panel mount, finger-safe hockey puck, 3-32 VDC input voltage, SPST, N.O. TRIAC, 25A contact rating, 48-480 VAC load voltage, zero cross, screw terminal(s), LED indicator(s). Thermal mounting pad included. | Stock | 20.5 | 21.5
AD-SSR6T40-DC-280A | AutomationDirect solid state relay, panel mount, finger-safe hockey puck, 3-32 VDC input voltage, SPST, N.O. TRIAC, 40A contact rating, 24-280 VAC load voltage, zero cross, screw terminal(s), LED indicator(s). Thermal mounting pad included. | Stock | 24.5 | 25.5
AD-SSR6T40-DC-480A | AutomationDirect solid state relay, panel mount, finger-safe hockey puck, 3-32 VDC input voltage, SPST, N.O. TRIAC, 40A contact rating, 48-480 VAC load voltage, zero cross, screw terminal(s), LED indicator(s). Thermal mounting pad included. | Stock | 24.5 | 25.5
AD-SSR810-AC-28R | AutomationDirect solid state relay, 35mm DIN rail mount, finger-safe, 90-280 VAC input voltage, SPST, N.O. SCR, 10A contact rating, 24-280 VAC load voltage, random cross, screw terminal(s), LED indicator(s). | Stock | 30 | 31
AD-SSR810-AC-28Z | AutomationDirect solid state relay, 35mm DIN rail mount, finger-safe, 90-280 VAC input voltage, SPST, N.O. SCR, 10A contact rating, 24-280 VAC load voltage, zero cross, screw terminal(s), LED indicator(s). | Stock | 27.5 | 28.5
AD-SSR810-AC-48R | AutomationDirect solid state relay, 35mm DIN rail mount, finger-safe, 90-280 VAC input voltage, SPST, N.O. SCR, 10A contact rating, 48-480 VAC load voltage, random cross, screw terminal(s), LED indicator(s). | Stock | 35 | 36.5
AD-SSR810-AC-48Z | AutomationDirect solid state relay, 35mm DIN rail mount, finger-safe, 90-280 VAC input voltage, SPST, N.O. SCR, 10A contact rating, 48-480 VAC load voltage, zero cross, screw terminal(s), LED indicator(s). | Stock | 27.5 | 28.5
AD-SSR810-AC-60R | AutomationDirect solid state relay, 35mm DIN rail mount, finger-safe, 90-280 VAC input voltage, SPST, N.O. SCR, 10A contact rating, 48-600 VAC load voltage, random cross, screw terminal(s), LED indicator(s). | Stock | 36 | 37.5
AD-SSR810-AC-60Z | AutomationDirect solid state relay, 35mm DIN rail mount, finger-safe, 90-280 VAC input voltage, SPST, N.O. SCR, 10A contact rating, 48-600 VAC load voltage, zero cross, screw terminal(s), LED indicator(s). | Stock | 35 | 36.5
AD-SSR810-DC-28R | AutomationDirect solid state relay, 35mm DIN rail mount, finger-safe, 3-32 VDC input voltage, SPST, N.O. SCR, 10A contact rating, 24-280 VAC load voltage, random cross, screw terminal(s), LED indicator(s). | Stock | 22 | 23
AD-SSR810-DC-28RN | AutomationDirect solid state relay, 35mm DIN rail mount, finger-safe, 3-32 VDC input voltage, SPST, N.C. SCR, 10A contact rating, 24-280 VAC load voltage, random cross, screw terminal(s), LED indicator(s). | Stock | 23.5 | 24.5
AD-SSR810-DC-28Z | AutomationDirect solid state relay, 35mm DIN rail mount, finger-safe, 3-32 VDC input voltage, SPST, N.O. SCR, 10A contact rating, 24-280 VAC load voltage, zero cross, screw terminal(s), LED indicator(s). | Stock | 22 | 23
AD-SSR810-DC-48R | AutomationDirect solid state relay, 35mm DIN rail mount, finger-safe, 3-32 VDC input voltage, SPST, N.O. SCR, 10A contact rating, 48-480 VAC load voltage, random cross, screw terminal(s), LED indicator(s). | Stock | 24.5 | 25.5
AD-SSR810-DC-48Z | AutomationDirect solid state relay, 35mm DIN rail mount, finger-safe, 3-32 VDC input voltage, SPST, N.O. SCR, 10A contact rating, 48-480 VAC load voltage, zero cross, screw terminal(s), LED indicator(s). | Stock | 22.5 | 23.5
AD-SSR810-DC-60R | AutomationDirect solid state relay, 35mm DIN rail mount, finger-safe, 3-32 VDC input voltage, SPST, N.O. SCR, 10A contact rating, 48-600 VAC load voltage, random cross, screw terminal(s), LED indicator(s). | Stock | 26.5 | 27.5
AD-SSR810-DC-60Z | AutomationDirect solid state relay, 35mm DIN rail mount, finger-safe, 3-32 VDC input voltage, SPST, N.O. SCR, 10A contact rating, 48-600 VAC load voltage, zero cross, screw terminal(s), LED indicator(s). | Stock | 26.5 | 27.5
AD-SSR-THERM-PAD | AutomationDirect thermal mounting pad, package of 10. For use with solid state relays starting with AD-SSR6. | Stock | 19.5 | 20.5
AE16ANS0AC | Eaton Freedom series IEC motor starter, 7A, (3) N.O. power contact(s), 120 VAC (60Hz)/110 VAC (50Hz) coil voltage. (1) N.O. side mounted auxiliary contact and heater overload relay included. | Stock | 331 | 344
AE16ANS0BC | Eaton Freedom series IEC motor starter, 7A, (3) N.O. power contact(s), 240 VAC (60Hz)/220 VAC (50Hz) coil voltage. (1) N.O. side mounted auxiliary contact and heater overload relay included. | Stock | 360 | 374
AE16BNS0AC | Eaton Freedom series IEC motor starter, 10A, (3) N.O. power contact(s), 120 VAC (60Hz)/110 VAC (50Hz) coil voltage. (1) N.O. side mounted auxiliary contact and heater overload relay included. | Stock | 367 | 382
AE16BNS0BC | Eaton Freedom series IEC motor starter, 10A, (3) N.O. power contact(s), 240 VAC (60Hz)/220 VAC (50Hz) coil voltage. (1) N.O. side mounted auxiliary contact and heater overload relay included. | Stock | 367 | 382
AE16CNS0AC | Eaton Freedom series IEC motor starter, 12A, (3) N.O. power contact(s), 120 VAC (60Hz)/110 VAC (50Hz) coil voltage. (1) N.O. side mounted auxiliary contact and heater overload relay included. | Stock | 420 | 437
AE16CNS0BC | Eaton Freedom series IEC motor starter, 12A, (3) N.O. power contact(s), 240 VAC (60Hz)/220 VAC (50Hz) coil voltage. (1) N.O. side mounted auxiliary contact and heater overload relay included. | Stock | 420 | 437
AE16DNS0AC | Eaton Freedom series IEC motor starter, 18A, (3) N.O. power contact(s), 120 VAC (60Hz)/110 VAC (50Hz) coil voltage. (1) N.O. side mounted auxiliary contact and heater overload relay included. | Stock | 455 | 473
AE16DNS0BC | Eaton Freedom series IEC motor starter, 18A, (3) N.O. power contact(s), 240 VAC (60Hz)/220 VAC (50Hz) coil voltage. (1) N.O. side mounted auxiliary contact and heater overload relay included. | Stock | 455 | 473
AE16ENS0AC | Eaton Freedom series IEC motor starter, 25A, (3) N.O. power contact(s), 120 VAC (60Hz)/110 VAC (50Hz) coil voltage. (1) N.O. side mounted auxiliary contact and heater overload relay included. | Stock | 490 | 510
AE16ENS0BC | Eaton Freedom series IEC motor starter, 25A, (3) N.O. power contact(s), 240 VAC (60Hz)/220 VAC (50Hz) coil voltage. (1) N.O. side mounted auxiliary contact and heater overload relay included. | Stock | 490 | 510
AE16FNS0AC | Eaton Freedom series IEC motor starter, 32A, (3) N.O. power contact(s), 120 VAC (60Hz)/110 VAC (50Hz) coil voltage. (1) N.O. side mounted auxiliary contact and heater overload relay included. | Stock | 542 | 564
AE16FNS0BC | Eaton Freedom series IEC motor starter, 32A, (3) N.O. power contact(s), 240 VAC (60Hz)/220 VAC (50Hz) coil voltage. (1) N.O. side mounted auxiliary contact and heater overload relay included. | Stock | 542 | 564
AE1-AN-1A | Micro Detectors inductive proximity sensor, tubular, 8mm diameter x 45mm body, nickel-plated brass housing, NPN, N.O. output, 1.5mm sensing distance, flush, 3 kHz switching frequency, IP67, pigtail. | Stock | 17.5 | 18
AE1-AN-1F | Micro Detectors inductive proximity sensor, tubular, 8mm diameter x 50mm body, nickel-plated brass housing, NPN, N.O. output, 1.5mm sensing distance, flush, 3 kHz switching frequency, IP67, 3-pin M8 quick-disconnect. | Stock | 17.5 | 18
AE1-AN-1H | Micro Detectors inductive proximity sensor, tubular, 8mm diameter x 60mm body, nickel-plated brass housing, NPN, N.O. output, 1.5mm sensing distance, flush, 3 kHz switching frequency, IP67, 4-pin M12 quick-disconnect. | Stock | 17.5 | 18
AE1-AN-2A | Micro Detectors inductive proximity sensor, tubular, 8mm diameter x 45mm body, nickel-plated brass housing, NPN, N.O. output, 2.5mm sensing distance, non-flush, 2.5 kHz switching frequency, IP67, pigtail. | Stock | 17.5 | 18
AE1-AN-2F | Micro Detectors inductive proximity sensor, tubular, 8mm diameter x 50mm body, nickel-plated brass housing, NPN, N.O. output, 2.5mm sensing distance, non-flush, 2.5 kHz switching frequency, IP67, 3-pin M8 quick-disconnect. | Stock | 17.5 | 18
AE1-AN-2H | Micro Detectors inductive proximity sensor, tubular, 8mm diameter x 60mm body, nickel-plated brass housing, NPN, N.O. output, 2.5mm sensing distance, non-flush, 2.5 kHz switching frequency, IP67, 4-pin M12 quick-disconnect. | Stock | 17.5 | 18
AE1-AN-3A | Micro Detectors inductive proximity sensor, tubular, 8mm diameter x 45mm body, nickel-plated brass housing, NPN, N.O. output, 2mm sensing distance, flush, 3 kHz switching frequency, IP67, pigtail. | Stock | 22 | 23
AE1-AN-3F | Micro Detectors inductive proximity sensor, tubular, 8mm diameter x 50mm body, nickel-plated brass housing, NPN, N.O. output, 2mm sensing distance, flush, 3 kHz switching frequency, IP67, 3-pin M8 quick-disconnect. | Stock | 29 | 30
AE1-AN-4A | Micro Detectors inductive proximity sensor, tubular, 8mm diameter x 45mm body, nickel-plated brass housing, NPN, N.O. output, 4mm sensing distance, non-flush, 3 kHz switching frequency, IP67, pigtail. | Stock | 22 | 23
AE1-AN-4F | Micro Detectors inductive proximity sensor, tubular, 8mm diameter x 50mm body, nickel-plated brass housing, NPN, N.O. output, 4mm sensing distance, non-flush, 3 kHz switching frequency, IP67, 3-pin M8 quick-disconnect. | Stock | 22 | 23
AE1-AN-5A | AutomationDirect inductive proximity sensor, tubular, 8mm diameter x 45mm body, chrome-plated brass housing, NPN, N.O. output, 3mm sensing distance, semi-flush, 1 kHz switching frequency, IP67, pigtail. | Stock | 63 | 66
AE1-AN-5F | AutomationDirect inductive proximity sensor, tubular, 8mm diameter x 60mm body, chrome-plated brass housing, NPN, N.O. output, 3mm sensing distance, semi-flush, 1 kHz switching frequency, IP67, 3-pin M8 quick-disconnect. | Stock | 63 | 66
AE1-AP-1A | Micro Detectors inductive proximity sensor, tubular, 8mm diameter x 45mm body, nickel-plated brass housing, PNP, N.O. output, 1.5mm sensing distance, flush, 3 kHz switching frequency, IP67, pigtail. | Stock | 17.5 | 18
AE1-AP-1F | Micro Detectors inductive proximity sensor, tubular, 8mm diameter x 50mm body, nickel-plated brass housing, PNP, N.O. output, 1.5mm sensing distance, flush, 3 kHz switching frequency, IP67, 3-pin M8 quick-disconnect. | Stock | 17.5 | 18
AE1-AP-1H | Micro Detectors inductive proximity sensor, tubular, 8mm diameter x 60mm body, nickel-plated brass housing, PNP, N.O. output, 1.5mm sensing distance, flush, 3 kHz switching frequency, IP67, 4-pin M12 quick-disconnect. | Stock | 17.5 | 18
AE1-AP-2A | Micro Detectors inductive proximity sensor, tubular, 8mm diameter x 45mm body, nickel-plated brass housing, PNP, N.O. output, 2.5mm sensing distance, non-flush, 2.5 kHz switching frequency, IP67, pigtail. | Stock | 23 | 24
AE1-AP-2F | Micro Detectors inductive proximity sensor, tubular, 8mm diameter x 50mm body, nickel-plated brass housing, PNP, N.O. output, 2.5mm sensing distance, non-flush, 2.5 kHz switching frequency, IP67, 3-pin M8 quick-disconnect. | Stock | 17.5 | 18
AE1-AP-2H | Micro Detectors inductive proximity sensor, tubular, 8mm diameter x 60mm body, nickel-plated brass housing, PNP, N.O. output, 2.5mm sensing distance, non-flush, 2.5 kHz switching frequency, IP67, 4-pin M12 quick-disconnect. | Stock | 23 | 24
AE1-AP-3A | Micro Detectors inductive proximity sensor, tubular, 8mm diameter x 45mm body, nickel-plated brass housing, PNP, N.O. output, 2mm sensing distance, flush, 3 kHz switching frequency, IP67, pigtail. | Stock | 22 | 23
AE1-AP-3F | Micro Detectors inductive proximity sensor, tubular, 8mm diameter x 50mm body, nickel-plated brass housing, PNP, N.O. output, 2mm sensing distance, flush, 3 kHz switching frequency, IP67, 3-pin M8 quick-disconnect. | Stock | 22 | 23
AE1-AP-4A | Micro Detectors inductive proximity sensor, tubular, 8mm diameter x 45mm body, nickel-plated brass housing, PNP, N.O. output, 4mm sensing distance, non-flush, 3 kHz switching frequency, IP67, pigtail. | Stock | 29 | 30
AE1-AP-4F | Micro Detectors inductive proximity sensor, tubular, 8mm diameter x 50mm body, nickel-plated brass housing, PNP, N.O. output, 4mm sensing distance, non-flush, 3 kHz switching frequency, IP67, 3-pin M8 quick-disconnect. | Stock | 22 | 23
AE1-AP-5A | AutomationDirect inductive proximity sensor, tubular, 8mm diameter x 45mm body, chrome-plated brass housing, PNP, N.O. output, 3mm sensing distance, semi-flush, 1 kHz switching frequency, IP67, pigtail. | Stock | 63 | 66
AE1-AP-5F | AutomationDirect inductive proximity sensor, tubular, 8mm diameter x 60mm body, chrome-plated brass housing, PNP, N.O. output, 3mm sensing distance, semi-flush, 1 kHz switching frequency, IP67, 3-pin M8 quick-disconnect. | Stock | 63 | 66
AE6-AN-3A | Micro Detectors inductive proximity sensor, tubular, 8mm diameter x 35.5mm body, nickel-plated brass housing, NPN, N.O. output, 2mm sensing distance, flush, 3 kHz switching frequency, IP67, pigtail. | Stock | 26 | 27
AE6-AN-3F | Micro Detectors inductive proximity sensor, tubular, 8mm diameter x 40mm body, nickel-plated brass housing, NPN, N.O. output, 2mm sensing distance, flush, 3 kHz switching frequency, IP67, 3-pin M8 quick-disconnect. | Stock | 34.5 | 36
AE6-AN-4A | Micro Detectors inductive proximity sensor, tubular, 8mm diameter x 35.5mm body, nickel-plated brass housing, NPN, N.O. output, 4mm sensing distance, non-flush, 3 kHz switching frequency, IP67, pigtail. | Stock | 26 | 27
AE6-AN-4F | Micro Detectors inductive proximity sensor, tubular, 8mm diameter x 40mm body, nickel-plated brass housing, NPN, N.O. output, 4mm sensing distance, non-flush, 3 kHz switching frequency, IP67, 3-pin M8 quick-disconnect. | Stock | 34.5 | 36
AE6-AP-3A | Micro Detectors inductive proximity sensor, tubular, 8mm diameter x 35.5mm body, nickel-plated brass housing, PNP, N.O. output, 2mm sensing distance, flush, 3 kHz switching frequency, IP67, pigtail. | Stock | 26 | 27
AE6-AP-3F | Micro Detectors inductive proximity sensor, tubular, 8mm diameter x 40mm body, nickel-plated brass housing, PNP, N.O. output, 2mm sensing distance, flush, 3 kHz switching frequency, IP67, 3-pin M8 quick-disconnect. | Stock | 26 | 27
AE6-AP-4A | Micro Detectors inductive proximity sensor, tubular, 8mm diameter x 35.5mm body, nickel-plated brass housing, PNP, N.O. output, 4mm sensing distance, non-flush, 3 kHz switching frequency, IP67, pigtail. | Stock | 26 | 27
AE6-AP-4F | Micro Detectors inductive proximity sensor, tubular, 8mm diameter x 40mm body, nickel-plated brass housing, PNP, N.O. output, 4mm sensing distance, non-flush, 3 kHz switching frequency, IP67, 3-pin M8 quick-disconnect. | Stock | 26 | 27
A-EFOI-04 | igus igubal E series mounted spherical bearing, type L280 polymer bearing, 1/4in inside diameter, 2-bolt flange. Package of 4. | Stock | 14.5 | 15
A-EFOI-08 | igus igubal E series mounted spherical bearing, type L280 polymer bearing, 1/2in inside diameter, 2-bolt flange. Package of 2. | Stock | 15 | 15.5
A-EFOI-12 | igus igubal E series mounted spherical bearing, type L280 polymer bearing, 3/4in inside diameter, 2-bolt flange. | Stock | 13.5 | 14
A-EFOI-16 | igus igubal E series mounted spherical bearing, type L280 polymer bearing, 1in inside diameter, 2-bolt flange. | Stock | 17 | 17.5
A-EFSI-04 | igus igubal E series mounted spherical bearing, type L280 polymer bearing, 1/4in inside diameter, 4-bolt flange. Package of 4. | Stock | 20.5 | 21.5
A-EFSI-08 | igus igubal E series mounted spherical bearing, type L280 polymer bearing, 1/2in inside diameter, 4-bolt flange. Package of 2. | Stock | 16 | 16.5
A-EFSI-12 | igus igubal E series mounted spherical bearing, type L280 polymer bearing, 3/4in inside diameter, 4-bolt flange. | Stock | 12.5 | 13
A-EFSI-16 | igus igubal E series mounted spherical bearing, type L280 polymer bearing, 1in inside diameter, 4-bolt flange. | Stock | 15 | 15.5
AEM2G1101Z11-3R | AutomationDirect compact limit switch, metal plunger, (1) N.O./(1) N.C. contact(s), snap action, 35mm wide body, die-cast zinc, pigtail, 9.8ft/3m cable length, right exit. | Stock | 23.5 | 24.5
AEM2G1101Z11M | AutomationDirect compact limit switch, metal plunger, (1) N.O./(1) N.C. contact(s), snap action, 35mm wide body, die-cast zinc, 5-pin M12 quick-disconnect, bottom exit. | Stock | 22.5 | 23.5
AEM2G1101Z11MR | AutomationDirect compact limit switch, metal plunger, (1) N.O./(1) N.C. contact(s), snap action, 35mm wide body, die-cast zinc, 5-pin M12 quick-disconnect, right exit. | Stock | 22.5 | 23.5
AEM2G11X11-3 | AutomationDirect compact limit switch, metal plunger, (1) N.O./(1) N.C. contact(s), slow action break before make, 35mm wide body, die-cast zinc, pigtail, 9.8ft/3m cable length, bottom exit. | Stock | 25.5 | 26.5
AEM2G11Z11-3 | AutomationDirect compact limit switch, metal plunger, (1) N.O./(1) N.C. contact(s), snap action, 35mm wide body, die-cast zinc, pigtail, 9.8ft/3m cable length, bottom exit. | Stock | 25.5 | 26.5
AEM2G1201Z11-3R | AutomationDirect compact limit switch, metal plunger with metal roller, (1) N.O./(1) N.C. contact(s), snap action, 35mm wide body, die-cast zinc, pigtail, 9.8ft/3m cable length, right exit. | Stock | 25.5 | 26.5
AEM2G1201Z11M | AutomationDirect compact limit switch, metal plunger with metal roller, (1) N.O./(1) N.C. contact(s), snap action, 35mm wide body, die-cast zinc, 5-pin M12 quick-disconnect, bottom exit. | Stock | 23.5 | 24.5
AEM2G1201Z11MR | AutomationDirect compact limit switch, metal plunger with metal roller, (1) N.O./(1) N.C. contact(s), snap action, 35mm wide body, die-cast zinc, 5-pin M12 quick-disconnect, right exit. | Stock | 23.5 | 24.5
AEM2G12X11-3 | AutomationDirect compact limit switch, metal plunger with metal roller, (1) N.O./(1) N.C. contact(s), slow action break before make, 35mm wide body, die-cast zinc, pigtail, 9.8ft/3m cable length, bottom exit. | Stock | 31 | 32
AEM2G12Z11-3 | AutomationDirect compact limit switch, metal plunger with metal roller, (1) N.O./(1) N.C. contact(s), snap action, 35mm wide body, die-cast zinc, pigtail, 9.8ft/3m cable length, bottom exit. | Stock | 31 | 32
AEM2G12Z11-HF1 | AutomationDirect compact limit switch, metal plunger with metal roller, (1) N.O./(1) N.C. contact(s), snap action, 35mm wide body, die-cast zinc, pigtail, halogen free, 3.2ft/1m cable length, bottom exit. | Stock | 24 | 25
AEM2G1301Z11-3R | AutomationDirect compact limit switch, metal plunger with nylon roller, (1) N.O./(1) N.C. contact(s), snap action, 35mm wide body, die-cast zinc, pigtail, 9.8ft/3m cable length, right exit. | Stock | 25.5 | 26.5
AEM2G1301Z11M | AutomationDirect compact limit switch, metal plunger with nylon roller, (1) N.O./(1) N.C. contact(s), snap action, 35mm wide body, die-cast zinc, 5-pin M12 quick-disconnect, bottom exit. | Stock | 23.5 | 24.5
AEM2G1301Z11MR | AutomationDirect compact limit switch, metal plunger with nylon roller, (1) N.O./(1) N.C. contact(s), snap action, 35mm wide body, die-cast zinc, 5-pin M12 quick-disconnect, right exit. | Stock | 23.5 | 24.5
AEM2G13X11-3 | AutomationDirect compact limit switch, metal plunger with nylon roller, (1) N.O./(1) N.C. contact(s), slow action break before make, 35mm wide body, die-cast zinc, pigtail, 9.8ft/3m cable length, bottom exit. | Stock | 30 | 31
AEM2G13Z11-3 | AutomationDirect compact limit switch, metal plunger with nylon roller, (1) N.O./(1) N.C. contact(s), snap action, 35mm wide body, die-cast zinc, pigtail, 9.8ft/3m cable length, bottom exit. | Stock | 30 | 31
AEM2G1401Z11-3R | AutomationDirect compact limit switch, metal plunger with metal cross roller, (1) N.O./(1) N.C. contact(s), snap action, 35mm wide body, die-cast zinc, pigtail, 9.8ft/3m cable length, right exit. | Stock | 25.5 | 26.5
AEM2G1401Z11M | AutomationDirect compact limit switch, metal plunger with metal cross roller, (1) N.O./(1) N.C. contact(s), snap action, 35mm wide body, die-cast zinc, 5-pin M12 quick-disconnect, bottom exit. | Stock | 23.5 | 24.5
AEM2G1401Z11MR | AutomationDirect compact limit switch, metal plunger with metal cross roller, (1) N.O./(1) N.C. contact(s), snap action, 35mm wide body, die-cast zinc, 5-pin M12 quick-disconnect, right exit. | Stock | 23.5 | 24.5
AEM2G14X11-3 | AutomationDirect compact limit switch, metal plunger with metal cross roller, (1) N.O./(1) N.C. contact(s), slow action break before make, 35mm wide body, die-cast zinc, pigtail, 9.8ft/3m cable length, bottom exit. | Stock | 30.5 | 31.5
AEM2G14Z11-3 | AutomationDirect compact limit switch, metal plunger with metal cross roller, (1) N.O./(1) N.C. contact(s), snap action, 35mm wide body, die-cast zinc, pigtail, 9.8ft/3m cable length, bottom exit. | Stock | 30.5 | 31.5
AEM2G1501Z11-3R | AutomationDirect compact limit switch, metal plunger with nylon cross roller, (1) N.O./(1) N.C. contact(s), snap action, 35mm wide body, die-cast zinc, pigtail, 9.8ft/3m cable length, right exit. | Stock | 24.5 | 25.5
AEM2G1501Z11M | AutomationDirect compact limit switch, metal plunger with nylon cross roller, (1) N.O./(1) N.C. contact(s), snap action, 35mm wide body, die-cast zinc, 5-pin M12 quick-disconnect, bottom exit. | Stock | 23.5 | 24.5
AEM2G1501Z11MR | AutomationDirect compact limit switch, metal plunger with nylon cross roller, (1) N.O./(1) N.C. contact(s), snap action, 35mm wide body, die-cast zinc, 5-pin M12 quick-disconnect, right exit. | Stock | 23.5 | 24.5
AEM2G15X11-3 | AutomationDirect compact limit switch, metal plunger with nylon cross roller, (1) N.O./(1) N.C. contact(s), slow action break before make, 35mm wide body, die-cast zinc, pigtail, 9.8ft/3m cable length, bottom exit. | Stock | 29 | 30
AEM2G15Z11-3 | AutomationDirect compact limit switch, metal plunger with nylon cross roller, (1) N.O./(1) N.C. contact(s), snap action, 35mm wide body, die-cast zinc, pigtail, 9.8ft/3m cable length, bottom exit. | Stock | 29 | 30
AEM2G1601Z11-3R | AutomationDirect compact limit switch, metal plunger with dust cap, (1) N.O./(1) N.C. contact(s), snap action, 35mm wide body, die-cast zinc, pigtail, 9.8ft/3m cable length, right exit. | Stock | 25.5 | 26.5
AEM2G1601Z11M | AutomationDirect compact limit switch, metal plunger with dust cap, (1) N.O./(1) N.C. contact(s), snap action, 35mm wide body, die-cast zinc, 5-pin M12 quick-disconnect, bottom exit. | Stock | 23.5 | 24.5
AEM2G1601Z11MR | AutomationDirect compact limit switch, metal plunger with dust cap, (1) N.O./(1) N.C. contact(s), snap action, 35mm wide body, die-cast zinc, 5-pin M12 quick-disconnect, right exit. | Stock | 23.5 | 24.5
AEM2G16X11-3 | AutomationDirect compact limit switch, metal plunger with dust cap, (1) N.O./(1) N.C. contact(s), slow action break before make, 35mm wide body, die-cast zinc, pigtail, 9.8ft/3m cable length, bottom exit. | Stock | 30 | 31
AEM2G16Z11-3 | AutomationDirect compact limit switch, metal plunger with dust cap, (1) N.O./(1) N.C. contact(s), snap action, 35mm wide body, die-cast zinc, pigtail, 9.8ft/3m cable length, bottom exit. | Stock | 30 | 31
AEM2G16Z11-HF1 | AutomationDirect compact limit switch, metal plunger with dust cap, (1) N.O./(1) N.C. contact(s), snap action, 35mm wide body, die-cast zinc, pigtail, halogen free, 3.2ft/1m cable length, bottom exit. | Stock | 24 | 25
AEM2G1701Z11-3R | AutomationDirect compact limit switch, metal plunger with metal roller and dust cap, (1) N.O./(1) N.C. contact(s), snap action, 35mm wide body, die-cast zinc, pigtail, 9.8ft/3m cable length, right exit. | Stock | 28 | 29
AEM2G1701Z11M | AutomationDirect compact limit switch, metal plunger with metal roller and dust cap, (1) N.O./(1) N.C. contact(s), snap action, 35mm wide body, die-cast zinc, 5-pin M12 quick-disconnect, bottom exit. | Stock | 24.5 | 25.5
AEM2G1701Z11MR | AutomationDirect compact limit switch, metal plunger with metal roller and dust cap, (1) N.O./(1) N.C. contact(s), snap action, 35mm wide body, die-cast zinc, 5-pin M12 quick-disconnect, right exit. | Stock | 24.5 | 25.5
AEM2G17Z11-3 | AutomationDirect compact limit switch, metal plunger with metal roller and dust cap, (1) N.O./(1) N.C. contact(s), snap action, 35mm wide body, die-cast zinc, pigtail, 9.8ft/3m cable length, bottom exit. | Stock | 28 | 29
AEM2G1801Z11-3R | AutomationDirect compact limit switch, metal plunger with bevel cut, (1) N.O./(1) N.C. contact(s), snap action, 35mm wide body, die-cast zinc, pigtail, 9.8ft/3m cable length, right exit. | Stock | 35 | 36.5
AEM2G1801Z11M | AutomationDirect compact limit switch, metal plunger with bevel cut, (1) N.O./(1) N.C. contact(s), snap action, 35mm wide body, die-cast zinc, 5-pin M12 quick-disconnect, bottom exit. | Stock | 31 | 32
AEM2G1801Z11MR | AutomationDirect compact limit switch, metal plunger with bevel cut, (1) N.O./(1) N.C. contact(s), snap action, 35mm wide body, die-cast zinc, 5-pin M12 quick-disconnect, right exit. | Stock | 31 | 32
AEM2G18Z11-3 | AutomationDirect compact limit switch, metal plunger with bevel cut, (1) N.O./(1) N.C. contact(s), snap action, 35mm wide body, die-cast zinc, pigtail, 9.8ft/3m cable length, bottom exit. | Stock | 35 | 36.5
AEM2G2101Z11-3R | AutomationDirect compact limit switch, metal plunger with fixing nuts, (1) N.O./(1) N.C. contact(s), snap action, 35mm wide body, die-cast zinc, pigtail, 9.8ft/3m cable length, right exit. | Stock | 24.5 | 25.5
AEM2G2101Z11M | AutomationDirect compact limit switch, metal plunger with fixing nuts, (1) N.O./(1) N.C. contact(s), snap action, 35mm wide body, die-cast zinc, 5-pin M12 quick-disconnect, bottom exit. | Stock | 22.5 | 23.5
AEM2G2101Z11MR | AutomationDirect compact limit switch, metal plunger with fixing nuts, (1) N.O./(1) N.C. contact(s), snap action, 35mm wide body, die-cast zinc, 5-pin M12 quick-disconnect, right exit. | Stock | 22.5 | 23.5
AEM2G21X11-3 | AutomationDirect compact limit switch, metal plunger with fixing nuts, (1) N.O./(1) N.C. contact(s), slow action break before make, 35mm wide body, die-cast zinc, pigtail, 9.8ft/3m cable length, bottom exit. | Stock | 28 | 29
AEM2G21Z11-3 | AutomationDirect compact limit switch, metal plunger with fixing nuts, (1) N.O./(1) N.C. contact(s), snap action, 35mm wide body, die-cast zinc, pigtail, 9.8ft/3m cable length, bottom exit. | Stock | 28 | 29
AEM2G2201Z11-3R | AutomationDirect compact limit switch, metal plunger with metal roller and fixing nuts, (1) N.O./(1) N.C. contact(s), snap action, 35mm wide body, die-cast zinc, pigtail, 9.8ft/3m cable length, right exit. | Stock | 27 | 28
AEM2G2201Z11M | AutomationDirect compact limit switch, metal plunger with metal roller and fixing nuts, (1) N.O./(1) N.C. contact(s), snap action, 35mm wide body, die-cast zinc, 5-pin M12 quick-disconnect, bottom exit. | Stock | 24.5 | 25.5
AEM2G2201Z11MR | AutomationDirect compact limit switch, metal plunger with metal roller and fixing nuts, (1) N.O./(1) N.C. contact(s), snap action, 35mm wide body, die-cast zinc, 5-pin M12 quick-disconnect, right exit. | Stock | 24.5 | 25.5
AEM2G22X11-3 | AutomationDirect compact limit switch, metal plunger with metal roller and fixing nuts, (1) N.O./(1) N.C. contact(s), slow action break before make, 35mm wide body, die-cast zinc, pigtail, 9.8ft/3m cable length, bottom exit. | Stock | 30.5 | 31.5
AEM2G22Z11-3 | AutomationDirect compact limit switch, metal plunger with metal roller and fixing nuts, (1) N.O./(1) N.C. contact(s), snap action, 35mm wide body, die-cast zinc, pigtail, 9.8ft/3m cable length, bottom exit. | Stock | 30.5 | 31.5
AEM2G2301Z11-3R | AutomationDirect compact limit switch, metal plunger with nylon roller with fixing nuts, (1) N.O./(1) N.C. contact(s), snap action, 35mm wide body, die-cast zinc, pigtail, 9.8ft/3m cable length, right exit. | Stock | 27 | 28
AEM2G2301Z11M | AutomationDirect compact limit switch, metal plunger with nylon roller with fixing nuts, (1) N.O./(1) N.C. contact(s), snap action, 35mm wide body, die-cast zinc, 5-pin M12 quick-disconnect, bottom exit. | Stock | 24.5 | 25.5
AEM2G2301Z11MR | AutomationDirect compact limit switch, metal plunger with nylon roller with fixing nuts, (1) N.O./(1) N.C. contact(s), snap action, 35mm wide body, die-cast zinc, 5-pin M12 quick-disconnect, right exit. | Stock | 24.5 | 25.5
AEM2G23X11-3 | AutomationDirect compact limit switch, metal plunger with nylon roller with fixing nuts, (1) N.O./(1) N.C. contact(s), slow action break before make, 35mm wide body, die-cast zinc, pigtail, 9.8ft/3m cable length, bottom exit. | Stock | 30.5 | 31.5
AEM2G23Z11-3 | AutomationDirect compact limit switch, metal plunger with nylon roller with fixing nuts, (1) N.O./(1) N.C. contact(s), snap action, 35mm wide body, die-cast zinc, pigtail, 9.8ft/3m cable length, bottom exit. | Stock | 30.5 | 31.5
AEM2G2401Z11-3R | AutomationDirect compact limit switch, metal plunger with metal cross roller and fixing nuts, (1) N.O./(1) N.C. contact(s), snap action, 35mm wide body, die-cast zinc, pigtail, 9.8ft/3m cable length, right exit. | Stock | 27 | 28
AEM2G2401Z11M | AutomationDirect compact limit switch, metal plunger with metal cross roller and fixing nuts, (1) N.O./(1) N.C. contact(s), snap action, 35mm wide body, die-cast zinc, 5-pin M12 quick-disconnect, bottom exit. | Stock | 24.5 | 25.5
AEM2G2401Z11MR | AutomationDirect compact limit switch, metal plunger with metal cross roller and fixing nuts, (1) N.O./(1) N.C. contact(s), snap action, 35mm wide body, die-cast zinc, 5-pin M12 quick-disconnect, right exit. | Stock | 24.5 | 25.5
AEM2G24X11-3 | AutomationDirect compact limit switch, metal plunger with metal cross roller and fixing nuts, (1) N.O./(1) N.C. contact(s), slow action break before make, 35mm wide body, die-cast zinc, pigtail, 9.8ft/3m cable length, bottom exit. | Stock | 30.5 | 31.5
AEM2G24Z11-3 | AutomationDirect compact limit switch, metal plunger with metal cross roller and fixing nuts, (1) N.O./(1) N.C. contact(s), snap action, 35mm wide body, die-cast zinc, pigtail, 9.8ft/3m cable length, bottom exit. | Stock | 30.5 | 31.5
AEM2G25Z11-3 | AutomationDirect compact limit switch, metal plunger with nylon cross roller and fixing nuts, (1) N.O./(1) N.C. contact(s), snap action, 35mm wide body, die-cast zinc, pigtail, 9.8ft/3m cable length, bottom exit. | Stock | 30.5 | 31.5
AEM2G4120Z11-3R | AutomationDirect compact limit switch, side rotary lever with 14mm nylon roller, (1) N.O./(1) N.C. contact(s), snap action, 35mm wide body, die-cast zinc, pigtail, 9.8ft/3m cable length, right exit. | Stock | 24.5 | 25.5
AEM2G4120Z11M | AutomationDirect compact limit switch, side rotary lever with 14mm nylon roller, (1) N.O./(1) N.C. contact(s), snap action, 35mm wide body, die-cast zinc, 5-pin M12 quick-disconnect, bottom exit. | Stock | 22.5 | 23.5
AEM2G4120Z11MR | AutomationDirect compact limit switch, side rotary lever with 14mm nylon roller, (1) N.O./(1) N.C. contact(s), snap action, 35mm wide body, die-cast zinc, 5-pin M12 quick-disconnect, right exit. | Stock | 22.5 | 23.5
AEM2G41X11-3 | AutomationDirect compact limit switch, side rotary lever with 14mm nylon roller, (1) N.O./(1) N.C. contact(s), slow action break before make, 35mm wide body, die-cast zinc, pigtail, 9.8ft/3m cable length, bottom exit. | Stock | 28 | 29
AEM2G41Z11-3 | AutomationDirect compact limit switch, side rotary lever with 14mm nylon roller, (1) N.O./(1) N.C. contact(s), snap action, 35mm wide body, die-cast zinc, pigtail, 9.8ft/3m cable length, bottom exit. | Stock | 28 | 29
AEM2G4220Z11-3R | AutomationDirect compact limit switch, side rotary lever with 14mm metal roller, (1) N.O./(1) N.C. contact(s), snap action, 35mm wide body, die-cast zinc, pigtail, 9.8ft/3m cable length, right exit. | Stock | 24.5 | 25.5
AEM2G4220Z11M | AutomationDirect compact limit switch, side rotary lever with 14mm metal roller, (1) N.O./(1) N.C. contact(s), snap action, 35mm wide body, die-cast zinc, 5-pin M12 quick-disconnect, bottom exit. | Stock | 22.5 | 23.5
AEM2G4220Z11MR | AutomationDirect compact limit switch, side rotary lever with 14mm metal roller, (1) N.O./(1) N.C. contact(s), snap action, 35mm wide body, die-cast zinc, 5-pin M12 quick-disconnect, right exit. | Stock | 22.5 | 23.5
AEM2G42X11-3 | AutomationDirect compact limit switch, side rotary lever with 14mm metal roller, (1) N.O./(1) N.C. contact(s), slow action break before make, 35mm wide body, die-cast zinc, pigtail, 9.8ft/3m cable length, bottom exit. | Stock | 28.5 | 29.5
AEM2G42Z11-3 | AutomationDirect compact limit switch, side rotary lever with 14mm metal roller, (1) N.O./(1) N.C. contact(s), snap action, 35mm wide body, die-cast zinc, pigtail, 9.8ft/3m cable length, bottom exit. | Stock | 28.5 | 29.5
AEM2G42Z11-HF1 | AutomationDirect compact limit switch, side rotary lever with 14mm metal roller, (1) N.O./(1) N.C. contact(s), snap action, 35mm wide body, die-cast zinc, pigtail, halogen free, 3.2ft/1m cable length, bottom exit. | Stock | 24 | 25
AEM2G4320Z11-3R | AutomationDirect compact limit switch, side rotary lever with 14mm ball bearing roller, (1) N.O./(1) N.C. contact(s), snap action, 35mm wide body, die-cast zinc, pigtail, 9.8ft/3m cable length, right exit. | Stock | 25.5 | 26.5
AEM2G4320Z11M | AutomationDirect compact limit switch, side rotary lever with 14mm ball bearing roller, (1) N.O./(1) N.C. contact(s), snap action, 35mm wide body, die-cast zinc, 5-pin M12 quick-disconnect, bottom exit. | Stock | 22.5 | 23.5
AEM2G4320Z11MR | AutomationDirect compact limit switch, side rotary lever with 14mm ball bearing roller, (1) N.O./(1) N.C. contact(s), snap action, 35mm wide body, die-cast zinc, 5-pin M12 quick-disconnect, right exit. | Stock | 22.5 | 23.5
AEM2G43X11-3 | AutomationDirect compact limit switch, side rotary lever with 14mm ball bearing roller, (1) N.O./(1) N.C. contact(s), slow action break before make, 35mm wide body, die-cast zinc, pigtail, 9.8ft/3m cable length, bottom exit. | Stock | 29 | 30
AEM2G43Z11-3 | AutomationDirect compact limit switch, side rotary lever with 14mm ball bearing roller, (1) N.O./(1) N.C. contact(s), snap action, 35mm wide body, die-cast zinc, pigtail, 9.8ft/3m cable length, bottom exit. | Stock | 29 | 30
AEM2G4520Z11-3R | AutomationDirect compact limit switch, side rotary lever with 18mm nylon roller, (1) N.O./(1) N.C. contact(s), snap action, 35mm wide body, die-cast zinc, pigtail, 9.8ft/3m cable length, right exit. | Stock | 25.5 | 26.5
AEM2G4520Z11M | AutomationDirect compact limit switch, side rotary lever with 18mm nylon roller, (1) N.O./(1) N.C. contact(s), snap action, 35mm wide body, die-cast zinc, 5-pin M12 quick-disconnect, bottom exit. | Stock | 23.5 | 24.5
AEM2G4520Z11MR | AutomationDirect compact limit switch, side rotary lever with 18mm nylon roller, (1) N.O./(1) N.C. contact(s), snap action, 35mm wide body, die-cast zinc, 5-pin M12 quick-disconnect, right exit. | Stock | 23.5 | 24.5
AEM2G45X11-3 | AutomationDirect compact limit switch, side rotary lever with 18mm nylon roller, (1) N.O./(1) N.C. contact(s), slow action break before make, 35mm wide body, die-cast zinc, pigtail, 9.8ft/3m cable length, bottom exit. | Stock | 30 | 31
AEM2G45Z11-3 | AutomationDirect compact limit switch, side rotary lever with 18mm nylon roller, (1) N.O./(1) N.C. contact(s), snap action, 35mm wide body, die-cast zinc, pigtail, 9.8ft/3m cable length, bottom exit. | Stock | 30 | 31
AEM2G5120Z11-3R | AutomationDirect compact limit switch, side rotary adjustable lever with 18mm nylon roller, (1) N.O./(1) N.C. contact(s), snap action, 35mm wide body, die-cast zinc, pigtail, 9.8ft/3m cable length, right exit. | Stock | 27 | 28
AEM2G5120Z11M | AutomationDirect compact limit switch, side rotary adjustable lever with 18mm nylon roller, (1) N.O./(1) N.C. contact(s), snap action, 35mm wide body, die-cast zinc, 5-pin M12 quick-disconnect, bottom exit. | Stock | 23.5 | 24.5
AEM2G5120Z11MR | AutomationDirect compact limit switch, side rotary adjustable lever with 18mm nylon roller, (1) N.O./(1) N.C. contact(s), snap action, 35mm wide body, die-cast zinc, 5-pin M12 quick-disconnect, right exit. | Stock | 23.5 | 24.5
AEM2G51X11-3 | AutomationDirect compact limit switch, side rotary adjustable lever with 18mm nylon roller, (1) N.O./(1) N.C. contact(s), slow action break before make, 35mm wide body, die-cast zinc, pigtail, 9.8ft/3m cable length, bottom exit. | Stock | 30.5 | 31.5
AEM2G51Z11-3 | AutomationDirect compact limit switch, side rotary adjustable lever with 18mm nylon roller, (1) N.O./(1) N.C. contact(s), snap action, 35mm wide body, die-cast zinc, pigtail, 9.8ft/3m cable length, bottom exit. | Stock | 30.5 | 31.5
AEM2G51Z11-HF1 | AutomationDirect compact limit switch, side rotary adjustable lever with 18mm nylon roller, (1) N.O./(1) N.C. contact(s), snap action, 35mm wide body, die-cast zinc, pigtail, halogen free, 3.2ft/1m cable length, bottom exit. | Stock | 24 | 25
AEM2G6120Z11-3R | AutomationDirect compact limit switch, side rotary lever with nylon tipped stainless steel spring, (1) N.O./(1) N.C. contact(s), snap action, 35mm wide body, die-cast zinc, pigtail, 9.8ft/3m cable length, right exit. | Stock | 25.5 | 26.5
AEM2G6120Z11M | AutomationDirect compact limit switch, side rotary lever with nylon tipped stainless steel spring, (1) N.O./(1) N.C. contact(s), snap action, 35mm wide body, die-cast zinc, 5-pin M12 quick-disconnect, bottom exit. | Stock | 23.5 | 24.5
AEM2G6120Z11MR | AutomationDirect compact limit switch, side rotary lever with nylon tipped stainless steel spring, (1) N.O./(1) N.C. contact(s), snap action, 35mm wide body, die-cast zinc, 5-pin M12 quick-disconnect, right exit. | Stock | 23.5 | 24.5
AEM2G61X11-3 | AutomationDirect compact limit switch, side rotary lever with nylon tipped stainless steel spring, (1) N.O./(1) N.C. contact(s), slow action break before make, 35mm wide body, die-cast zinc, pigtail, 9.8ft/3m cable length, bottom exit. | Stock | 30 | 31
AEM2G61Z11-3 | AutomationDirect compact limit switch, side rotary lever with nylon tipped stainless steel spring, (1) N.O./(1) N.C. contact(s), snap action, 35mm wide body, die-cast zinc, pigtail, 9.8ft/3m cable length, bottom exit. | Stock | 30 | 31
AEM2G7120Z11-3R | AutomationDirect compact limit switch, side rotary adjustable 3mm stainless steel rod, (1) N.O./(1) N.C. contact(s), snap action, 35mm wide body, die-cast zinc, pigtail, 9.8ft/3m cable length, right exit. | Stock | 25.5 | 26.5
AEM2G7120Z11M | AutomationDirect compact limit switch, side rotary adjustable 3mm stainless steel rod, (1) N.O./(1) N.C. contact(s), snap action, 35mm wide body, die-cast zinc, 5-pin M12 quick-disconnect, bottom exit. | Stock | 23.5 | 24.5
AEM2G7120Z11MR | AutomationDirect compact limit switch, side rotary adjustable 3mm stainless steel rod, (1) N.O./(1) N.C. contact(s), snap action, 35mm wide body, die-cast zinc, 5-pin M12 quick-disconnect, right exit. | Stock | 23.5 | 24.5
AEM2G71X11-3 | AutomationDirect compact limit switch, side rotary adjustable 3mm stainless steel rod, (1) N.O./(1) N.C. contact(s), slow action break before make, 35mm wide body, die-cast zinc, pigtail, 9.8ft/3m cable length, bottom exit. | Stock | 30 | 31
AEM2G71Z11-3 | AutomationDirect compact limit switch, side rotary adjustable 3mm stainless steel rod, (1) N.O./(1) N.C. contact(s), snap action, 35mm wide body, die-cast zinc, pigtail, 9.8ft/3m cable length, bottom exit. | Stock | 30 | 31
AEM2G71Z11-HF1 | AutomationDirect compact limit switch, side rotary adjustable 3mm stainless steel rod, (1) N.O./(1) N.C. contact(s), snap action, 35mm wide body, die-cast zinc, pigtail, halogen free, 3.2ft/1m cable length, bottom exit. | Stock | 24 | 25
AEM2G7320Z11-3R | AutomationDirect compact limit switch, side rotary adjustable 6mm nylon rod, (1) N.O./(1) N.C. contact(s), snap action, 35mm wide body, die-cast zinc, pigtail, 9.8ft/3m cable length, right exit. | Stock | 25.5 | 26.5
AEM2G7320Z11M | AutomationDirect compact limit switch, side rotary adjustable 6mm nylon rod, (1) N.O./(1) N.C. contact(s), snap action, 35mm wide body, die-cast zinc, 5-pin M12 quick-disconnect, bottom exit. | Stock | 23.5 | 24.5
AEM2G7320Z11MR | AutomationDirect compact limit switch, side rotary adjustable 6mm nylon rod, (1) N.O./(1) N.C. contact(s), snap action, 35mm wide body, die-cast zinc, 5-pin M12 quick-disconnect, right exit. | Stock | 23.5 | 24.5
AEM2G73X11-3 | AutomationDirect compact limit switch, side rotary adjustable 6mm nylon rod, (1) N.O./(1) N.C. contact(s), slow action break before make, 35mm wide body, die-cast zinc, pigtail, 9.8ft/3m cable length, bottom exit. | Stock | 29.5 | 30.5
AEM2G73Z11-3 | AutomationDirect compact limit switch, side rotary adjustable 6mm nylon rod, (1) N.O./(1) N.C. contact(s), snap action, 35mm wide body, die-cast zinc, pigtail, 9.8ft/3m cable length, bottom exit. | Stock | 29.5 | 30.5
AEM2G74Z11-3 | AutomationDirect compact limit switch, side rotary adjustable 6mm fiberglass rod, (1) N.O./(1) N.C. contact(s), snap action, 35mm wide body, die-cast zinc, pigtail, 9.8ft/3m cable length, bottom exit. | Stock | 29.5 | 30.5
AEM2G75Z11-3 | AutomationDirect compact limit switch, side rotary adjustable 3mm square steel shaft, (1) N.O./(1) N.C. contact(s), snap action, 35mm wide body, die-cast zinc, pigtail, 9.8ft/3m cable length, bottom exit. | Stock | 29.5 | 30.5
AEM2G9201Z11-3R | AutomationDirect compact limit switch, 360 degree stainless steel spring with nylon tip, (1) N.O./(1) N.C. contact(s), snap action, 35mm wide body, die-cast zinc, pigtail, 9.8ft/3m cable length, right exit. | Stock | 25.5 | 26.5
AEM2G9201Z11M | AutomationDirect compact limit switch, 360 degree stainless steel spring with nylon tip, (1) N.O./(1) N.C. contact(s), snap action, 35mm wide body, die-cast zinc, 5-pin M12 quick-disconnect, bottom exit. | Stock | 22.5 | 23.5
AEM2G9201Z11MR | AutomationDirect compact limit switch, 360 degree stainless steel spring with nylon tip, (1) N.O./(1) N.C. contact(s), snap action, 35mm wide body, die-cast zinc, 5-pin M12 quick-disconnect, right exit. | Stock | 22.5 | 23.5
AEM2G92Z11-3 | AutomationDirect compact limit switch, 360 degree stainless steel spring with nylon tip, (1) N.O./(1) N.C. contact(s), snap action, 35mm wide body, die-cast zinc, pigtail, 9.8ft/3m cable length, bottom exit. | Stock | 29 | 30
AEM2G9301Z11-3R | AutomationDirect compact limit switch, 360 degree stainless steel spring, (1) N.O./(1) N.C. contact(s), snap action, 35mm wide body, die-cast zinc, pigtail, 9.8ft/3m cable length, right exit. | Stock | 25.5 | 26.5
AEM2G9301Z11M | AutomationDirect compact limit switch, 360 degree stainless steel spring, (1) N.O./(1) N.C. contact(s), snap action, 35mm wide body, die-cast zinc, 5-pin M12 quick-disconnect, bottom exit. | Stock | 23.5 | 24.5
AEM2G9301Z11MR | AutomationDirect compact limit switch, 360 degree stainless steel spring, (1) N.O./(1) N.C. contact(s), snap action, 35mm wide body, die-cast zinc, 5-pin M12 quick-disconnect, right exit. | Stock | 23.5 | 24.5
AEM2G93Z11-3 | AutomationDirect compact limit switch, 360 degree stainless steel spring, (1) N.O./(1) N.C. contact(s), snap action, 35mm wide body, die-cast zinc, pigtail, 9.8ft/3m cable length, bottom exit. | Stock | 29 | 30
AEM2G93Z11-HF1 | AutomationDirect compact limit switch, 360 degree stainless steel spring, (1) N.O./(1) N.C. contact(s), snap action, 35mm wide body, die-cast zinc, pigtail, halogen free, 3.2ft/1m cable length, bottom exit. | Stock | 24 | 25
AEP2G11Z11-1 | AutomationDirect compact limit switch, metal plunger, (1) N.O./(1) N.C. contact(s), snap action, 35mm wide body, plastic, pigtail, 3.2ft/1m cable length, bottom exit. | Stock | 15 | 15.5
AEP2G11Z11MR | AutomationDirect compact limit switch, metal plunger, (1) N.O./(1) N.C. contact(s), snap action, 35mm wide body, plastic, 5-pin M12 quick-disconnect, right exit. | Stock | 18 | 18.5
AEP2G12Z11-1 | AutomationDirect compact limit switch, metal plunger with metal roller, (1) N.O./(1) N.C. contact(s), snap action, 35mm wide body, plastic, pigtail, 3.2ft/1m cable length, bottom exit. | Stock | 17 | 17.5
AEP2G12Z11MR | AutomationDirect compact limit switch, metal plunger with metal roller, (1) N.O./(1) N.C. contact(s), snap action, 35mm wide body, plastic, 5-pin M12 quick-disconnect, right exit. | Stock | 20 | 21
AEP2G16Z11-1 | AutomationDirect compact limit switch, metal plunger with dust cap, (1) N.O./(1) N.C. contact(s), snap action, 35mm wide body, plastic, pigtail, 3.2ft/1m cable length, bottom exit. | Stock | 17 | 17.5
AEP2G16Z11MR | AutomationDirect compact limit switch, metal plunger with dust cap, (1) N.O./(1) N.C. contact(s), snap action, 35mm wide body, plastic, 5-pin M12 quick-disconnect, right exit. | Stock | 20 | 21
AEP2G41Z11-1 | AutomationDirect compact limit switch, side rotary lever with 14mm nylon roller, (1) N.O./(1) N.C. contact(s), snap action, 35mm wide body, plastic, pigtail, 3.2ft/1m cable length, bottom exit. | Stock | 16 | 16.5
AEP2G41Z11MR | AutomationDirect compact limit switch, side rotary lever with 14mm nylon roller, (1) N.O./(1) N.C. contact(s), snap action, 35mm wide body, plastic, 5-pin M12 quick-disconnect, right exit. | Stock | 19 | 20
AEP2G42Z11-1 | AutomationDirect compact limit switch, side rotary lever with 14mm metal roller, (1) N.O./(1) N.C. contact(s), snap action, 35mm wide body, plastic, pigtail, 3.2ft/1m cable length, bottom exit. | Stock | 16 | 16.5
AEP2G42Z11MR | AutomationDirect compact limit switch, side rotary lever with 14mm metal roller, (1) N.O./(1) N.C. contact(s), snap action, 35mm wide body, plastic, 5-pin M12 quick-disconnect, right exit. | Stock | 19 | 20
AEP2G43Z11-1 | AutomationDirect compact limit switch, side rotary lever with 14mm ball bearing roller, (1) N.O./(1) N.C. contact(s), snap action, 35mm wide body, plastic, pigtail, 3.2ft/1m cable length, bottom exit. | Stock | 17 | 17.5
AEP2G43Z11MR | AutomationDirect compact limit switch, side rotary lever with 14mm ball bearing roller, (1) N.O./(1) N.C. contact(s), snap action, 35mm wide body, plastic, 5-pin M12 quick-disconnect, right exit. | Stock | 20 | 21
AEP2G51Z11-1 | AutomationDirect compact limit switch, side rotary adjustable lever with 18mm nylon roller, (1) N.O./(1) N.C. contact(s), snap action, 35mm wide body, plastic, pigtail, 3.2ft/1m cable length, bottom exit. | Stock | 17 | 17.5
AEP2G51Z11MR | AutomationDirect compact limit switch, side rotary adjustable lever with 18mm nylon roller, (1) N.O./(1) N.C. contact(s), snap action, 35mm wide body, plastic, 5-pin M12 quick-disconnect, right exit. | Stock | 19 | 20
AEP2G71Z11-1 | AutomationDirect compact limit switch, side rotary adjustable 3mm stainless steel rod, (1) N.O./(1) N.C. contact(s), snap action, 35mm wide body, plastic, pigtail, 3.2ft/1m cable length, bottom exit. | Stock | 17 | 17.5
AEP2G71Z11MR | AutomationDirect compact limit switch, side rotary adjustable 3mm stainless steel rod, (1) N.O./(1) N.C. contact(s), snap action, 35mm wide body, plastic, 5-pin M12 quick-disconnect, right exit. | Stock | 20 | 21
AEP2G92Z11-1 | AutomationDirect compact limit switch, 360 degree stainless steel spring with nylon tip, (1) N.O./(1) N.C. contact(s), snap action, 35mm wide body, plastic, pigtail, 3.2ft/1m cable length, bottom exit. | Stock | 17 | 17.5
AEP2G92Z11MR | AutomationDirect compact limit switch, 360 degree stainless steel spring with nylon tip, (1) N.O./(1) N.C. contact(s), snap action, 35mm wide body, plastic, 5-pin M12 quick-disconnect, right exit. | Stock | 20 | 21
AEP2G93Z11-1 | AutomationDirect compact limit switch, 360 degree stainless steel spring, (1) N.O./(1) N.C. contact(s), snap action, 35mm wide body, plastic, pigtail, 3.2ft/1m cable length, bottom exit. | Stock | 17 | 17.5
AEP2G93Z11MR | AutomationDirect compact limit switch, 360 degree stainless steel spring, (1) N.O./(1) N.C. contact(s), snap action, 35mm wide body, plastic, 5-pin M12 quick-disconnect, right exit. | Stock | 20 | 21
AES-AN-1A | Micro Detectors inductive proximity sensor, tubular, 8mm diameter x 20.3mm body, stainless steel housing, NPN, N.O. output, 1.5mm sensing distance, flush, 7 kHz switching frequency, IP67, pigtail. | Stock | 18 | 18.5
AES-AN-1F | Micro Detectors inductive proximity sensor, tubular, 8mm diameter x 29.4mm body, stainless steel housing, NPN, N.O. output, 1.5mm sensing distance, flush, 7 kHz switching frequency, IP67, 3-pin M8 quick-disconnect. | Stock | 19.5 | 20.5
AES-AN-3A | Micro Detectors inductive proximity sensor, tubular, 8mm diameter x 20.3mm body, stainless steel housing, NPN, N.O. output, 2mm sensing distance, flush, 7 kHz switching frequency, IP67, pigtail. | Stock | 22 | 23
AES-AN-3F | Micro Detectors inductive proximity sensor, tubular, 8mm diameter x 29.4mm body, stainless steel housing, NPN, N.O. output, 2mm sensing distance, flush, 7 kHz switching frequency, IP67, 3-pin M8 quick-disconnect. | Stock | 23 | 24
AES-AP-1A | Micro Detectors inductive proximity sensor, tubular, 8mm diameter x 20.3mm body, stainless steel housing, PNP, N.O. output, 1.5mm sensing distance, flush, 7 kHz switching frequency, IP67, pigtail. | Stock | 18 | 18.5
AES-AP-1F | Micro Detectors inductive proximity sensor, tubular, 8mm diameter x 29.4mm body, stainless steel housing, PNP, N.O. output, 1.5mm sensing distance, flush, 7 kHz switching frequency, IP67, 3-pin M8 quick-disconnect. | Stock | 19.5 | 20.5
AES-AP-3A | Micro Detectors inductive proximity sensor, tubular, 8mm diameter x 20.3mm body, stainless steel housing, PNP, N.O. output, 2mm sensing distance, flush, 7 kHz switching frequency, IP67, pigtail. | Stock | 22 | 23
AES-AP-3F | Micro Detectors inductive proximity sensor, tubular, 8mm diameter x 29.4mm body, stainless steel housing, PNP, N.O. output, 2mm sensing distance, flush, 7 kHz switching frequency, IP67, 3-pin M8 quick-disconnect. | Stock | 23 | 24
AES-CN-1A | Micro Detectors inductive proximity sensor, tubular, 8mm diameter x 20.3mm body, stainless steel housing, NPN, N.C. output, 1.5mm sensing distance, flush, 7 kHz switching frequency, IP67, pigtail. | Stock | 18 | 18.5
AES-CN-1F | Micro Detectors inductive proximity sensor, tubular, 8mm diameter x 29.4mm body, stainless steel housing, NPN, N.C. output, 1.5mm sensing distance, flush, 7 kHz switching frequency, IP67, 3-pin M8 quick-disconnect. | Stock | 19.5 | 20.5
AES-CN-3A | Micro Detectors inductive proximity sensor, tubular, 8mm diameter x 20.3mm body, stainless steel housing, NPN, N.C. output, 2mm sensing distance, flush, 7 kHz switching frequency, IP67, pigtail. | Stock | 22 | 23
AES-CN-3F | Micro Detectors inductive proximity sensor, tubular, 8mm diameter x 29.4mm body, stainless steel housing, NPN, N.C. output, 2mm sensing distance, flush, 7 kHz switching frequency, IP67, 3-pin M8 quick-disconnect. | Stock | 23 | 24
AES-CP-1A | Micro Detectors inductive proximity sensor, tubular, 8mm diameter x 20.3mm body, stainless steel housing, PNP, N.C. output, 1.5mm sensing distance, flush, 7 kHz switching frequency, IP67, pigtail. | Stock | 18 | 18.5
AES-CP-1F | Micro Detectors inductive proximity sensor, tubular, 8mm diameter x 29.4mm body, stainless steel housing, PNP, N.C. output, 1.5mm sensing distance, flush, 7 kHz switching frequency, IP67, 3-pin M8 quick-disconnect. | Stock | 19.5 | 20.5
AES-CP-3A | Micro Detectors inductive proximity sensor, tubular, 8mm diameter x 20.3mm body, stainless steel housing, PNP, N.C. output, 2mm sensing distance, flush, 7 kHz switching frequency, IP67, pigtail. | Stock | 22 | 23
AES-CP-3F | Micro Detectors inductive proximity sensor, tubular, 8mm diameter x 29.4mm body, stainless steel housing, PNP, N.C. output, 2mm sensing distance, flush, 7 kHz switching frequency, IP67, 3-pin M8 quick-disconnect. | Stock | 23 | 24
AF2-213 | NITRA pneumatic filter, particulate and moisture separation, 1/8in female NPT inlet(s), 1/8in female NPT outlet(s), manual/semi-automatic drain, polycarbonate bowl, metal bowl guard. For use with Ax-21 series air prep components. | Stock | 21 | 22
AF2-213-D | NITRA pneumatic filter, particulate and moisture separation, 1/8in female NPT inlet(s), 1/8in female NPT outlet(s), manual/semi-automatic drain, die-cast aluminum bowl, sight gauge. For use with Ax-21 series air prep components. | Stock | 26.5 | 27.5
AF2-213-N | NITRA pneumatic filter, particulate and moisture separation, 1/8in female NPT inlet(s), 1/8in female NPT outlet(s), manual/semi-automatic drain, nylon bowl, metal bowl guard. For use with Ax-21 series air prep components. | Stock | 21 | 22
AF2-223 | NITRA pneumatic filter, particulate and moisture separation, 1/4in female NPT inlet(s), 1/4in female NPT outlet(s), manual/semi-automatic drain, polycarbonate bowl, metal bowl guard. For use with Ax-22 series air prep components. | Stock | 21 | 22
AF2-223-D | NITRA pneumatic filter, particulate and moisture separation, 1/4in female NPT inlet(s), 1/4in female NPT outlet(s), manual/semi-automatic drain, die-cast aluminum bowl, sight gauge. For use with Ax-22 series air prep components. | Stock | 26.5 | 27.5
AF2-223-N | NITRA pneumatic filter, particulate and moisture separation, 1/4in female NPT inlet(s), 1/4in female NPT outlet(s), manual/semi-automatic drain, nylon bowl, metal bowl guard. For use with Ax-22 series air prep components. | Stock | 21 | 22
AF2-323 | NITRA pneumatic filter, particulate and moisture separation, 1/4in female NPT inlet(s), 1/4in female NPT outlet(s), manual/semi-automatic drain, polycarbonate bowl, metal bowl guard. For use with Ax-32 series air prep components. | Stock | 24.5 | 25.5
AF2-323-A | NITRA pneumatic filter, particulate and moisture separation, 1/4in female NPT inlet(s), 1/4in female NPT outlet(s), automatic drain, polycarbonate bowl, metal bowl guard. For use with Ax-32 series air prep components. | Stock | 35 | 36.5
AF2-323-AD | NITRA pneumatic filter, particulate and moisture separation, 1/4in female NPT inlet(s), 1/4in female NPT outlet(s), automatic drain, die-cast aluminum bowl, sight gauge. For use with Ax-32 series air prep components. | Stock | 40.5 | 42
AF2-323-AN | NITRA pneumatic filter, particulate and moisture separation, 1/4in female NPT inlet(s), 1/4in female NPT outlet(s), automatic drain, nylon bowl, metal bowl guard. For use with Ax-32 series air prep components. | Stock | 35 | 36.5
AF2-323-D | NITRA pneumatic filter, particulate and moisture separation, 1/4in female NPT inlet(s), 1/4in female NPT outlet(s), manual/semi-automatic drain, die-cast aluminum bowl, sight gauge. For use with Ax-32 series air prep components. | Stock | 30.5 | 31.5
AF2-323-N | NITRA pneumatic filter, particulate and moisture separation, 1/4in female NPT inlet(s), 1/4in female NPT outlet(s), manual/semi-automatic drain, nylon bowl, metal bowl guard. For use with Ax-32 series air prep components. | Stock | 24.5 | 25.5
AF2-333 | NITRA pneumatic filter, particulate and moisture separation, 3/8in female NPT inlet(s), 3/8in female NPT outlet(s), manual/semi-automatic drain, polycarbonate bowl, metal bowl guard. For use with Ax-33 series air prep components. | Stock | 24.5 | 25.5
AF2-333-A | NITRA pneumatic filter, particulate and moisture separation, 3/8in female NPT inlet(s), 3/8in female NPT outlet(s), automatic drain, polycarbonate bowl, metal bowl guard. For use with Ax-33 series air prep components. | Stock | 35 | 36.5
AF2-333-AD | NITRA pneumatic filter, particulate and moisture separation, 3/8in female NPT inlet(s), 3/8in female NPT outlet(s), automatic drain, die-cast aluminum bowl, sight gauge. For use with Ax-33 series air prep components. | Stock | 40.5 | 42
AF2-333-AN | NITRA pneumatic filter, particulate and moisture separation, 3/8in female NPT inlet(s), 3/8in female NPT outlet(s), automatic drain, nylon bowl, metal bowl guard. For use with Ax-33 series air prep components. | Stock | 35 | 36.5
AF2-333-D | NITRA pneumatic filter, particulate and moisture separation, 3/8in female NPT inlet(s), 3/8in female NPT outlet(s), manual/semi-automatic drain, die-cast aluminum bowl, sight gauge. For use with Ax-33 series air prep components. | Stock | 30.5 | 31.5
AF2-333-N | NITRA pneumatic filter, particulate and moisture separation, 3/8in female NPT inlet(s), 3/8in female NPT outlet(s), manual/semi-automatic drain, nylon bowl, metal bowl guard. For use with Ax-33 series air prep components. | Stock | 24.5 | 25.5
AF2-443 | NITRA pneumatic filter, particulate and moisture separation, 1/2in female NPT inlet(s), 1/2in female NPT outlet(s), manual/semi-automatic drain, polycarbonate bowl, metal bowl guard. For use with Ax-44 series air prep components. | Stock | 36.5 | 38
AF2-443-A | NITRA pneumatic filter, particulate and moisture separation, 1/2in female NPT inlet(s), 1/2in female NPT outlet(s), automatic drain, polycarbonate bowl, metal bowl guard. For use with Ax-44 series air prep components. | Stock | 46.5 | 48.5
AF2-443-AD | NITRA pneumatic filter, particulate and moisture separation, 1/2in female NPT inlet(s), 1/2in female NPT outlet(s), automatic drain, die-cast aluminum bowl, sight gauge. For use with Ax-44 series air prep components. | Stock | 54.5 | 57
AF2-443-AN | NITRA pneumatic filter, particulate and moisture separation, 1/2in female NPT inlet(s), 1/2in female NPT outlet(s), automatic drain, nylon bowl, metal bowl guard. For use with Ax-44 series air prep components. | Stock | 46.5 | 48.5
AF2-443-D | NITRA pneumatic filter, particulate and moisture separation, 1/2in female NPT inlet(s), 1/2in female NPT outlet(s), manual/semi-automatic drain, die-cast aluminum bowl, sight gauge. For use with Ax-44 series air prep components. | Stock | 44.5 | 46.5
AF2-443-N | NITRA pneumatic filter, particulate and moisture separation, 1/2in female NPT inlet(s), 1/2in female NPT outlet(s), manual/semi-automatic drain, nylon bowl, metal bowl guard. For use with Ax-44 series air prep components. | Stock | 36.5 | 38
AF2-663-AD | NITRA pneumatic filter, particulate and moisture separation, 3/4in female NPT inlet(s), 3/4in female NPT outlet(s), automatic drain, die-cast aluminum bowl, sight gauge. For use with Ax-66 series air prep components. | Stock | 78 | 81
AF2-663-D | NITRA pneumatic filter, particulate and moisture separation, 3/4in female NPT inlet(s), 3/4in female NPT outlet(s), manual/semi-automatic drain, die-cast aluminum bowl, sight gauge. For use with Ax-66 series air prep components. | Stock | 67.5 | 70
AF2-683-AD | NITRA pneumatic filter, particulate and moisture separation, 1in female NPT inlet(s), 1in female NPT outlet(s), automatic drain, die-cast aluminum bowl, sight gauge. For use with Ax-68 series air prep components. | Stock | 78 | 81
AF2-683-D | NITRA pneumatic filter, particulate and moisture separation, 1in female NPT inlet(s), 1in female NPT outlet(s), manual/semi-automatic drain, die-cast aluminum bowl, sight gauge. For use with Ax-68 series air prep components. | Stock | 67.5 | 70
AFE2-21 | NITRA particulate filter element, replacement, 5 micron particles, high-density polyethylene (HDPE). For use with AF-2 series filters or AFR-2 series filter regulators. | Stock | 1.25
AFE2-23 | NITRA particulate filter element, replacement, 40 micron particles, high-density polyethylene (HDPE). For use with AF-2 series filters or AFR-2 series filter regulators. | Stock | 1.25
AFE2-31 | NITRA particulate filter element, replacement, 5 micron particles, high-density polyethylene (HDPE). For use with AF-3 series filters or AFR-3 series filter regulators. | Stock | 2.25
AFE2-33 | NITRA particulate filter element, replacement, 40 micron particles, high-density polyethylene (HDPE). For use with AF-3 series filters or AFR-3 series filter regulators. | Stock | 2.25
AFE-24 | NITRA coalescing oil removal filter element, replacement, 0.3 micron particles, borosilicate glass microfiber. For use with AC-2 series coalescing filters. | Stock | 12 | 12.5
AFE2-41 | NITRA particulate filter element, replacement, 5 micron particles, high-density polyethylene (HDPE). For use with AF-4 series filters or AFR-4 series filter regulators. | Stock | 3
AFE2-43 | NITRA particulate filter element, replacement, 40 micron particles, high-density polyethylene (HDPE). For use with AF-4 series filters or AFR-4 series filter regulators. | Stock | 3
AFE-25 | NITRA coalescing oil removal filter element, replacement, 0.01 micron particles, borosilicate glass microfiber. For use with AC-2 series coalescing filters. | Stock | 12 | 12.5
AFE2-61 | NITRA particulate filter element, replacement, 5 micron particles, high-density polyethylene (HDPE). For use with AF-6 series filters or AFR-6 series filter regulators. | Stock | 8 | 8.25
AFE2-63 | NITRA particulate filter element, replacement, 40 micron particles, high-density polyethylene (HDPE). For use with AF-6 series filters or AFR-6 series filter regulators. | Stock | 8 | 8.25
AFE-34 | NITRA coalescing oil removal filter element, replacement, 0.3 micron particles, borosilicate glass microfiber. For use with AC-3 series coalescing filters. | Stock | 15 | 15.5
AFE-35 | NITRA coalescing oil removal filter element, replacement, 0.01 micron particles, borosilicate glass microfiber. For use with AC-3 series coalescing filters. | Stock | 15 | 15.5
AFE-44 | NITRA coalescing oil removal filter element, replacement, 0.3 micron particles, borosilicate glass microfiber. For use with AC-4 series coalescing filters. | Stock | 24 | 25
AFE-45 | NITRA coalescing oil removal filter element, replacement, 0.01 micron particles, borosilicate glass microfiber. For use with AC-4 series coalescing filters. | Stock | 24 | 25
A-FJUI-11-08 | igus dryLin R series plain bearing, type J polymer bearing, 1/2in inside diameter, fixed housing, 4-bolt flange pillow block, anodized aluminum. | Stock | 42.5 | 44
A-FJUI-11-12 | igus dryLin R series plain bearing, type J polymer bearing, 3/4in inside diameter, fixed housing, 4-bolt flange pillow block, anodized aluminum. | Stock | 51 | 53
A-FJUI-11-16 | igus dryLin R series plain bearing, type J polymer bearing, 1in inside diameter, fixed housing, 4-bolt flange pillow block, anodized aluminum. | Stock | 85 | 88
A-FJUI-13-08 | igus dryLin R series plain bearing, type J polymer bearing, 1/2in inside diameter, self-aligning housing, 4-bolt flange pillow block, anodized aluminum. | Stock | 42.5 | 44
A-FJUI-13-12 | igus dryLin R series plain bearing, type J polymer bearing, 3/4in inside diameter, self-aligning housing, 4-bolt flange pillow block, anodized aluminum. | Stock | 51 | 53
A-FJUI-13-16 | igus dryLin R series plain bearing, type J polymer bearing, 1in inside diameter, self-aligning housing, 4-bolt flange pillow block, anodized aluminum. | Stock | 85 | 88
AFPK108-IMP-P10 | Integra dead front panel, 3003 aluminum. For use with 10x8 (HxW) P10086-P10 & P10086C-P10 Impact series enclosures. | Stock | 42.5 | 44.5
AFPK44-IMP-P10 | Integra dead front panel, 3003 aluminum. For use with 4x4 (HxW) P4043-P10 & P4043C-P10 Impact series enclosures. | Stock | 24.5 | 25.5
AFPK66-IMP-P10 | Integra dead front panel, 3003 aluminum. For use with 6x6 (HxW) P6063-P10 & P6063C-P10 Impact series enclosures. | Stock | 24.5 | 25.5
AFPK86-IMP-P10 | Integra dead front panel, 3003 aluminum. For use with 8x6 (HxW) P8063-P10 & P8063C-P10 Impact series enclosures. | Stock | 26.5 | 28
AFR2-2132 | NITRA pneumatic filter-regulator, 1/8in female NPT inlet(s), 1/8in female NPT outlet(s), 20-60 psi adjustable range, manual/semi-automatic drain, polycarbonate bowl, bowl guard. For use with Ax-21 series air prep components. | Stock | 36.5 | 38
AFR2-2132-D | NITRA pneumatic filter-regulator, 1/8in female NPT inlet(s), 1/8in female NPT outlet(s), 20-60 psi adjustable range, manual/semi-automatic drain, die-cast aluminum bowl, sight gauge. For use with Ax-21 series air prep components. | Stock | 42 | 43.5
AFR2-2132-N | NITRA pneumatic filter-regulator, 1/8in female NPT inlet(s), 1/8in female NPT outlet(s), 20-60 psi adjustable range, manual/semi-automatic drain, nylon bowl, bowl guard. For use with Ax-21 series air prep components. | Stock | 36.5 | 38
AFR2-2133 | NITRA pneumatic filter-regulator, 1/8in female NPT inlet(s), 1/8in female NPT outlet(s), 20-130 psi adjustable range, manual/semi-automatic drain, polycarbonate bowl, bowl guard. For use with Ax-21 series air prep components. | Stock | 36.5 | 38
AFR2-2133-D | NITRA pneumatic filter-regulator, 1/8in female NPT inlet(s), 1/8in female NPT outlet(s), 20-130 psi adjustable range, manual/semi-automatic drain, die-cast aluminum bowl, sight gauge. For use with Ax-21 series air prep components. | Stock | 42 | 43.5
AFR2-2133-N | NITRA pneumatic filter-regulator, 1/8in female NPT inlet(s), 1/8in female NPT outlet(s), 20-130 psi adjustable range, manual/semi-automatic drain, nylon bowl, bowl guard. For use with Ax-21 series air prep components. | Stock | 36.5 | 38
AFR2-2232 | NITRA pneumatic filter-regulator, 1/4in female NPT inlet(s), 1/4in female NPT outlet(s), 20-60 psi adjustable range, manual/semi-automatic drain, polycarbonate bowl, bowl guard. For use with Ax-22 series air prep components. | Stock | 36.5 | 38
AFR2-2232-D | NITRA pneumatic filter-regulator, 1/4in female NPT inlet(s), 1/4in female NPT outlet(s), 20-60 psi adjustable range, manual/semi-automatic drain, die-cast aluminum bowl, sight gauge. For use with Ax-22 series air prep components. | Stock | 42 | 43.5
AFR2-2232-N | NITRA pneumatic filter-regulator, 1/4in female NPT inlet(s), 1/4in female NPT outlet(s), 20-60 psi adjustable range, manual/semi-automatic drain, nylon bowl, bowl guard. For use with Ax-22 series air prep components. | Stock | 36.5 | 38
AFR2-2233 | NITRA pneumatic filter-regulator, 1/4in female NPT inlet(s), 1/4in female NPT outlet(s), 20-130 psi adjustable range, manual/semi-automatic drain, polycarbonate bowl, bowl guard. For use with Ax-22 series air prep components. | Stock | 36.5 | 38
AFR2-2233-D | NITRA pneumatic filter-regulator, 1/4in female NPT inlet(s), 1/4in female NPT outlet(s), 20-130 psi adjustable range, manual/semi-automatic drain, die-cast aluminum bowl, sight gauge. For use with Ax-22 series air prep components. | Stock | 42 | 43.5
AFR2-2233-N | NITRA pneumatic filter-regulator, 1/4in female NPT inlet(s), 1/4in female NPT outlet(s), 20-130 psi adjustable range, manual/semi-automatic drain, nylon bowl, bowl guard. For use with Ax-22 series air prep components. | Stock | 36.5 | 38
AFR2-3232 | NITRA pneumatic filter-regulator, 1/4in female NPT inlet(s), 1/4in female NPT outlet(s), 20-60 psi adjustable range, manual/semi-automatic drain, polycarbonate bowl, bowl guard. For use with Ax-32 series air prep components. | Stock | 41.5 | 43
AFR2-3232-A | NITRA pneumatic filter-regulator, 1/4in female NPT inlet(s), 1/4in female NPT outlet(s), 20-60 psi adjustable range, automatic drain, polycarbonate bowl, bowl guard. For use with Ax-32 series air prep components. | Stock | 52 | 54
AFR2-3232-AD | NITRA pneumatic filter-regulator, 1/4in female NPT inlet(s), 1/4in female NPT outlet(s), 20-60 psi adjustable range, automatic drain, die-cast aluminum bowl, sight gauge. For use with Ax-32 series air prep components. | Stock | 57.5 | 60
AFR2-3232-AN | NITRA pneumatic filter-regulator, 1/4in female NPT inlet(s), 1/4in female NPT outlet(s), 20-60 psi adjustable range, automatic drain, nylon bowl, bowl guard. For use with Ax-32 series air prep components. | Stock | 52 | 54
AFR2-3232-D | NITRA pneumatic filter-regulator, 1/4in female NPT inlet(s), 1/4in female NPT outlet(s), 20-60 psi adjustable range, manual/semi-automatic drain, die-cast aluminum bowl, sight gauge. For use with Ax-32 series air prep components. | Stock | 47.5 | 49.5
AFR2-3232-N | NITRA pneumatic filter-regulator, 1/4in female NPT inlet(s), 1/4in female NPT outlet(s), 20-60 psi adjustable range, manual/semi-automatic drain, nylon bowl, bowl guard. For use with Ax-32 series air prep components. | Stock | 41.5 | 43
AFR2-3233 | NITRA pneumatic filter-regulator, 1/4in female NPT inlet(s), 1/4in female NPT outlet(s), 20-130 psi adjustable range, manual/semi-automatic drain, polycarbonate bowl, bowl guard. For use with Ax-32 series air prep components. | Stock | 41.5 | 43
AFR2-3233-A | NITRA pneumatic filter-regulator, 1/4in female NPT inlet(s), 1/4in female NPT outlet(s), 20-130 psi adjustable range, automatic drain, polycarbonate bowl, bowl guard. For use with Ax-32 series air prep components. | Stock | 52 | 54
AFR2-3233-AD | NITRA pneumatic filter-regulator, 1/4in female NPT inlet(s), 1/4in female NPT outlet(s), 20-130 psi adjustable range, automatic drain, die-cast aluminum bowl, sight gauge. For use with Ax-32 series air prep components. | Stock | 57.5 | 60
AFR2-3233-AN | NITRA pneumatic filter-regulator, 1/4in female NPT inlet(s), 1/4in female NPT outlet(s), 20-130 psi adjustable range, automatic drain, nylon bowl, bowl guard. For use with Ax-32 series air prep components. | Stock | 52 | 54
AFR2-3233-D | NITRA pneumatic filter-regulator, 1/4in female NPT inlet(s), 1/4in female NPT outlet(s), 20-130 psi adjustable range, manual/semi-automatic drain, die-cast aluminum bowl, sight gauge. For use with Ax-32 series air prep components. | Stock | 47.5 | 49.5
AFR2-3233-N | NITRA pneumatic filter-regulator, 1/4in female NPT inlet(s), 1/4in female NPT outlet(s), 20-130 psi adjustable range, manual/semi-automatic drain, nylon bowl, bowl guard. For use with Ax-32 series air prep components. | Stock | 41.5 | 43
AFR2-3332 | NITRA pneumatic filter-regulator, 3/8in female NPT inlet(s), 3/8in female NPT outlet(s), 20-60 psi adjustable range, manual/semi-automatic drain, polycarbonate bowl, bowl guard. For use with Ax-33 series air prep components. | Stock | 41.5 | 43
AFR2-3332-A | NITRA pneumatic filter-regulator, 3/8in female NPT inlet(s), 3/8in female NPT outlet(s), 20-60 psi adjustable range, automatic drain, polycarbonate bowl, bowl guard. For use with Ax-33 series air prep components. | Stock | 52 | 54
AFR2-3332-AD | NITRA pneumatic filter-regulator, 3/8in female NPT inlet(s), 3/8in female NPT outlet(s), 20-60 psi adjustable range, automatic drain, die-cast aluminum bowl, sight gauge. For use with Ax-33 series air prep components. | Stock | 57.5 | 60
AFR2-3332-AN | NITRA pneumatic filter-regulator, 3/8in female NPT inlet(s), 3/8in female NPT outlet(s), 20-60 psi adjustable range, automatic drain, nylon bowl, bowl guard. For use with Ax-33 series air prep components. | Stock | 52 | 54
AFR2-3332-D | NITRA pneumatic filter-regulator, 3/8in female NPT inlet(s), 3/8in female NPT outlet(s), 20-60 psi adjustable range, manual/semi-automatic drain, die-cast aluminum bowl, sight gauge. For use with Ax-33 series air prep components. | Stock | 47.5 | 49.5
AFR2-3332-N | NITRA pneumatic filter-regulator, 3/8in female NPT inlet(s), 3/8in female NPT outlet(s), 20-60 psi adjustable range, manual/semi-automatic drain, nylon bowl, bowl guard. For use with Ax-33 series air prep components. | Stock | 41.5 | 43
AFR2-3333 | NITRA pneumatic filter-regulator, 3/8in female NPT inlet(s), 3/8in female NPT outlet(s), 20-130 psi adjustable range, manual/semi-automatic drain, polycarbonate bowl, bowl guard. For use with Ax-33 series air prep components. | Stock | 41.5 | 43
AFR2-3333-A | NITRA pneumatic filter-regulator, 3/8in female NPT inlet(s), 3/8in female NPT outlet(s), 20-130 psi adjustable range, automatic drain, polycarbonate bowl, bowl guard. For use with Ax-33 series air prep components. | Stock | 52 | 54
AFR2-3333-AD | NITRA pneumatic filter-regulator, 3/8in female NPT inlet(s), 3/8in female NPT outlet(s), 20-130 psi adjustable range, automatic drain, die-cast aluminum bowl, sight gauge. For use with Ax-33 series air prep components. | Stock | 57.5 | 60
AFR2-3333-AN | NITRA pneumatic filter-regulator, 3/8in female NPT inlet(s), 3/8in female NPT outlet(s), 20-130 psi adjustable range, automatic drain, nylon bowl, bowl guard. For use with Ax-33 series air prep components. | Stock | 52 | 54
AFR2-3333-D | NITRA pneumatic filter-regulator, 3/8in female NPT inlet(s), 3/8in female NPT outlet(s), 20-130 psi adjustable range, manual/semi-automatic drain, die-cast aluminum bowl, sight gauge. For use with Ax-33 series air prep components. | Stock | 47.5 | 49.5
AFR2-3333-N | NITRA pneumatic filter-regulator, 3/8in female NPT inlet(s), 3/8in female NPT outlet(s), 20-130 psi adjustable range, manual/semi-automatic drain, nylon bowl, bowl guard. For use with Ax-33 series air prep components. | Stock | 41.5 | 43
AFR2-4433 | NITRA pneumatic filter-regulator, 1/2in female NPT inlet(s), 1/2in female NPT outlet(s), 20-130 psi adjustable range, manual/semi-automatic drain, polycarbonate bowl, bowl guard. For use with Ax-44 series air prep components. | Stock | 65 | 68
AFR2-4433-A | NITRA pneumatic filter-regulator, 1/2in female NPT inlet(s), 1/2in female NPT outlet(s), 20-130 psi adjustable range, automatic drain, polycarbonate bowl, bowl guard. For use with Ax-44 series air prep components. | Stock | 75.5 | 79
AFR2-4433-AD | NITRA pneumatic filter-regulator, 1/2in female NPT inlet(s), 1/2in female NPT outlet(s), 20-130 psi adjustable range, automatic drain, die-cast aluminum bowl, sight gauge. For use with Ax-44 series air prep components. | Stock | 83.5 | 87
AFR2-4433-AN | NITRA pneumatic filter-regulator, 1/2in female NPT inlet(s), 1/2in female NPT outlet(s), 20-130 psi adjustable range, automatic drain, nylon bowl, bowl guard. For use with Ax-44 series air prep components. | Stock | 75.5 | 79
AFR2-4433-D | NITRA pneumatic filter-regulator, 1/2in female NPT inlet(s), 1/2in female NPT outlet(s), 20-130 psi adjustable range, manual/semi-automatic drain, die-cast aluminum bowl, sight gauge. For use with Ax-44 series air prep components. | Stock | 73 | 76
AFR2-4433-N | NITRA pneumatic filter-regulator, 1/2in female NPT inlet(s), 1/2in female NPT outlet(s), 20-130 psi adjustable range, manual/semi-automatic drain, nylon bowl, bowl guard. For use with Ax-44 series air prep components. | Stock | 65 | 68
AFR2-6633-AD | NITRA pneumatic filter-regulator, 3/4in female NPT inlet(s), 3/4in female NPT outlet(s), 20-130 psi adjustable range, automatic drain, die-cast aluminum bowl, sight gauge. For use with Ax-66 series air prep components. | Stock | 122 | 127
AFR2-6633-D | NITRA pneumatic filter-regulator, 3/4in female NPT inlet(s), 3/4in female NPT outlet(s), 20-130 psi adjustable range, manual/semi-automatic drain, die-cast aluminum bowl, sight gauge. For use with Ax-66 series air prep components. | Stock | 111.5 | 116
AFR2-6833-AD | NITRA pneumatic filter-regulator, 1in female NPT inlet(s), 1in female NPT outlet(s), 20-130 psi adjustable range, automatic drain, die-cast aluminum bowl, sight gauge. For use with Ax-68 series air prep components. | Stock | 122 | 127
AFR2-6833-D | NITRA pneumatic filter-regulator, 1in female NPT inlet(s), 1in female NPT outlet(s), 20-130 psi adjustable range, manual/semi-automatic drain, die-cast aluminum bowl, sight gauge. For use with Ax-68 series air prep components. | Stock | 111.5 | 116
AGC1 | Bussmann fuse, AGC series, small dimension, fast-acting, 1A, 250 VAC, glass tube. Package of 5. Supplemental, electronic protection applications. Manufacturer part number: AGC-1-R. | Stock | 2.25
AGC-1 | Bussmann fuse, AGC series, small dimension, fast-acting, 0.10A, 250 VAC, glass tube. Package of 5. Supplemental, electronic protection applications. Manufacturer part number: AGC-1/10-R. | Stock | 9 | 9.25
AGC10 | Bussmann fuse, AGC series, small dimension, fast-acting, 10A, 250 VAC, glass tube. Package of 5. Supplemental, electronic protection applications. Manufacturer part number: AGC-10-R. | Stock | 3
AGC-125 | Bussmann fuse, AGC series, small dimension, fast-acting, 0.125A, 250 VAC, glass tube. Package of 5. Supplemental, electronic protection applications. Manufacturer part number: AGC-1/8-R. | Stock | 9 | 9.25
AGC15 | Bussmann fuse, AGC series, small dimension, fast-acting, 15A, 32 VAC, glass tube. Package of 5. Supplemental, electronic protection applications. Manufacturer part number: AGC-15-R. | Stock | 2.75
AGC1-5 | Bussmann fuse, AGC series, small dimension, fast-acting, 1.5A, 250 VAC, glass tube. Package of 5. Supplemental, electronic protection applications. Manufacturer part number: AGC-1-1/2-R. | Stock | 2.25
AGC2 | Bussmann fuse, AGC series, small dimension, fast-acting, 2A, 250 VAC, glass tube. Package of 5. Supplemental, electronic protection applications. Manufacturer part number: AGC-2-R. | Stock | 2.25
AGC20 | Bussmann fuse, AGC series, small dimension, fast-acting, 20A, 32 VAC, glass tube. Package of 5. Supplemental, electronic protection applications. Manufacturer part number: AGC-20-R. | Stock | 2.75
AGC25 | Bussmann fuse, AGC series, small dimension, fast-acting, 25A, 32 VAC, glass tube. Package of 5. Supplemental, electronic protection applications. Manufacturer part number: AGC-25-R. | Stock | 2.75
AGC-25 | Bussmann fuse, AGC series, small dimension, fast-acting, 0.25A, 250 VAC, glass tube. Package of 5. Supplemental, electronic protection applications. Manufacturer part number: AGC-1/4-R. | Stock | 5.25 | 5.5
AGC2-5 | Bussmann fuse, AGC series, small dimension, fast-acting, 2.5A, 250 VAC, glass tube. Package of 5. Supplemental, electronic protection applications. Manufacturer part number: AGC-2-1/2-R. | Stock | 2.25
AGC3 | Bussmann fuse, AGC series, small dimension, fast-acting, 3A, 250 VAC, glass tube. Package of 5. Supplemental, electronic protection applications. Manufacturer part number: AGC-3-R. | Stock | 2.25
AGC30 | Bussmann fuse, AGC series, small dimension, fast-acting, 30A, 32 VAC, glass tube. Package of 5. Supplemental, electronic protection applications. Manufacturer part number: AGC-30-R. | Stock | 2.75
AGC4 | Bussmann fuse, AGC series, small dimension, fast-acting, 4A, 250 VAC, glass tube. Package of 5. Supplemental, electronic protection applications. Manufacturer part number: AGC-4-R. | Stock | 2.75
AGC5 | Bussmann fuse, AGC series, small dimension, fast-acting, 5A, 250 VAC, glass tube. Package of 5. Supplemental, electronic protection applications. Manufacturer part number: AGC-5-R. | Stock | 3.25 | 3.5
AGC-5 | Bussmann fuse, AGC series, small dimension, fast-acting, 0.5A, 250 VAC, glass tube. Package of 5. Supplemental, electronic protection applications. Manufacturer part number: AGC-1/2-R. | Stock | 3.25 | 3.5
AGC6 | Bussmann fuse, AGC series, small dimension, fast-acting, 6A, 250 VAC, glass tube. Package of 5. Supplemental, electronic protection applications. Manufacturer part number: AGC-6-R. | Stock | 3.5 | 3.75
AGC7 | Bussmann fuse, AGC series, small dimension, fast-acting, 7A, 250 VAC, glass tube. Package of 5. Supplemental, electronic protection applications. Manufacturer part number: AGC-7-R. | Stock | 3.5 | 3.75
AGC-75 | Bussmann fuse, AGC series, small dimension, fast-acting, 0.75A, 250 VAC, glass tube. Package of 5. Supplemental, electronic protection applications. Manufacturer part number: AGC-3/4-R. | Stock | 3.25 | 3.5
AGC7-5 | Bussmann fuse, AGC series, small dimension, fast-acting, 7.5A, 250 VAC, glass tube. Package of 5. Supplemental, electronic protection applications. Manufacturer part number: AGC-7-1/2-R. | Stock | 3
AGC8 | Bussmann fuse, AGC series, small dimension, fast-acting, 8A, 250 VAC, glass tube. Package of 5. Supplemental, electronic protection applications. Manufacturer part number: AGC-8-R. | Stock | 3
AGE42-LEVER | Actuator, lever with stainless steel roller. For use with E42 ABM and ABP switches. | Stock | 5.5 | 5.75
AGE44-LEVER | Actuator, lever with rubber roller. For use with E42 ABM and ABP switches. | Stock | 5.5 | 5.75
AGE52-LEVER | Actuator, adjustable lever with stainless steel roller. For use with E52 ABM and ABP switches. | Stock | 6.75 | 7
AGE54-LEVER | Actuator, adjustable lever with rubber roller. For use with E52 ABM and ABP switches. | Stock | 6.75 | 7
A-GFI-0405-04 | igus iglide series plain bearing, type G300 polymer, 1/4in inside diameter, 5/16in outside diameter, 1/4in overall length, flanged. Package of 10. | Stock | 7.5 | 7.75
A-GFI-0809-08 | igus iglide series plain bearing, type G300 polymer, 1/2in inside diameter, 9/16in outside diameter, 1/2in overall length, flanged. Package of 10. | Stock | 9 | 9.25
A-GFI-1214-12 | igus iglide series plain bearing, type G300 polymer, 3/4in inside diameter, 7/8in outside diameter, 3/4in overall length, flanged. Package of 5. | Stock | 11 | 11.5
A-GFI-1618-16 | igus iglide series plain bearing, type G300 polymer, 1in inside diameter, 1-1/8in outside diameter, 1in overall length, flanged. Package of 2. | Stock | 6.75 | 7
AGP2-21 | NITRA pneumatic gauge port adapter plate, 1/8in female NPT connection(s), aluminum. For use with Ax-2 series air prep components. (3) o-rings included. | Stock | 3.5 | 3.75
AGP2-31 | NITRA pneumatic gauge port adapter plate, 1/8in female NPT connection(s), aluminum. For use with Ax-3 series air prep components. (3) o-rings included. | Stock | 4.5 | 4.75
AGP2-42 | NITRA pneumatic gauge port adapter plate, 1/4in female NPT connection(s), aluminum. For use with Ax-4 and Ax-6 series air prep components. (3) o-rings included. | Stock | 5 | 5.25
A-GSI-0405-04 | igus iglide series plain bearing, type G300 polymer, 1/4in inside diameter, 5/16in outside diameter, 1/4in overall length. Package of 10. | Stock | 7.5 | 7.75
A-GSI-0809-08 | igus iglide series plain bearing, type G300 polymer, 1/2in inside diameter, 9/16in outside diameter, 1/2in overall length. Package of 10. | Stock | 8.25 | 8.5
A-GSI-1214-12 | igus iglide series plain bearing, type G300 polymer, 3/4in inside diameter, 7/8in outside diameter, 3/4in overall length. Package of 5. | Stock | 9.75 | 10
A-GSI-1618-16 | igus iglide series plain bearing, type G300 polymer, 1in inside diameter, 1-1/8in outside diameter, 1in overall length. Package of 2. | Stock | 6.75 | 7
AGW02-SWITCH | Contact block, slow action, delay, (2) N.C. contact(s). For use with limit switches. | Stock | 6 | 6.25
AGW20-SWITCH | Contact block, slow action, overlay, (2) N.O. contact(s). For use with limit switches. | Stock | 4 | 4.25
AGX11-SWITCH | Contact block, slow action, delay, (1) N.O. and (1) N.C contact(s). For use with limit switches. | Stock | 5.5 | 5.75
AGY11-SWITCH | Contact block, slow action, overlay, (1) N.O. and (1) N.C contact(s). For use with limit switches. | Stock | 5.5 | 5.75
AGZ02-SWITCH | Contact block, snap action, (2) N.C. contact(s). For use with limit switches. | Stock | 5.5 | 5.75
AGZ11-SWITCH | Contact block, snap action, (1) N.O. and (1) N.C contact(s). For use with limit switches. | Stock | 5.75 | 6
AH10106 | AttaBox Heartland series enclosure, NEMA 1/3R/4/4X/12, 10 x 10 x 6in (HxWxD), polycarbonate, Pantone 7541 C light gray, single-door, polycarbonate quick-release latch. | Stock | 92 | 108
AH10106C | AttaBox Heartland series enclosure, NEMA 1/3R/4/4X/12, 10 x 10 x 6in (HxWxD), polycarbonate, Pantone 7541 C light gray, smoked polycarbonate single-door, polycarbonate quick-release latch. | Stock | 107 | 127
AH10106CSS | AttaBox Heartland series enclosure, NEMA 1/3R/4/4X/12, 10 x 10 x 6in (HxWxD), polycarbonate, Pantone 7541 C light gray, smoked polycarbonate single-door, stainless steel quick-release latch. | from vendor up to 15 business days | 116 | 136
AH10106SS | AttaBox Heartland series enclosure, NEMA 1/3R/4/4X/12, 10 x 10 x 6in (HxWxD), polycarbonate, Pantone 7541 C light gray, single-door, stainless steel quick-release latch. | from vendor up to 15 business days | 99 | 116
AH1010SPK | AttaBox swing panel kit, 3003-H14 aluminum. For use with AH10106xxx Heartland series enclosures. | Stock | 62 | 73
AH1084 | AttaBox Heartland series enclosure, NEMA 1/3R/4/4X/12, 10 x 8 x 4in (HxWxD), polycarbonate, Pantone 7541 C light gray, single-door, polycarbonate quick-release latch. | Stock | 84 | 99
AH1084C | AttaBox Heartland series enclosure, NEMA 1/3R/4/4X/12, 10 x 8 x 4in (HxWxD), polycarbonate, Pantone 7541 C light gray, smoked polycarbonate single-door, polycarbonate quick-release latch. | Stock | 99 | 116
AH1084CSS | AttaBox Heartland series enclosure, NEMA 1/3R/4/4X/12, 10 x 8 x 4in (HxWxD), polycarbonate, Pantone 7541 C light gray, smoked polycarbonate single-door, stainless steel quick-release latch. | from vendor up to 15 business days | 106 | 125
AH1084SS | AttaBox Heartland series enclosure, NEMA 1/3R/4/4X/12, 10 x 8 x 4in (HxWxD), polycarbonate, Pantone 7541 C light gray, single-door, stainless steel quick-release latch. | from vendor up to 15 business days | 90 | 106
AH1086 | AttaBox Heartland series enclosure, NEMA 1/3R/4/4X/12, 10 x 8 x 6in (HxWxD), polycarbonate, Pantone 7541 C light gray, single-door, polycarbonate quick-release latch. | Stock | 87 | 103
AH1086C | AttaBox Heartland series enclosure, NEMA 1/3R/4/4X/12, 10 x 8 x 6in (HxWxD), polycarbonate, Pantone 7541 C light gray, smoked polycarbonate single-door, polycarbonate quick-release latch. | Stock | 102 | 120
AH1086CSS | AttaBox Heartland series enclosure, NEMA 1/3R/4/4X/12, 10 x 8 x 6in (HxWxD), polycarbonate, Pantone 7541 C light gray, smoked polycarbonate single-door, stainless steel quick-release latch. | from vendor up to 15 business days | 110 | 129
AH1086SS | AttaBox Heartland series enclosure, NEMA 1/3R/4/4X/12, 10 x 8 x 6in (HxWxD), polycarbonate, Pantone 7541 C light gray, single-door, stainless steel quick-release latch. | from vendor up to 15 business days | 94 | 110
AH108SPK | AttaBox swing panel kit, 3003-H14 aluminum. For use with AH1084xxx and AH1086xxx Heartland series enclosures. | Stock | 43 | 51
AH12106 | AttaBox Heartland series enclosure, NEMA 1/3R/4/4X/12, 12 x 10 x 6in (HxWxD), polycarbonate, Pantone 7541 C light gray, single-door, polycarbonate quick-release latch. | Stock | 116 | 136
AH12106C | AttaBox Heartland series enclosure, NEMA 1/3R/4/4X/12, 12 x 10 x 6in (HxWxD), polycarbonate, Pantone 7541 C light gray, smoked polycarbonate single-door, polycarbonate quick-release latch. | Stock | 129 | 152
AH12106CSS | AttaBox Heartland series enclosure, NEMA 1/3R/4/4X/12, 12 x 10 x 6in (HxWxD), polycarbonate, Pantone 7541 C light gray, smoked polycarbonate single-door, stainless steel quick-release latch. | from vendor up to 15 business days | 139 | 164
AH12106SS | AttaBox Heartland series enclosure, NEMA 1/3R/4/4X/12, 12 x 10 x 6in (HxWxD), polycarbonate, Pantone 7541 C light gray, single-door, stainless steel quick-release latch. | from vendor up to 15 business days | 124 | 147
AH1210SPK | AttaBox swing panel kit, 3003-H14 aluminum. For use with AH12106xxx Heartland series enclosures. | Stock | 46.5 | 55
AH14126 | AttaBox Heartland series enclosure, NEMA 1/3R/4/4X/12, 14 x 12 x 6in (HxWxD), polycarbonate, Pantone 7541 C light gray, single-door, polycarbonate quick-release latch. | Stock | 136 | 160
AH14126C | AttaBox Heartland series enclosure, NEMA 1/3R/4/4X/12, 14 x 12 x 6in (HxWxD), polycarbonate, Pantone 7541 C light gray, smoked polycarbonate single-door, polycarbonate quick-release latch. | Stock | 142 | 167
AH14126CSS | AttaBox Heartland series enclosure, NEMA 1/3R/4/4X/12, 14 x 12 x 6in (HxWxD), polycarbonate, Pantone 7541 C light gray, smoked polycarbonate single-door, stainless steel quick-release latch. | from vendor up to 15 business days | 153 | 180
AH14126SS | AttaBox Heartland series enclosure, NEMA 1/3R/4/4X/12, 14 x 12 x 6in (HxWxD), polycarbonate, Pantone 7541 C light gray, single-door, stainless steel quick-release latch. | from vendor up to 15 business days | 146 | 172
AH1412SPK | AttaBox swing panel kit, 3003-H14 aluminum. For use with AH14126xxx Heartland series enclosures. | Stock | 50 | 59
AH16148 | AttaBox Heartland series enclosure, NEMA 1/3R/4/4X/12, 16 x 14 x 8in (HxWxD), polycarbonate, Pantone 7541 C light gray, single-door, polycarbonate quick-release latch. | Stock | 154 | 181
AH16148C | AttaBox Heartland series enclosure, NEMA 1/3R/4/4X/12, 16 x 14 x 8in (HxWxD), polycarbonate, Pantone 7541 C light gray, smoked polycarbonate single-door, polycarbonate quick-release latch. | Stock | 174 | 205
AH16148CSS | AttaBox Heartland series enclosure, NEMA 1/3R/4/4X/12, 16 x 14 x 8in (HxWxD), polycarbonate, Pantone 7541 C light gray, smoked polycarbonate single-door, stainless steel quick-release latch. | from vendor up to 15 business days | 187 | 220
AH16148SS | AttaBox Heartland series enclosure, NEMA 1/3R/4/4X/12, 16 x 14 x 8in (HxWxD), polycarbonate, Pantone 7541 C light gray, single-door, stainless steel quick-release latch. | from vendor up to 15 business days | 165 | 195
AH1614SPK | AttaBox swing panel kit, 3003-H14 aluminum. For use with AH16148xxx Heartland series enclosures. | Stock | 54 | 63
AH181610 | AttaBox Heartland series enclosure, NEMA 1/3R/4/4X/12, 18 x 16 x 10in (HxWxD), polycarbonate, Pantone 7541 C light gray, single-door, polycarbonate quick-release latch. | Stock | 182 | 214
AH181610C | AttaBox Heartland series enclosure, NEMA 1/3R/4/4X/12, 18 x 16 x 10in (HxWxD), polycarbonate, Pantone 7541 C light gray, smoked polycarbonate single-door, polycarbonate quick-release latch. | Stock | 202 | 238
AH181610CSS | AttaBox Heartland series enclosure, NEMA 1/3R/4/4X/12, 18 x 16 x 10in (HxWxD), polycarbonate, Pantone 7541 C light gray, smoked polycarbonate single-door, stainless steel quick-release latch. | from vendor up to 15 business days | 217 | 256
AH181610SS | AttaBox Heartland series enclosure, NEMA 1/3R/4/4X/12, 18 x 16 x 10in (HxWxD), polycarbonate, Pantone 7541 C light gray, single-door, stainless steel quick-release latch. | from vendor up to 15 business days | 195 | 230
AH18164 | AttaBox Heartland series enclosure, NEMA 1/3R/4/4X/12, 18 x 16 x 4in (HxWxD), polycarbonate, Pantone 7541 C light gray, single-door, polycarbonate quick-release latch. | Stock | 167 | 197
AH18164C | AttaBox Heartland series enclosure, NEMA 1/3R/4/4X/12, 18 x 16 x 4in (HxWxD), polycarbonate, Pantone 7541 C light gray, smoked polycarbonate single-door, polycarbonate quick-release latch. | Stock | 196 | 231
AH18164CSS | AttaBox Heartland series enclosure, NEMA 1/3R/4/4X/12, 18 x 16 x 4in (HxWxD), polycarbonate, Pantone 7541 C light gray, smoked polycarbonate single-door, stainless steel quick-release latch. | from vendor up to 15 business days | 211 | 248
AH18164SS | AttaBox Heartland series enclosure, NEMA 1/3R/4/4X/12, 18 x 16 x 4in (HxWxD), polycarbonate, Pantone 7541 C light gray, single-door, stainless steel quick-release latch. | from vendor up to 15 business days | 180 | 212
AH1816SPK | AttaBox swing panel kit, 3003-H14 aluminum. For use with AH18164xxx and AH181610xxx Heartland series enclosures. | Stock | 57 | 67
AH20168 | AttaBox Heartland series enclosure, NEMA 1/3R/4/4X/12, 20 x 16 x 8in (HxWxD), polycarbonate, Pantone 7541 C light gray, single-door, polycarbonate quick-release latch. | Stock | 266 | 313
AH20168C | AttaBox Heartland series enclosure, NEMA 1/3R/4/4X/12, 20 x 16 x 8in (HxWxD), polycarbonate, Pantone 7541 C light gray, smoked polycarbonate single-door, polycarbonate quick-release latch. | Stock | 311 | 366
AH20168CSS | AttaBox Heartland series enclosure, NEMA 1/3R/4/4X/12, 20 x 16 x 8in (HxWxD), polycarbonate, Pantone 7541 C light gray, smoked polycarbonate single-door, stainless steel quick-release latch. | from vendor up to 15 business days | 334 | 394
AH20168SS | AttaBox Heartland series enclosure, NEMA 1/3R/4/4X/12, 20 x 16 x 8in (HxWxD), polycarbonate, Pantone 7541 C light gray, single-door, stainless steel quick-release latch. | from vendor up to 15 business days | 286 | 337
AH2016SPK | AttaBox swing panel kit, 3003-H14 aluminum. For use with AH20168xxx Heartland series enclosures. | Stock | 61 | 104
AH242410 | AttaBox Heartland series enclosure, NEMA 1/3R/4/4X/12, 24 x 24 x 10in (HxWxD), polycarbonate, Pantone 7541 C light gray, single-door, polycarbonate quick-release latch. | Stock | 476 | 561
AH242410C | AttaBox Heartland series enclosure, NEMA 1/3R/4/4X/12, 24 x 24 x 10in (HxWxD), polycarbonate, Pantone 7541 C light gray, smoked polycarbonate single-door, polycarbonate quick-release latch. | Stock | 510 | 601
AH242410CSS | AttaBox Heartland series enclosure, NEMA 1/3R/4/4X/12, 24 x 24 x 10in (HxWxD), polycarbonate, Pantone 7541 C light gray, smoked polycarbonate single-door, stainless steel quick-release latch. | from vendor up to 15 business days | 548 | 646
AH242410SS | AttaBox Heartland series enclosure, NEMA 1/3R/4/4X/12, 24 x 24 x 10in (HxWxD), polycarbonate, Pantone 7541 C light gray, single-door, stainless steel quick-release latch. | from vendor up to 15 business days | 512 | 603
AH2424SPK | AttaBox swing panel kit, 3003-H14 aluminum. For use with AH242410xxx Heartland series enclosures. | Stock | 64 | 76
AH664 | AttaBox Heartland series enclosure, NEMA 1/3R/4/4X/12, 6 x 6 x 4in (HxWxD), polycarbonate, Pantone 7541 C light gray, single-door, polycarbonate quick-release latch. | Stock | 65 | 76
AH664C | AttaBox Heartland series enclosure, NEMA 1/3R/4/4X/12, 6 x 6 x 4in (HxWxD), polycarbonate, Pantone 7541 C light gray, smoked polycarbonate single-door, polycarbonate quick-release latch. | Stock | 70 | 82
AH664CSS | AttaBox Heartland series enclosure, NEMA 1/3R/4/4X/12, 6 x 6 x 4in (HxWxD), polycarbonate, Pantone 7541 C light gray, smoked polycarbonate single-door, stainless steel quick-release latch. | from vendor up to 15 business days | 75 | 89
AH664SS | AttaBox Heartland series enclosure, NEMA 1/3R/4/4X/12, 6 x 6 x 4in (HxWxD), polycarbonate, Pantone 7541 C light gray, single-door, stainless steel quick-release latch. | from vendor up to 15 business days | 69 | 82
AH66SPK | AttaBox swing panel kit, 3003-H14 aluminum. For use with AH664xxx Heartland series enclosures. | Stock | 38.5 | 45.5
AH864 | AttaBox Heartland series enclosure, NEMA 1/3R/4/4X/12, 8 x 6 x 4in (HxWxD), polycarbonate, Pantone 7541 C light gray, single-door, polycarbonate quick-release latch. | Stock | 69 | 81
AH864C | AttaBox Heartland series enclosure, NEMA 1/3R/4/4X/12, 8 x 6 x 4in (HxWxD), polycarbonate, Pantone 7541 C light gray, smoked polycarbonate single-door, polycarbonate quick-release latch. | Stock | 78 | 91
AH864CSS | AttaBox Heartland series enclosure, NEMA 1/3R/4/4X/12, 8 x 6 x 4in (HxWxD), polycarbonate, Pantone 7541 C light gray, smoked polycarbonate single-door, stainless steel quick-release latch. | from vendor up to 15 business days | 83 | 98
AH864SS | AttaBox Heartland series enclosure, NEMA 1/3R/4/4X/12, 8 x 6 x 4in (HxWxD), polycarbonate, Pantone 7541 C light gray, single-door, stainless steel quick-release latch. | from vendor up to 15 business days | 74 | 87
AH86SPK | AttaBox swing panel kit, 3003-H14 aluminum. For use with AH864xxx Heartland series enclosures. | Stock | 39.5 | 46.5
AH884 | AttaBox Heartland series enclosure, NEMA 1/3R/4/4X/12, 8 x 8 x 4in (HxWxD), polycarbonate, Pantone 7541 C light gray, single-door, polycarbonate quick-release latch. | Stock | 72 | 85
AH884C | AttaBox Heartland series enclosure, NEMA 1/3R/4/4X/12, 8 x 8 x 4in (HxWxD), polycarbonate, Pantone 7541 C light gray, smoked polycarbonate single-door, polycarbonate quick-release latch. | Stock | 82 | 97
AH884CSS | AttaBox Heartland series enclosure, NEMA 1/3R/4/4X/12, 8 x 8 x 4in (HxWxD), polycarbonate, Pantone 7541 C light gray, smoked polycarbonate single-door, stainless steel quick-release latch. | from vendor up to 15 business days | 88 | 104
AH884SS | AttaBox Heartland series enclosure, NEMA 1/3R/4/4X/12, 8 x 8 x 4in (HxWxD), polycarbonate, Pantone 7541 C light gray, single-door, stainless steel quick-release latch. | from vendor up to 15 business days | 77 | 91
AH88SPK | AttaBox swing panel kit, 3003-H14 aluminum. For use with AH884xxx Heartland series enclosures. | from vendor up to 15 business days | 56 | 66
AHAK | AttaBox mounting feet kit, polycarbonate. For use with Heartland series enclosures. Includes (4) mounting feet and mounting hardware. | from vendor up to 5 business days | 10.25 | 12
AHLK | AttaBox enclosure latch, replacement, quick-release, 304 stainless steel. Package of 2. For use with Heartland series enclosures. | from vendor up to 5 business days | 8.25 | 9.5
AHLKSS | AttaBox enclosure latch, replacement, quick-release, polycarbonate. Package of 2. For use with Heartland series enclosures. | from vendor up to 15 business days | 10.5 | 13.25
AHS-AN-1A | Micro Detectors inductive proximity sensor, tubular, 6.5mm diameter x 20.3mm body, stainless steel housing, NPN, N.O. output, 1.5mm sensing distance, flush, 7 kHz switching frequency, IP67, pigtail. | Stock | 23 | 24
AHS-AN-1F | Micro Detectors inductive proximity sensor, tubular, 6.5mm diameter x 29.4mm body, stainless steel housing, NPN, N.O. output, 1.5mm sensing distance, flush, 7 kHz switching frequency, IP67, 3-pin M8 quick-disconnect. | Stock | 24.5 | 25.5
AHS-AN-3A | Micro Detectors inductive proximity sensor, tubular, 6.5mm diameter x 20.3mm body, stainless steel housing, NPN, N.O. output, 2mm sensing distance, flush, 7 kHz switching frequency, IP67, pigtail. | Stock | 27 | 28
AHS-AN-3F | Micro Detectors inductive proximity sensor, tubular, 6.5mm diameter x 29.4mm body, stainless steel housing, NPN, N.O. output, 2mm sensing distance, flush, 7 kHz switching frequency, IP67, 3-pin M8 quick-disconnect. | Stock | 28.5 | 29.5
AHS-AP-1A | Micro Detectors inductive proximity sensor, tubular, 6.5mm diameter x 20.3mm body, stainless steel housing, PNP, N.O. output, 1.5mm sensing distance, flush, 7 kHz switching frequency, IP67, pigtail. | Stock | 23 | 24
AHS-AP-1F | Micro Detectors inductive proximity sensor, tubular, 6.5mm diameter x 29.4mm body, stainless steel housing, PNP, N.O. output, 1.5mm sensing distance, flush, 7 kHz switching frequency, IP67, 3-pin M8 quick-disconnect. | Stock | 24.5 | 25.5
AHS-AP-3A | Micro Detectors inductive proximity sensor, tubular, 6.5mm diameter x 20.3mm body, stainless steel housing, PNP, N.O. output, 2mm sensing distance, flush, 7 kHz switching frequency, IP67, pigtail. | Stock | 27 | 28
AHS-AP-3F | Micro Detectors inductive proximity sensor, tubular, 6.5mm diameter x 29.4mm body, stainless steel housing, PNP, N.O. output, 2mm sensing distance, flush, 7 kHz switching frequency, IP67, 3-pin M8 quick-disconnect. | Stock | 28.5 | 29.5
AHS-CP-1A | Micro Detectors inductive proximity sensor, tubular, 6.5mm diameter x 20.3mm body, stainless steel housing, PNP, N.C. output, 1.5mm sensing distance, flush, 7 kHz switching frequency, IP67, pigtail. | Stock | 23 | 24
AHS-CP-1F | Micro Detectors inductive proximity sensor, tubular, 6.5mm diameter x 29.4mm body, stainless steel housing, PNP, N.C. output, 1.5mm sensing distance, flush, 7 kHz switching frequency, IP67, 3-pin M8 quick-disconnect. | Stock | 24.5 | 25.5
AHS-CP-3A | Micro Detectors inductive proximity sensor, tubular, 6.5mm diameter x 20.3mm body, stainless steel housing, PNP, N.C. output, 2mm sensing distance, flush, 7 kHz switching frequency, IP67, pigtail. | Stock | 27 | 28
AHS-CP-3F | Micro Detectors inductive proximity sensor, tubular, 6.5mm diameter x 29.4mm body, stainless steel housing, PNP, N.C. output, 2mm sensing distance, flush, 7 kHz switching frequency, IP67, 3-pin M8 quick-disconnect. | Stock | 28.5 | 29.5
AHSNK | AttaBox slot nut kit, #10-32 UNF x 0.375in, Phillips pan head, zinc plated steel. Package of 2. For use with Heartland series enclosures. Includes screw and galvanized steel slot nut. | from vendor up to 5 business days | 17 | 20
AHSPM | AttaBox Heartland series swing panel bracket, package of 4. For use with Heartland series enclosures. Mounting screws included. | Stock | 24 | 28
AHTSKAL | AttaBox thumb screw, replacement, #10-32 UNF x 0.375in, aluminum. Package of 2. For use with Heartland series enclosures. Nylon washer included. | Stock | 4.75 | 7
AHTSKSS | AttaBox thumb screw, replacement, #10-32 UNF x 0.375in, stainless steel. Package of 2. For use with Heartland series enclosures. Nylon washer included. | Stock | 8.25 | 9.5
AHX082 | Fuji Electric key washer, replacement, 30mm, metal. Package of 5. For use with AR30 and DR30 series pushbuttons, switches, indicators and buzzers. | Stock | 1
AHX088 | Fuji Electric lock nut, replacement, 30mm, metal. Package of 5. For use with AR30F0R, DR30D0L, E0L, E0R and Q7L series pushbuttons, switches and indicators. | Stock | 4.5 | 5
AHX093 | Fuji Electric lock nut, replacement, 30mm, metal. Package of 5. For use with AR30M0R, A_N, JR, PL, PR, Q2R and WR series pushbuttons, switches and indicators. | Stock | 4.5 | 5
AHX177-00 | Fuji Electric blank legend plate, brass, rectangular, silver field, silver background. For use with 30mm pilot devices. | Stock | 2 | 2.25
AHX177-0A | Fuji Electric legend plate, brass, rectangular, silver field, silver background, black engraved text, legend plate marking "ON". For use with 30mm pilot devices. | Stock | 2 | 2.25
AHX177-0B | Fuji Electric legend plate, brass, rectangular, silver field, silver background, black engraved text, legend plate marking "OFF". For use with 30mm pilot devices. | Stock | 2 | 2.25
AHX177-0C | Fuji Electric legend plate, brass, rectangular, silver field, silver background, black engraved text, legend plate marking "START". For use with 30mm pilot devices. | Stock | 2 | 2.25
AHX177-0D | Fuji Electric legend plate, brass, rectangular, silver field, silver background, black engraved text, legend plate marking "STOP". For use with 30mm pilot devices. | Stock | 2 | 2.25
AHX177-2A | Fuji Electric legend plate, brass, rectangular, silver field, silver background, black engraved text, legend plate marking "OFF-ON". For use with 30mm pilot devices. | Stock | 2 | 2.25
AHX282 | Fuji Electric sealing/spacer washer, replacement, 30mm. Package of 5. For use with AR30 and DR30 series pushbuttons, switches, indicators and buzzers. | Stock | 1
AHX702 | Fuji Electric bulb and lens installation/removal tool. For use with AR22 and AR30 series pushbuttons, switches and indicators. | Stock | 5.5 | 5.75
AHX720-5A | Fuji Electric oversized legend plate, aluminum, round, yellow field, yellow background, black engraved text, legend plate marking "EMERGENCY STOP". For use with 30mm pilot devices. | Stock | 8.25 | 8.5
AHX790 | Fuji Electric bulb installation/removal tool. For use with AR22 and AR30 series pushbuttons, switches and indicators. | Stock | 3 | 3.25
AJB-10 | NITRA pneumatic air jet base, 1in length, brass, #10-32 female threaded. | Stock | 5.75 | 6
AJB-15 | NITRA pneumatic air jet base, 1.5in length, brass, #10-32 female threaded. | Stock | 5.75 | 6
AJB-20 | NITRA pneumatic air jet base, 2in length, brass, #10-32 female threaded. | Stock | 5.75 | 6
A-JFI-0406-04 | igus iglide series plain bearing, type J polymer, 1/4in inside diameter, 3/8in outside diameter, 1/4in overall length, flanged. Package of 10. | Stock | 8.25 | 8.5
A-JFI-0810-08 | igus iglide series plain bearing, type J polymer, 1/2in inside diameter, 5/8in outside diameter, 1/2in overall length, flanged. Package of 10. | Stock | 12.5 | 13
A-JFI-1214-12 | igus iglide series plain bearing, type J polymer, 3/4in inside diameter, 7/8in outside diameter, 3/4in overall length, flanged. Package of 5. | Stock | 9.5 | 10
A-JFI-1618-16 | igus iglide series plain bearing, type J polymer, 1in inside diameter, 1-1/8in outside diameter, 1in overall length, flanged. Package of 2. | Stock | 6 | 6.25
AJH-1 | NITRA pneumatic air jet holder, anodized aluminum. | Stock | 8.5 | 8.75
AJN16-1 | NITRA pneumatic air jet nozzle, 1in length, straight, brass. | Stock | 7.5 | 7.75
AJN16-1-45 | NITRA pneumatic air jet nozzle, 1in length, 45 degree, brass. | Stock | 7.5 | 7.75
AJN16-1-90 | NITRA pneumatic air jet nozzle, 1in length, 90 degree, brass. | Stock | 7.5 | 7.75
AJN16-1-CD | NITRA pneumatic air jet nozzle, 1in length, compound angle, brass. | Stock | 7.5 | 7.75
AJN16-2 | NITRA pneumatic air jet nozzle, 2in length, straight, brass. | Stock | 7.5 | 7.75
AJN16-3 | NITRA pneumatic air jet nozzle, 3in length, straight, brass. | Stock | 7.5 | 7.75
AJ-NUT | NITRA pneumatic air jet nut, brass. | Stock | 2.5
AJNV-M10N | NITRA pneumatic air jet needle valve, brass, #10-32 female threaded. | Stock | 7 | 7.25
AJPB-14 | NITRA pneumatic air jet base, 1.1in length, brass, 1/4in push-to-connect. | Stock | 7.5 | 7.75
AJS-35 | NITRA pneumatic air jet set, 35 pieces, brass. | Stock | 207 | 215
A-JSI-0406-04 | igus iglide series plain bearing, type J polymer, 1/4in inside diameter, 3/8in outside diameter, 1/4in overall length. Package of 10. | Stock | 8 | 8.25
A-JSI-0810-08 | igus iglide series plain bearing, type J polymer, 1/2in inside diameter, 5/8in outside diameter, 1/2in overall length. Package of 10. | Stock | 10 | 10.5
A-JSI-1214-12 | igus iglide series plain bearing, type J polymer, 3/4in inside diameter, 7/8in outside diameter, 3/4in overall length. Package of 5. | Stock | 9.25 | 9.5
A-JSI-1618-16 | igus iglide series plain bearing, type J polymer, 1in inside diameter, 1-1/8in outside diameter, 1in overall length. Package of 2. | Stock | 6 | 6.25
AJTB-18N | NITRA pneumatic air jet base, 1in length, brass, 1/8in male NPT. | Stock | 6.25 | 6.5
AK1494FD | Hammond operator adapter assembly, for use with Allen-Bradley 1494F, 1494D series devices. | Stock | 202 | 217
AK1-A0-1A | Micro Detectors inductive proximity sensor, tubular, 18mm diameter x 50mm body, nickel-plated brass housing, NPN/PNP, N.O. output, 5mm sensing distance, flush, 600 Hz switching frequency, IP67, pigtail. | Stock | 25 | 26
AK1-A0-1H | Micro Detectors inductive proximity sensor, tubular, 18mm diameter x 64mm body, nickel-plated brass housing, NPN/PNP, N.O. output, 5mm sensing distance, flush, 600 Hz switching frequency, IP67, 4-pin M12 quick-disconnect. | Stock | 25 | 26
AK1-A0-2A | Micro Detectors inductive proximity sensor, tubular, 18mm diameter x 50mm body, nickel-plated brass housing, NPN/PNP, N.O. output, 8mm sensing distance, non-flush, 300 Hz switching frequency, IP67, pigtail. | Stock | 25 | 26
AK1-A0-2H | Micro Detectors inductive proximity sensor, tubular, 18mm diameter x 64mm body, nickel-plated brass housing, NPN/PNP, N.O. output, 8mm sensing distance, non-flush, 300 Hz switching frequency, IP67, 4-pin M12 quick-disconnect. | Stock | 25 | 26
AK1-A0-3A | Micro Detectors inductive proximity sensor, tubular, 18mm diameter x 50mm body, nickel-plated brass housing, NPN/PNP, N.O. output, 8mm sensing distance, flush, 300 Hz switching frequency, IP67, pigtail. | Stock | 32 | 33.5
AK1-A0-3H | Micro Detectors inductive proximity sensor, tubular, 18mm diameter x 64mm body, nickel-plated brass housing, NPN/PNP, N.O. output, 8mm sensing distance, flush, 300 Hz switching frequency, IP67, 4-pin M12 quick-disconnect. | Stock | 32 | 33.5
AK1-A0-4A | Micro Detectors inductive proximity sensor, tubular, 18mm diameter x 50mm body, nickel-plated brass housing, NPN/PNP, N.O. output, 12mm sensing distance, non-flush, 300 Hz switching frequency, IP67, pigtail. | Stock | 32 | 33.5
AK1-A0-4H | Micro Detectors inductive proximity sensor, tubular, 18mm diameter x 64mm body, nickel-plated brass housing, NPN/PNP, N.O. output, 12mm sensing distance, non-flush, 300 Hz switching frequency, IP67, 4-pin M12 quick-disconnect. | Stock | 32 | 33.5
AK1-AN-1A | Micro Detectors inductive proximity sensor, tubular, 18mm diameter x 50mm body, nickel-plated brass housing, NPN, N.O. output, 5mm sensing distance, flush, 600 Hz switching frequency, IP67, pigtail. | Stock | 17.5 | 18
AK1-AN-1H | Micro Detectors inductive proximity sensor, tubular, 18mm diameter x 64mm body, nickel-plated brass housing, NPN, N.O. output, 5mm sensing distance, flush, 600 Hz switching frequency, IP67, 4-pin M12 quick-disconnect. | Stock | 19 | 20
AK1-AN-2A | Micro Detectors inductive proximity sensor, tubular, 18mm diameter x 50mm body, nickel-plated brass housing, NPN, N.O. output, 8mm sensing distance, non-flush, 300 Hz switching frequency, IP67, pigtail. | Stock | 17.5 | 18
AK1-AN-2H | Micro Detectors inductive proximity sensor, tubular, 18mm diameter x 64mm body, nickel-plated brass housing, NPN, N.O. output, 8mm sensing distance, non-flush, 300 Hz switching frequency, IP67, 4-pin M12 quick-disconnect. | Stock | 19 | 20
AK1-AN-3A | Micro Detectors inductive proximity sensor, tubular, 18mm diameter x 50mm body, nickel-plated brass housing, NPN, N.O. output, 8mm sensing distance, flush, 300 Hz switching frequency, IP67, pigtail. | Stock | 22 | 23
AK1-AN-3H | Micro Detectors inductive proximity sensor, tubular, 18mm diameter x 64mm body, nickel-plated brass housing, NPN, N.O. output, 8mm sensing distance, flush, 300 Hz switching frequency, IP67, 4-pin M12 quick-disconnect. | Stock | 22 | 23
AK1-AN-4A | Micro Detectors inductive proximity sensor, tubular, 18mm diameter x 50mm body, nickel-plated brass housing, NPN, N.O. output, 12mm sensing distance, non-flush, 300 Hz switching frequency, IP67, pigtail. | Stock | 22 | 23
AK1-AN-4H | Micro Detectors inductive proximity sensor, tubular, 18mm diameter x 64mm body, nickel-plated brass housing, NPN, N.O. output, 12mm sensing distance, non-flush, 300 Hz switching frequency, IP67, 4-pin M12 quick-disconnect. | Stock | 22 | 23
AK1-AP-1A | Micro Detectors inductive proximity sensor, tubular, 18mm diameter x 50mm body, nickel-plated brass housing, PNP, N.O. output, 5mm sensing distance, flush, 600 Hz switching frequency, IP67, pigtail. | Stock | 17.5 | 18
AK1-AP-1H | Micro Detectors inductive proximity sensor, tubular, 18mm diameter x 64mm body, nickel-plated brass housing, PNP, N.O. output, 5mm sensing distance, flush, 600 Hz switching frequency, IP67, 4-pin M12 quick-disconnect. | Stock | 19 | 20
AK1-AP-2A | Micro Detectors inductive proximity sensor, tubular, 18mm diameter x 50mm body, nickel-plated brass housing, PNP, N.O. output, 8mm sensing distance, non-flush, 300 Hz switching frequency, IP67, pigtail. | Stock | 17.5 | 18
AK1-AP-2H | Micro Detectors inductive proximity sensor, tubular, 18mm diameter x 64mm body, nickel-plated brass housing, PNP, N.O. output, 8mm sensing distance, non-flush, 300 Hz switching frequency, IP67, 4-pin M12 quick-disconnect. | Stock | 19 | 20
AK1-AP-3A | Micro Detectors inductive proximity sensor, tubular, 18mm diameter x 50mm body, nickel-plated brass housing, PNP, N.O. output, 8mm sensing distance, flush, 300 Hz switching frequency, IP67, pigtail. | Stock | 22 | 23
AK1-AP-3H | Micro Detectors inductive proximity sensor, tubular, 18mm diameter x 64mm body, nickel-plated brass housing, PNP, N.O. output, 8mm sensing distance, flush, 300 Hz switching frequency, IP67, 4-pin M12 quick-disconnect. | Stock | 22 | 23
AK1-AP-4A | Micro Detectors inductive proximity sensor, tubular, 18mm diameter x 50mm body, nickel-plated brass housing, PNP, N.O. output, 12mm sensing distance, non-flush, 300 Hz switching frequency, IP67, pigtail. | Stock | 22 | 23
AK1-AP-4H | Micro Detectors inductive proximity sensor, tubular, 18mm diameter x 64mm body, nickel-plated brass housing, PNP, N.O. output, 12mm sensing distance, non-flush, 300 Hz switching frequency, IP67, 4-pin M12 quick-disconnect. | Stock | 22 | 23
A-KARI-04 | igus igubal K series mounted spherical bearing, type L280 polymer bearing, 1/4in inside diameter, 0.365in width, 1/4-28 UNF male thread rod end. Package of 4. | Stock | 14.5 | 15
A-KARI-08 | igus igubal K series mounted spherical bearing, type L280 polymer bearing, 1/2in inside diameter, 0.625in width, 1/2-20 UNF male thread rod end. Package of 2. | Stock | 14.5 | 15
A-KARI-12 | igus igubal K series mounted spherical bearing, type L280 polymer bearing, 3/4in inside diameter, 0.875in width, 3/4-16 UNF male thread rod end. | Stock | 11.5 | 12
A-KARI-16 | igus igubal K series mounted spherical bearing, type L280 polymer bearing, 1in inside diameter, 1.375in width, 1-12 UNF male thread rod end. | Stock | 18.5 | 19
A-KBRI-04 | igus igubal K series mounted spherical bearing, type L280 polymer bearing, 1/4in inside diameter, 0.365in width, 1/4-28 UNF female thread rod end. Package of 4. | Stock | 15 | 15.5
A-KBRI-08 | igus igubal K series mounted spherical bearing, type L280 polymer bearing, 1/2in inside diameter, 0.625in width, 1/2-20 UNF female thread rod end. Package of 2. | Stock | 22 | 23
A-KBRI-12 | igus igubal K series mounted spherical bearing, type L280 polymer bearing, 3/4in inside diameter, 0.875in width, 3/4-16 UNF female thread rod end. | Stock | 17.5 | 18
A-KBRI-16 | igus igubal K series mounted spherical bearing, type L280 polymer bearing, 1in inside diameter, 1.375in width, 1-12 UNF female thread rod end. | Stock | 20.5 | 21.5
AKIT316ST | Hammond adjustable floor-mounting legs, 316L stainless steel, #4 brush finish. For use with Hammond wall-mount enclosures. Includes (2) legs and mounting hardware. 1.00in height adjustment range. | Stock | 504 | 543
A-KSTI-04 | igus igubal K series mounted spherical bearing, type L280 polymer bearing, 1/4in inside diameter, pillow block. Package of 4. | Stock | 11 | 11.5
A-KSTI-08 | igus igubal K series mounted spherical bearing, type L280 polymer bearing, 1/2in inside diameter, pillow block. Package of 2. | Stock | 15 | 15.5
A-KSTI-12 | igus igubal K series mounted spherical bearing, type L280 polymer bearing, 3/4in inside diameter, pillow block. | Stock | 9.25 | 9.5
A-KSTI-16 | igus igubal K series mounted spherical bearing, type L280 polymer bearing, 1in inside diameter, pillow block. | Stock | 15.5 | 16
AKU | Hammond operator adapter assembly, for use with most ABB, Allen-Bradley, Cutler Hammer, Siemens, and Square D devices. | Stock | 200 | 213
AL-165 | Merz shaft, adjustable, 178-238mm. For use with Merz handles -H01R(B), -H02R(B), -H05R(B), -H06R(B). | Stock | 3.5 | 3.75
AL2-21 | NITRA pneumatic lubricator, 1/8in female NPT inlet(s), 1/8in female NPT outlet(s), polycarbonate bowl, metal bowl guard. For use with Ax-21 series air prep components. | Stock | 22 | 23
AL2-21-D | NITRA pneumatic lubricator, 1/8in female NPT inlet(s), 1/8in female NPT outlet(s), die-cast aluminum bowl, sight gauge. For use with Ax-21 series air prep components. | Stock | 28 | 29
AL2-21-N | NITRA pneumatic lubricator, 1/8in female NPT inlet(s), 1/8in female NPT outlet(s), nylon bowl, metal bowl guard. For use with Ax-21 series air prep components. | Stock | 22 | 23
AL2-22 | NITRA pneumatic lubricator, 1/4in female NPT inlet(s), 1/4in female NPT outlet(s), polycarbonate bowl, metal bowl guard. For use with Ax-22 series air prep components. | Stock | 22 | 23
AL2-22-D | NITRA pneumatic lubricator, 1/4in female NPT inlet(s), 1/4in female NPT outlet(s), die-cast aluminum bowl, sight gauge. For use with Ax-22 series air prep components. | Stock | 28 | 29
AL2-22-N | NITRA pneumatic lubricator, 1/4in female NPT inlet(s), 1/4in female NPT outlet(s), nylon bowl, metal bowl guard. For use with Ax-22 series air prep components. | Stock | 22 | 23
AL2-32 | NITRA pneumatic lubricator, 1/4in female NPT inlet(s), 1/4in female NPT outlet(s), polycarbonate bowl, metal bowl guard. For use with Ax-32 series air prep components. | Stock | 34 | 35.5
AL2-32-D | NITRA pneumatic lubricator, 1/4in female NPT inlet(s), 1/4in female NPT outlet(s), die-cast aluminum bowl, sight gauge. For use with Ax-32 series air prep components. | Stock | 31.5 | 33
AL2-32-N | NITRA pneumatic lubricator, 1/4in female NPT inlet(s), 1/4in female NPT outlet(s), nylon bowl, metal bowl guard. For use with Ax-32 series air prep components. | Stock | 34 | 35.5
AL2-33 | NITRA pneumatic lubricator, 3/8in female NPT inlet(s), 3/8in female NPT outlet(s), polycarbonate bowl, metal bowl guard. For use with Ax-33 series air prep components. | Stock | 34 | 35.5
AL2-33-D | NITRA pneumatic lubricator, 3/8in female NPT inlet(s), 3/8in female NPT outlet(s), die-cast aluminum bowl, sight gauge. For use with Ax-33 series air prep components. | Stock | 31.5 | 33
AL2-33-N | NITRA pneumatic lubricator, 3/8in female NPT inlet(s), 3/8in female NPT outlet(s), nylon bowl, metal bowl guard. For use with Ax-33 series air prep components. | Stock | 34 | 35.5
AL2-44 | NITRA pneumatic lubricator, 1/2in female NPT inlet(s), 1/2in female NPT outlet(s), polycarbonate bowl, metal bowl guard. For use with Ax-44 series air prep components. | Stock | 48 | 50
AL2-44-D | NITRA pneumatic lubricator, 1/2in female NPT inlet(s), 1/2in female NPT outlet(s), die-cast aluminum bowl, sight gauge. For use with Ax-44 series air prep components. | Stock | 44.5 | 46.5
AL2-44-N | NITRA pneumatic lubricator, 1/2in female NPT inlet(s), 1/2in female NPT outlet(s), nylon bowl, metal bowl guard. For use with Ax-44 series air prep components. | Stock | 48 | 50
AL-265 | Merz shaft, adjustable, 278-338mm. For use with Merz handles -H01R(B), -H02R(B), -H05R(B), -H06R(B). | Stock | 4.25 | 4.5
AL2-66-D | NITRA pneumatic lubricator, 3/4in female NPT inlet(s), 3/4in female NPT outlet(s), die-cast aluminum bowl, sight gauge. For use with Ax-66 series air prep components. | Stock | 78 | 81
AL2-68-D | NITRA pneumatic lubricator, 1in female NPT inlet(s), 1in female NPT outlet(s), die-cast aluminum bowl, sight gauge. For use with Ax-68 series air prep components. | Stock | 78 | 81
AL-365 | Merz shaft, adjustable, 378-438mm. For use with Merz handles -H01R(B), -H02R(B), -H05R(B), -H06R(B). | Stock | 4.75 | 5
AM1-A0-1A | Micro Detectors inductive proximity sensor, tubular, 12mm diameter x 60mm body, nickel-plated brass housing, NPN/PNP, N.O. output, 2mm sensing distance, flush, 1.5 kHz switching frequency, IP67, pigtail. | Stock | 24 | 25
AM1-A0-1H | Micro Detectors inductive proximity sensor, tubular, 12mm diameter x 75mm body, nickel-plated brass housing, NPN/PNP, N.O. output, 2mm sensing distance, flush, 1.5 kHz switching frequency, IP67, 4-pin M12 quick-disconnect. | Stock | 24 | 25
AM1-A0-2A | Micro Detectors inductive proximity sensor, tubular, 12mm diameter x 60mm body, nickel-plated brass housing, NPN/PNP, N.O. output, 4mm sensing distance, non-flush, 1.5 kHz switching frequency, IP67, pigtail. | Stock | 24 | 25
AM1-A0-2H | Micro Detectors inductive proximity sensor, tubular, 12mm diameter x 75mm body, nickel-plated brass housing, NPN/PNP, N.O. output, 4mm sensing distance, non-flush, 1.5 kHz switching frequency, IP67, 4-pin M12 quick-disconnect. | Stock | 24 | 25
AM1-A0-3A | Micro Detectors inductive proximity sensor, tubular, 12mm diameter x 50mm body, nickel-plated brass housing, NPN/PNP, N.O. output, 4mm sensing distance, flush, 750 Hz switching frequency, IP67, pigtail. | Stock | 30 | 31
AM1-A0-3H | Micro Detectors inductive proximity sensor, tubular, 12mm diameter x 65mm body, nickel-plated brass housing, NPN/PNP, N.O. output, 4mm sensing distance, flush, 750 Hz switching frequency, IP67, 4-pin M12 quick-disconnect. | Stock | 30 | 31
AM1-A0-4A | Micro Detectors inductive proximity sensor, tubular, 12mm diameter x 60mm body, nickel-plated brass housing, NPN/PNP, N.O. output, 8mm sensing distance, non-flush, 750 Hz switching frequency, IP67, pigtail. | Stock | 30 | 31
AM1-A0-4H | Micro Detectors inductive proximity sensor, tubular, 12mm diameter x 65mm body, nickel-plated brass housing, NPN/PNP, N.O. output, 8mm sensing distance, non-flush, 750 Hz switching frequency, IP67, 4-pin M12 quick-disconnect. | Stock | 30 | 31
AM1-AN-1A | Micro Detectors inductive proximity sensor, tubular, 12mm diameter x 50mm body, nickel-plated brass housing, NPN, N.O. output, 2mm sensing distance, flush, 2 kHz switching frequency, IP67, pigtail. | Stock | 16.5 | 17
AM1-AN-1H | Micro Detectors inductive proximity sensor, tubular, 12mm diameter x 75mm body, nickel-plated brass housing, NPN, N.O. output, 2mm sensing distance, flush, 2 kHz switching frequency, IP67, 4-pin M12 quick-disconnect. | Stock | 17.5 | 18
AM1-AN-2A | Micro Detectors inductive proximity sensor, tubular, 12mm diameter x 50mm body, nickel-plated brass housing, NPN, N.O. output, 4mm sensing distance, non-flush, 2 kHz switching frequency, IP67, pigtail. | Stock | 16.5 | 17
AM1-AN-2H | Micro Detectors inductive proximity sensor, tubular, 12mm diameter x 65mm body, nickel-plated brass housing, NPN, N.O. output, 4mm sensing distance, non-flush, 2 kHz switching frequency, IP67, 4-pin M12 quick-disconnect. | Stock | 17.5 | 18
AM1-AN-3A | Micro Detectors inductive proximity sensor, tubular, 12mm diameter x 50mm body, nickel-plated brass housing, NPN, N.O. output, 4mm sensing distance, flush, 2 kHz switching frequency, IP67, pigtail. | Stock | 23 | 24
AM1-AN-3H | Micro Detectors inductive proximity sensor, tubular, 12mm diameter x 65mm body, nickel-plated brass housing, NPN, N.O. output, 4mm sensing distance, flush, 2 kHz switching frequency, IP67, 4-pin M12 quick-disconnect. | Stock | 23 | 24
AM1-AN-4A | Micro Detectors inductive proximity sensor, tubular, 12mm diameter x 50mm body, nickel-plated brass housing, NPN, N.O. output, 8mm sensing distance, non-flush, 2 kHz switching frequency, IP67, pigtail. | Stock | 23 | 24
AM1-AN-4H | Micro Detectors inductive proximity sensor, tubular, 12mm diameter x 65mm body, nickel-plated brass housing, NPN, N.O. output, 8mm sensing distance, non-flush, 2 kHz switching frequency, IP67, 4-pin M12 quick-disconnect. | Stock | 23 | 24
AM1-AN-5H | AutomationDirect inductive proximity sensor, tubular, 12mm diameter x 45mm body, chrome-plated brass housing, NPN, N.O. output, 6mm sensing distance, semi-flush, 800 Hz switching frequency, IP67, 4-pin M12 quick-disconnect. | Stock | 72 | 75
AM1-AP-1A | Micro Detectors inductive proximity sensor, tubular, 12mm diameter x 50mm body, nickel-plated brass housing, PNP, N.O. output, 2mm sensing distance, flush, 2 kHz switching frequency, IP67, pigtail. | Stock | 16.5 | 17
AM1-AP-1H | Micro Detectors inductive proximity sensor, tubular, 12mm diameter x 75mm body, nickel-plated brass housing, PNP, N.O. output, 2mm sensing distance, flush, 2 kHz switching frequency, IP67, 4-pin M12 quick-disconnect. | Stock | 17.5 | 18
AM1-AP-2A | Micro Detectors inductive proximity sensor, tubular, 12mm diameter x 50mm body, nickel-plated brass housing, PNP, N.O. output, 4mm sensing distance, non-flush, 2 kHz switching frequency, IP67, pigtail. | Stock | 16.5 | 17
AM1-AP-2H | Micro Detectors inductive proximity sensor, tubular, 12mm diameter x 65mm body, nickel-plated brass housing, PNP, N.O. output, 4mm sensing distance, non-flush, 2 kHz switching frequency, IP67, 4-pin M12 quick-disconnect. | Stock | 17.5 | 18
AM1-AP-3A | Micro Detectors inductive proximity sensor, tubular, 12mm diameter x 50mm body, nickel-plated brass housing, PNP, N.O. output, 4mm sensing distance, flush, 2 kHz switching frequency, IP67, pigtail. | Stock | 23 | 24
AM1-AP-3H | Micro Detectors inductive proximity sensor, tubular, 12mm diameter x 65mm body, nickel-plated brass housing, PNP, N.O. output, 4mm sensing distance, flush, 2 kHz switching frequency, IP67, 4-pin M12 quick-disconnect. | Stock | 23 | 24
AM1-AP-4A | Micro Detectors inductive proximity sensor, tubular, 12mm diameter x 50mm body, nickel-plated brass housing, PNP, N.O. output, 8mm sensing distance, non-flush, 2 kHz switching frequency, IP67, pigtail. | Stock | 23 | 24
AM1-AP-4H | Micro Detectors inductive proximity sensor, tubular, 12mm diameter x 65mm body, nickel-plated brass housing, PNP, N.O. output, 8mm sensing distance, non-flush, 2 kHz switching frequency, IP67, 4-pin M12 quick-disconnect. | Stock | 23 | 24
AM1-AP-5H | AutomationDirect inductive proximity sensor, tubular, 12mm diameter x 45mm body, chrome-plated brass housing, PNP, N.O. output, 6mm sensing distance, semi-flush, 800 Hz switching frequency, IP67, 4-pin M12 quick-disconnect. | Stock | 72 | 75
AM-312 | NITRA pneumatic valve manifold, aluminum, (2) stations, (2) 1/4in female NPT inlet(s), (2) 1/4in female NPT exhaust(s). For use with AVS-31 series directional control valves. | Stock | 15.5 | 16
AM-314 | NITRA pneumatic valve manifold, aluminum, (4) stations, (2) 1/4in female NPT inlet(s), (2) 1/4in female NPT exhaust(s). For use with AVS-31 series directional control valves. | Stock | 22.5 | 23.5
AM-316 | NITRA pneumatic valve manifold, aluminum, (6) stations, (2) 1/4in female NPT inlet(s), (2) 1/4in female NPT exhaust(s). For use with AVS-31 series directional control valves. | Stock | 28 | 29
AM-318 | NITRA pneumatic valve manifold, aluminum, (8) stations, (2) 1/4in female NPT inlet(s), (2) 1/4in female NPT exhaust(s). For use with AVS-31 series directional control valves. | Stock | 36.5 | 38
AM-31BP | NITRA blanking plate, plated steel. For use with AM-31 series manifolds. | Stock | 3.5 | 3.75
AM-31GS | NITRA manifold mounting set, for use with AM-31 series manifolds. | Stock | 3.5 | 3.75
AM-322 | NITRA pneumatic valve manifold, aluminum, (2) stations, (2) 1/4in female NPT inlet(s), (2) 1/4in female NPT exhaust(s). For use with AVS-32 series directional control valves. | Stock | 15.5 | 16
AM-324 | NITRA pneumatic valve manifold, aluminum, (4) stations, (2) 1/4in female NPT inlet(s), (2) 1/4in female NPT exhaust(s). For use with AVS-32 series directional control valves. | Stock | 25 | 26
AM-326 | NITRA pneumatic valve manifold, aluminum, (6) stations, (2) 1/4in female NPT inlet(s), (2) 1/4in female NPT exhaust(s). For use with AVS-32 series directional control valves. | Stock | 36.5 | 38
AM-328 | NITRA pneumatic valve manifold, aluminum, (8) stations, (2) 1/4in female NPT inlet(s), (2) 1/4in female NPT exhaust(s). For use with AVS-32 series directional control valves. | Stock | 47.5 | 49.5
AM-32BP | NITRA blanking plate, plated steel. For use with AM-32 series manifolds. | Stock | 3.5 | 3.75
AM-32GS | NITRA manifold mounting set, for use with AM-32 series manifolds. | Stock | 4 | 4.25
AM-332 | NITRA pneumatic valve manifold, aluminum, (2) stations, (2) 3/8in female NPT inlet(s), (2) 3/8in female NPT exhaust(s). For use with AVS-33 series directional control valves. | Stock | 16.5 | 17
AM-334 | NITRA pneumatic valve manifold, aluminum, (4) stations, (2) 3/8in female NPT inlet(s), (2) 3/8in female NPT exhaust(s). For use with AVS-33 series directional control valves. | Stock | 30 | 31
AM-336 | NITRA pneumatic valve manifold, aluminum, (6) stations, (2) 3/8in female NPT inlet(s), (2) 3/8in female NPT exhaust(s). For use with AVS-33 series directional control valves. | Stock | 52 | 54
AM-338 | NITRA pneumatic valve manifold, aluminum, (8) stations, (2) 3/8in female NPT inlet(s), (2) 3/8in female NPT exhaust(s). For use with AVS-33 series directional control valves. | Stock | 56 | 58
AM-33BP | NITRA blanking plate, plated steel. For use with AM-33 series manifolds. | Stock | 3.5 | 3.75
AM-33GS | NITRA manifold mounting set, for use with AM-33 series manifolds. | Stock | 4 | 4.25
AM-512 | NITRA pneumatic valve manifold, aluminum, (2) stations, (2) 1/4in female NPT inlet(s), (4) 1/4in female NPT exhaust(s). For use with AVS-51 series directional control valves. | Stock | 8.75 | 9
AM-514 | NITRA pneumatic valve manifold, aluminum, (4) stations, (2) 1/4in female NPT inlet(s), (4) 1/4in female NPT exhaust(s). For use with AVS-51 series directional control valves. | Stock | 15.5 | 16
AM-516 | NITRA pneumatic valve manifold, aluminum, (6) stations, (2) 1/4in female NPT inlet(s), (4) 1/4in female NPT exhaust(s). For use with AVS-51 series directional control valves. | Stock | 22 | 23
AM-518 | NITRA pneumatic valve manifold, aluminum, (8) stations, (2) 1/4in female NPT inlet(s), (4) 1/4in female NPT exhaust(s). For use with AVS-51 series directional control valves. | Stock | 31 | 32
AM-51BP | NITRA blanking plate, plated steel. For use with AM-51 series manifolds. | Stock | 4.5 | 4.75
AM-51GS | NITRA manifold mounting set, for use with AM-51 series manifolds. | Stock | 3.5 | 3.75
AM-522 | NITRA pneumatic valve manifold, aluminum, (2) stations, (2) 1/4in female NPT inlet(s), (4) 1/4in female NPT exhaust(s). For use with AVS-52 series directional control valves. | Stock | 12 | 12.5
AM-524 | NITRA pneumatic valve manifold, aluminum, (4) stations, (2) 1/4in female NPT inlet(s), (4) 1/4in female NPT exhaust(s). For use with AVS-52 series directional control valves. | Stock | 24 | 25
AM-526 | NITRA pneumatic valve manifold, aluminum, (6) stations, (2) 1/4in female NPT inlet(s), (4) 1/4in female NPT exhaust(s). For use with AVS-52 series directional control valves. | Stock | 37 | 38.5
AM-528 | NITRA pneumatic valve manifold, aluminum, (8) stations, (2) 1/4in female NPT inlet(s), (4) 1/4in female NPT exhaust(s). For use with AVS-52 series directional control valves. | Stock | 49 | 51
AM-52BP | NITRA blanking plate, plated steel. For use with AM-52 series manifolds. | Stock | 5 | 5.25
AM-52GS | NITRA manifold mounting set, for use with AM-52 series manifolds. | Stock | 4 | 4.25
AM-532 | NITRA pneumatic valve manifold, aluminum, (2) stations, (2) 3/8in female NPT inlet(s), (4) 3/8in female NPT exhaust(s). For use with AVS-53 series directional control valves. | Stock | 19 | 20
AM-534 | NITRA pneumatic valve manifold, aluminum, (4) stations, (2) 3/8in female NPT inlet(s), (4) 3/8in female NPT exhaust(s). For use with AVS-53 series directional control valves. | Stock | 36.5 | 38
AM-536 | NITRA pneumatic valve manifold, aluminum, (6) stations, (2) 3/8in female NPT inlet(s), (4) 3/8in female NPT exhaust(s). For use with AVS-53 series directional control valves. | Stock | 56 | 58
AM-538 | NITRA pneumatic valve manifold, aluminum, (8) stations, (2) 3/8in female NPT inlet(s), (4) 3/8in female NPT exhaust(s). For use with AVS-53 series directional control valves. | Stock | 73 | 76
AM-53BP | NITRA blanking plate, plated steel. For use with AM-53 series manifolds. | Stock | 5 | 5.25
AM-53GS | NITRA manifold mounting set, for use with AM-53 series manifolds. | Stock | 4.25 | 4.5
AM-542 | NITRA pneumatic valve manifold, aluminum, (2) stations, (2) 1/2in female NPT inlet(s), (4) 1/2in female NPT exhaust(s). For use with AVS-54 series directional control valves. | Stock | 20 | 21
AM-544 | NITRA pneumatic valve manifold, aluminum, (4) stations, (2) 1/2in female NPT inlet(s), (4) 1/2in female NPT exhaust(s). For use with AVS-54 series directional control valves. | Stock | 41 | 42.5
AM-546 | NITRA pneumatic valve manifold, aluminum, (6) stations, (2) 1/2in female NPT inlet(s), (4) 1/2in female NPT exhaust(s). For use with AVS-54 series directional control valves. | Stock | 66 | 69
AM-548 | NITRA pneumatic valve manifold, aluminum, (8) stations, (2) 1/2in female NPT inlet(s), (4) 1/2in female NPT exhaust(s). For use with AVS-54 series directional control valves. | Stock | 75 | 78
AM-54BP | NITRA blanking plate, plated steel. For use with AM-54 series manifolds. | Stock | 4.5 | 4.75
AM-54GS | NITRA manifold mounting set, for use with AM-54 series manifolds. | Stock | 4.5 | 4.75
AM6-AN-3A | Micro Detectors inductive proximity sensor, tubular, 12mm diameter x 44mm body, nickel-plated brass housing, NPN, N.O. output, 4mm sensing distance, flush, 2 kHz switching frequency, IP67, pigtail. | Stock | 26 | 27
AM6-AN-3H | Micro Detectors inductive proximity sensor, tubular, 12mm diameter x 52.5mm body, nickel-plated brass housing, NPN, N.O. output, 4mm sensing distance, flush, 2 kHz switching frequency, IP67, 4-pin M12 quick-disconnect. | Stock | 26 | 27
AM6-AN-4A | Micro Detectors inductive proximity sensor, tubular, 12mm diameter x 44mm body, nickel-plated brass housing, NPN, N.O. output, 8mm sensing distance, non-flush, 2 kHz switching frequency, IP67, pigtail. | Stock | 26 | 27
AM6-AN-4H | Micro Detectors inductive proximity sensor, tubular, 12mm diameter x 52.5mm body, nickel-plated brass housing, NPN, N.O. output, 8mm sensing distance, non-flush, 2 kHz switching frequency, IP67, 4-pin M12 quick-disconnect. | Stock | 26 | 27
AM6-AP-3A | Micro Detectors inductive proximity sensor, tubular, 12mm diameter x 44mm body, nickel-plated brass housing, PNP, N.O. output, 4mm sensing distance, flush, 2 kHz switching frequency, IP67, pigtail. | Stock | 26 | 27
AM6-AP-3H | Micro Detectors inductive proximity sensor, tubular, 12mm diameter x 52.5mm body, nickel-plated brass housing, PNP, N.O. output, 4mm sensing distance, flush, 2 kHz switching frequency, IP67, 4-pin M12 quick-disconnect. | Stock | 26 | 27
AM6-AP-4A | Micro Detectors inductive proximity sensor, tubular, 12mm diameter x 44mm body, nickel-plated brass housing, PNP, N.O. output, 8mm sensing distance, non-flush, 2 kHz switching frequency, IP67, pigtail. | Stock | 26 | 27
AM6-AP-4H | Micro Detectors inductive proximity sensor, tubular, 12mm diameter x 52.5mm body, nickel-plated brass housing, PNP, N.O. output, 8mm sensing distance, non-flush, 2 kHz switching frequency, IP67, 4-pin M12 quick-disconnect. | Stock | 26 | 27
AMB-11 | NITRA mounting bracket, zinc plated steel. For use with 2in bore A-series cylinders. | Stock | 11.5 | 12
AMB-3 | NITRA mounting bracket, zinc plated steel. For use with 7/16in bore A-series cylinders. | Stock | 3
AMB-4 | NITRA mounting bracket, zinc plated steel. For use with 7/16 and 9/16in bore A-series cylinders. | Stock | 3
AMB-5 | NITRA mounting bracket, zinc plated steel. For use with 3/4in bore A-series cylinders. | Stock | 2.75
AMB-6 | NITRA mounting bracket, zinc plated steel. For use with 3/4, 7/8 and 1-1/16in bore A-series cylinders. | Stock | 3.25 | 3.5
AMB-7 | NITRA mounting bracket, zinc plated steel. For use with 1-1/4 and 1-1/2in bore A-series cylinders. | Stock | 5 | 5.25
AMT102-V | CUI Devices incremental (quadrature) modular encoder, 5 VDC, radial exit, push-pull (totem) output, up to 2048 ppr, dipswitch configurable. For use with NEMA 14, 17, and 23 dual shaft motors. | Stock | 24.25 | 24
AMT103-V | CUI Devices incremental (quadrature) modular encoder, 5 VDC, axial exit, push-pull (totem) output, up to 2048 ppr, dipswitch configurable. For use with NEMA 14, 17, and 23 dual shaft motors. | Stock | 24.25 | 24
AMT112Q-V | CUI Devices incremental (quadrature) modular encoder, 5 VDC, radial exit, line driver (differential) output, up to 4096 ppr, software configurable. For use with NEMA 14, 17, and 23 dual shaft motors. | Stock | 36.75 | 38
AMT112S-V | CUI Devices incremental (quadrature) modular encoder, 5 VDC, radial exit, push-pull (totem) output, up to 4096 ppr, software configurable. For use with NEMA 14, 17, and 23 dual shaft motors. | Stock | 33
AMT132Q-V | CUI Devices incremental (quadrature) modular encoder, 5 VDC, radial exit, line driver (differential) output, up to 4096 ppr, software configurable. For use with NEMA 34 dual shaft motors. | Stock | 37.5 | 37
AMT132S-V | CUI Devices incremental (quadrature) modular encoder, 5 VDC, radial exit, push-pull (totem) output, up to 4096 ppr, software configurable. For use with NEMA 34 dual shaft motors. | Stock | 33.5 | 33
AMT-17C-1-036 | CUI Devices encoder cable, 17-pin connector to pigtail, shielded, twisted pair, 3ft cable length. For use with CUI Devices AMT112 and AMT312 encoders. | Stock | 37 | 38.5
AMT-17C-1-072 | CUI Devices encoder cable, 17-pin connector to pigtail, shielded, twisted pair, 6ft cable length. For use with CUI Devices AMT112 and AMT312 encoders. | Stock | 75 | 78
AMT-17C-1-120 | CUI Devices encoder cable, 17-pin connector to pigtail, shielded, twisted pair, 10ft cable length. For use with CUI Devices AMT112 and AMT312 encoders. | Stock | 112 | 116
AMT-18C-3-036 | CUI Devices encoder cable, 18-pin connector to pigtail, shielded, twisted pair, 3ft cable length. For use with AMT13 and AMT33 encoders. | Stock | 25.5 | 26.5
AMT-18C-3-072 | CUI Devices encoder cable, 18-pin connector to pigtail, shielded, twisted pair, 6ft cable length. For use with AMT13 and AMT33 encoders. | Stock | 62 | 64
AMT-18C-3-120 | CUI Devices encoder cable, 18-pin connector to pigtail, shielded, twisted pair, 10ft cable length. For use with AMT13 and AMT33 encoders. | Stock | 88 | 92
AMT312D-V | CUI Devices incremental (quadrature)/commutation modular encoder, 5 VDC, radial exit, line driver (differential) encoder output, up to 4096 ppr, software configurable, line driver (differential) commutation output. For use with NEMA 14, 17, and 23 dual shaft motors. | Stock | 43 | 44.5
AMT312S-V | CUI Devices incremental (quadrature)/commutation modular encoder, 5 VDC, radial exit, push-pull (totem) encoder output, up to 4096 ppr, software configurable, push-pull (totem) commutation output. For use with NEMA 14, 17, and 23 dual shaft motors. | Stock | 36.75 | 37
AMT332D-V | CUI Devices incremental (quadrature)/commutation modular encoder, 5 VDC, radial exit, line driver (differential) encoder output, up to 4096 ppr, software configurable, line driver (differential) commutation output. For use with NEMA 34 dual shaft motors. | Stock | 43.75 | 41
AMT332S-V | CUI Devices incremental (quadrature)/commutation modular encoder, 5 VDC, radial exit, push-pull (totem) encoder output, up to 4096 ppr, software configurable, push-pull (totem) commutation output. For use with NEMA 34 dual shaft motors. | Stock | 37.25 | 37
AMT-B0-S | CUI Devices AMT102 standard base. | Stock | 0.01 | 0
AMT-B0-W | CUI Devices AMT102 wide base. | Stock | 0.01 | 0
AMT-B1-S | CUI Devices AMT standard base. | Stock | 0.01 | 0
AMT-B1-W | CUI Devices AMT wide base. | Stock | 0.01 | 0
AMT-PGRM-17C | CUI Devices programming cable, miniB-USB to 17-pin connector, 1ft cable length. For use with CUI Devices AMT112 and AMT312 encoders. Requires USB A to miniB-USB cable. | Stock | 25 | 26
AMT-PGRM-18C | CUI Devices programming cable, miniB-USB to 18-pin connector, 1ft cable length. For use with CUI Devices AMT13 and AMT33 encoders. Requires USB A to miniB-USB cable. | Stock | 22.75 | 23.5
AMT-SK0 | CUI Devices AMT10 sleeve kit. | Stock | 0.01 | 0
AMT-SK1 | CUI Devices AMT standard sleeve kit. | Stock | 0.01 | 0
AMT-SK3 | CUI Devices AMT13 sleeve kit. | Stock | 0.01 | 0
AN-114-12 | NITRA mounting nut, 1-1/4-12 UNF thread, zinc plated steel. For use with A-series cylinders. | Stock | 4.75 | 5
AN-12-20 | NITRA mounting nut, 1/2-20 UNF thread, zinc plated steel. For use with A-series cylinders. | Stock | 1
AN-34-16 | NITRA mounting nut, 3/4-16 UNF thread, zinc plated steel. For use with A-series cylinders. | Stock | 1
AN-38-24 | NITRA mounting nut, 3/8-24 UNF thread, zinc plated steel. For use with A-series cylinders. | Stock | 1
AN-58-18 | NITRA mounting nut, 5/8-18 UNF thread, zinc plated steel. For use with A-series cylinders. | Stock | 1
AN-716-20 | NITRA mounting nut, 7/16-20 UNF thread, zinc plated steel. For use with A-series cylinders. | Stock | 1
A-OJUI-01-08 | igus dryLin R series plain bearing, type J polymer bearing, 1/2in inside diameter, fixed housing, open, anodized aluminum. | Stock | 15 | 15.5
A-OJUI-01-12 | igus dryLin R series plain bearing, type J polymer bearing, 3/4in inside diameter, fixed housing, open, anodized aluminum. | Stock | 17 | 17.5
A-OJUI-01-16 | igus dryLin R series plain bearing, type J polymer bearing, 1in inside diameter, fixed housing, open, anodized aluminum. | Stock | 23 | 24
A-OJUI-03-08 | igus dryLin R series plain bearing, type J polymer bearing, 1/2in inside diameter, self-aligning housing, open, anodized aluminum. | Stock | 11.5 | 12
A-OJUI-03-12 | igus dryLin R series plain bearing, type J polymer bearing, 3/4in inside diameter, self-aligning housing, open, anodized aluminum. | Stock | 14.5 | 15
A-OJUI-03-16 | igus dryLin R series plain bearing, type J polymer bearing, 1in inside diameter, self-aligning housing, open, anodized aluminum. | Stock | 21.5 | 22.5
AP1612 | Hammond subpanel, carbon steel, RAL 9003 white, powder coat finish. For use with 16x12 (HxW) N1A1612x enclosures. | from vendor up to 15 business days | 13 | 14
AP1612PP | Hammond subpanel, perforated, carbon steel, ANSI 61 gray, powder coat finish. For use with 16x12 (HxW) N1A1612x enclosures. | from vendor up to 15 business days | 13.5 | 15
AP1616 | Hammond subpanel, carbon steel, RAL 9003 white, powder coat finish. For use with 16x16 (HxW) N1A16167 enclosures. | Stock | 16.75 | 17.75
AP1616PP | Hammond subpanel, perforated, carbon steel, ANSI 61 gray, powder coat finish. For use with 16x16 (HxW) N1A16167 enclosures. | Stock | 17.25 | 19.5
AP1620 | Hammond subpanel, carbon steel, RAL 9003 white, powder coat finish. For use with 16x20 (HxW) N1A16207 enclosures. | from vendor up to 15 business days | 20.5 | 22
AP1620PP | Hammond subpanel, perforated, carbon steel, ANSI 61 gray, powder coat finish. For use with 16x20 (HxW) N1A16207 enclosures. | Stock | 21 | 24
AP2016 | Hammond subpanel, carbon steel, RAL 9003 white, powder coat finish. For use with 20x16 (HxW) N1A2016x enclosures. | Stock | 20.5 | 22
AP2016PP | Hammond subpanel, perforated, carbon steel, ANSI 61 gray, powder coat finish. For use with 20x16 (HxW) N1A2016x enclosures. | Stock | 21 | 24
AP2020 | Hammond subpanel, carbon steel, RAL 9003 white, powder coat finish. For use with 20x20 (HxW) N1A2020x enclosures. | Stock | 28 | 30
AP2020PP | Hammond subpanel, perforated, carbon steel, ANSI 61 gray, powder coat finish. For use with 20x20 (HxW) N1A2020x enclosures. | Stock | 29 | 32.5
AP2024 | Hammond subpanel, carbon steel, RAL 9003 white, powder coat finish. For use with 20x24 (HxW) N1A20249 enclosures. | from vendor up to 15 business days | 31.5 | 33.5
AP2024PP | Hammond subpanel, perforated, carbon steel, ANSI 61 gray, powder coat finish. For use with 20x24 (HxW) N1A20249 enclosures. | from vendor up to 15 business days | 32.5 | 36.5
AP2416 | Hammond subpanel, carbon steel, RAL 9003 white, powder coat finish. For use with 24x16 (HxW) N1A24167 enclosures. | Stock | 25 | 27
AP2416PP | Hammond subpanel, perforated, carbon steel, ANSI 61 gray, powder coat finish. For use with 24x16 (HxW) N1A24167 enclosures. | Stock | 26 | 29.5
AP2420 | Hammond subpanel, carbon steel, RAL 9003 white, powder coat finish. For use with 24x20 (HxW) N1A2420xx enclosures. | Stock | 31.5 | 33.5
AP2420PP | Hammond subpanel, perforated, carbon steel, ANSI 61 gray, powder coat finish. For use with 24x20 (HxW) N1A2420xx enclosures. | Stock | 32.5 | 36.5
AP2424 | Hammond subpanel, carbon steel, RAL 9003 white, powder coat finish. For use with 24x24 (HxW) N1A2424xx enclosures. | Stock | 59 | 63
AP2424PP | Hammond subpanel, perforated, carbon steel, ANSI 61 gray, powder coat finish. For use with 24x24 (HxW) N1A2424xx enclosures. | Stock | 61 | 69
AP2R11W02 | Comepi safety limit switch, stainless steel plunger, (2) N.C. safety output(s), slow action, plastic, (1) PG11 cable entry with 1/2in NPT adapter. | Stock | 14.5 | 15
AP2R11X11 | Comepi safety limit switch, stainless steel plunger, (1) N.C. safety output(s), (1) N.O. monitoring output(s), slow action break before make, plastic, (1) PG11 cable entry with 1/2in NPT adapter. | Stock | 14.5 | 15
AP2R13W02 | Comepi safety limit switch, metal plunger with nylon roller, (2) N.C. safety output(s), slow action, plastic, (1) PG11 cable entry with 1/2in NPT adapter. | Stock | 15.5 | 16
AP2R13X11 | Comepi safety limit switch, metal plunger with nylon roller, (1) N.C. safety output(s), (1) N.O. monitoring output(s), slow action break before make, plastic, (1) PG11 cable entry with 1/2in NPT adapter. | Stock | 15.5 | 16
AP2R31W02 | Comepi safety limit switch, one-way horizontal lever with nylon roller, (2) N.C. safety output(s), slow action, plastic, (1) PG11 cable entry with 1/2in NPT adapter. | Stock | 16 | 16.5
AP2R31X11 | Comepi safety limit switch, one-way horizontal lever with nylon roller, (1) N.C. safety output(s), (1) N.O. monitoring output(s), slow action break before make, plastic, (1) PG11 cable entry with 1/2in NPT adapter. | Stock | 16 | 16.5
AP2R32W02 | Comepi safety limit switch, one-way vertical lever with nylon roller, (2) N.C. safety output(s), slow action, plastic, (1) PG11 cable entry with 1/2in NPT adapter. | Stock | 16.5 | 17
AP2R32X11 | Comepi safety limit switch, one-way vertical lever with nylon roller, (1) N.C. safety output(s), (1) N.O. monitoring output(s), slow action break before make, plastic, (1) PG11 cable entry with 1/2in NPT adapter. | Stock | 16.5 | 17
AP2R41W02 | Comepi safety limit switch, side rotary lever with nylon roller, (2) N.C. safety output(s), slow action, plastic, (1) PG11 cable entry with 1/2in NPT adapter. | Stock | 18 | 18.5
AP2R41X11 | Comepi safety limit switch, side rotary lever with nylon roller, (1) N.C. safety output(s), (1) N.O. monitoring output(s), slow action break before make, plastic, (1) PG11 cable entry with 1/2in NPT adapter. | Stock | 18 | 18.5
AP2R51W02 | Comepi safety limit switch, side rotary adjustable lever with nylon roller, (2) N.C. safety output(s), slow action, plastic, (1) PG11 cable entry with 1/2in NPT adapter. | Stock | 18.5 | 19
AP2R51X11 | Comepi safety limit switch, side rotary adjustable lever with nylon roller, (1) N.C. safety output(s), (1) N.O. monitoring output(s), slow action break before make, plastic, (1) PG11 cable entry with 1/2in NPT adapter. | Stock | 18.5 | 19
AP3020 | Hammond subpanel, carbon steel, RAL 9003 white, powder coat finish. For use with 30x20 (HxW) N1A3020x enclosures. | from vendor up to 15 business days | 62 | 66
AP3020PP | Hammond subpanel, perforated, carbon steel, ANSI 61 gray, powder coat finish. For use with 30x20 (HxW) N1A3020x enclosures. | Stock | 71 | 80
AP3024 | Hammond subpanel, carbon steel, RAL 9003 white, powder coat finish. For use with 30x24 (HxW) N1A3024xx enclosures. | Stock | 78 | 85
AP3024PP | Hammond subpanel, perforated, carbon steel, ANSI 61 gray, powder coat finish. For use with 30x24 (HxW) N1A3024xx enclosures. | Stock | 81 | 91
AP3030 | Hammond subpanel, carbon steel, RAL 9003 white, powder coat finish. For use with 30x30 (HxW) N1A30309 enclosures. | Stock | 80 | 85
AP3030PP | Hammond subpanel, perforated, carbon steel, ANSI 61 gray, powder coat finish. For use with 30x30 (HxW) N1A30309 enclosures. | Stock | 98 | 111
AP3624 | Hammond subpanel, carbon steel, RAL 9003 white, powder coat finish. For use with 36x24 (HxW) N1A3624x enclosures. | Stock | 80 | 86
AP3624PP | Hammond subpanel, perforated, carbon steel, ANSI 61 gray, powder coat finish. For use with 36x24 (HxW) N1A3624x enclosures. | Stock | 84 | 94
AP3630 | Hammond subpanel, carbon steel, RAL 9003 white, powder coat finish. For use with 36x30 (HxW) N1A3630xx enclosures. | Stock | 117 | 125
AP3630PP | Hammond subpanel, perforated, carbon steel, ANSI 61 gray, powder coat finish. For use with 36x30 (HxW) N1A3630xx enclosures. | Stock | 121 | 136
AP4224 | Hammond subpanel, carbon steel, RAL 9003 white, powder coat finish. For use with 42x24 (HxW) N1A42249 enclosures. | from vendor up to 15 business days | 104 | 110
AP4224PP | Hammond subpanel, perforated, carbon steel, ANSI 61 gray, powder coat finish. For use with 42x24 (HxW) N1A42249 enclosures. | from vendor up to 15 business days | 141 | 159
AP4230 | Hammond subpanel, carbon steel, RAL 9003 white, powder coat finish. For use with 42x30 (HxW) N1A423012 enclosures. | from vendor up to 15 business days | 112 | 119
AP4236 | Hammond subpanel, carbon steel, RAL 9003 white, powder coat finish. For use with 42x36 (HxW) N1A423612 enclosures. | Stock | 125 | 134
AP4836 | Hammond subpanel, carbon steel, RAL 9003 white, powder coat finish. For use with 48x36 (HxW) N1A483612 enclosures. | from vendor up to 15 business days | 141 | 150
APB-1 | NITRA mounting bracket, pivot without pin, zinc plated steel. For use with 7/16in bore A-series cylinders. | Stock | 3.25 | 3.5
APB100MXL025B-312 | SureMotion timing pulley, aluminum, 0.08in MXL pitch, 100 tooth, 2.546in pitch diameter, 5/16in bore, hub without flanges. For use with 1/4in wide belt. | Stock | 29.5 | 32.5
APB10L050BF-375 | SureMotion timing pulley, aluminum, 3/8in L pitch, 10 tooth, 1.194in pitch diameter, 3/8in bore, hub with flanges. For use with 1/2in wide belt. | Stock | 15 | 16.5
APB10MXL025CF-125 | SureMotion timing pulley, aluminum, 0.08in MXL pitch, 10 tooth, 0.255in pitch diameter, 1/8in bore, oversize hub with flange. For use with 1/4in wide belt. | Stock | 9 | 10
APB10XL025BF-250 | SureMotion timing pulley, aluminum, 1/5in XL pitch, 10 tooth, 0.637in pitch diameter, 1/4in bore, hub with flanges. For use with 1/4in wide belt. | Stock | 7.5 | 8.25
APB10XL037AF-250 | SureMotion timing pulley, aluminum, 1/5in XL pitch, 10 tooth, 0.637in pitch diameter, 1/4in bore, no hub with flanges. For use with 3/8in wide belt. | Stock | 8.5 | 9.5
APB10XL037BF-250 | SureMotion timing pulley, aluminum, 1/5in XL pitch, 10 tooth, 0.637in pitch diameter, 1/4in bore, hub with flanges. For use with 3/8in wide belt. | Stock | 7.75 | 8.5
APB11MXL025CF-125 | SureMotion timing pulley, aluminum, 0.08in MXL pitch, 11 tooth, 0.28in pitch diameter, 1/8in bore, oversize hub with flange. For use with 1/4in wide belt. | Stock | 8.75 | 9.75
APB11XL025BF-250 | SureMotion timing pulley, aluminum, 1/5in XL pitch, 11 tooth, 0.7in pitch diameter, 1/4in bore, hub with flanges. For use with 1/4in wide belt. | Stock | 8.5 | 9.5
APB11XL037AF-250 | SureMotion timing pulley, aluminum, 1/5in XL pitch, 11 tooth, 0.7in pitch diameter, 1/4in bore, no hub with flanges. For use with 3/8in wide belt. | Stock | 8.5 | 9.5
APB11XL037BF-250 | SureMotion timing pulley, aluminum, 1/5in XL pitch, 11 tooth, 0.7in pitch diameter, 1/4in bore, hub with flanges. For use with 3/8in wide belt. | Stock | 8 | 8.75
APB120MXL025B-375 | SureMotion timing pulley, aluminum, 0.08in MXL pitch, 120 tooth, 3.056in pitch diameter, 3/8in bore, hub without flanges. For use with 1/4in wide belt. | Stock | 33.5 | 37
APB12L050BF-375 | SureMotion timing pulley, aluminum, 3/8in L pitch, 12 tooth, 1.432in pitch diameter, 3/8in bore, hub with flanges. For use with 1/2in wide belt. | Stock | 16.5 | 18
APB12MXL025CF-125 | SureMotion timing pulley, aluminum, 0.08in MXL pitch, 12 tooth, 0.306in pitch diameter, 1/8in bore, oversize hub with flange. For use with 1/4in wide belt. | Stock | 9.25 | 10
APB12XL025BF-250 | SureMotion timing pulley, aluminum, 1/5in XL pitch, 12 tooth, 0.764in pitch diameter, 1/4in bore, hub with flanges. For use with 1/4in wide belt. | Stock | 7.75 | 8.5
APB12XL037AF-250 | SureMotion timing pulley, aluminum, 1/5in XL pitch, 12 tooth, 0.764in pitch diameter, 1/4in bore, no hub with flanges. For use with 3/8in wide belt. | Stock | 8.75 | 9.75
APB12XL037BF-250 | SureMotion timing pulley, aluminum, 1/5in XL pitch, 12 tooth, 0.764in pitch diameter, 1/4in bore, hub with flanges. For use with 3/8in wide belt. | Stock | 8.25 | 9
APB13L050BF-375 | SureMotion timing pulley, aluminum, 3/8in L pitch, 13 tooth, 1.552in pitch diameter, 3/8in bore, hub with flanges. For use with 1/2in wide belt. | Stock | 17.5 | 19.5
APB13XL025BF-250 | SureMotion timing pulley, aluminum, 1/5in XL pitch, 13 tooth, 0.828in pitch diameter, 1/4in bore, hub with flanges. For use with 1/4in wide belt. | Stock | 8.25 | 9
APB13XL037BF-250 | SureMotion timing pulley, aluminum, 1/5in XL pitch, 13 tooth, 0.828in pitch diameter, 1/4in bore, hub with flanges. For use with 3/8in wide belt. | Stock | 8.75 | 9.75
APB14L050BF-375 | SureMotion timing pulley, aluminum, 3/8in L pitch, 14 tooth, 1.671in pitch diameter, 3/8in bore, hub with flanges. For use with 1/2in wide belt. | Stock | 18.5 | 20.5
APB14MXL025CF-125 | SureMotion timing pulley, aluminum, 0.08in MXL pitch, 14 tooth, 0.357in pitch diameter, 1/8in bore, oversize hub with flange. For use with 1/4in wide belt. | Stock | 9.5 | 10.5
APB14XL025BF-250 | SureMotion timing pulley, aluminum, 1/5in XL pitch, 14 tooth, 0.891in pitch diameter, 1/4in bore, hub with flanges. For use with 1/4in wide belt. | Stock | 9 | 10
APB14XL037AF-250 | SureMotion timing pulley, aluminum, 1/5in XL pitch, 14 tooth, 0.891in pitch diameter, 1/4in bore, no hub with flanges. For use with 3/8in wide belt. | Stock | 10.5 | 11.5
APB14XL037BF-250 | SureMotion timing pulley, aluminum, 1/5in XL pitch, 14 tooth, 0.891in pitch diameter, 1/4in bore, hub with flanges. For use with 3/8in wide belt. | Stock | 9.25 | 10
APB15L050BF-375 | SureMotion timing pulley, aluminum, 3/8in L pitch, 15 tooth, 1.79in pitch diameter, 3/8in bore, hub with flanges. For use with 1/2in wide belt. | Stock | 21.5 | 24
APB15MXL025CF-188 | SureMotion timing pulley, aluminum, 0.08in MXL pitch, 15 tooth, 0.382in pitch diameter, 3/16in bore, oversize hub with flange. For use with 1/4in wide belt. | Stock | 9.5 | 10.5
APB15XL025BF-250 | SureMotion timing pulley, aluminum, 1/5in XL pitch, 15 tooth, 0.955in pitch diameter, 1/4in bore, hub with flanges. For use with 1/4in wide belt. | Stock | 10.5 | 11.5
APB15XL037AF-250 | SureMotion timing pulley, aluminum, 1/5in XL pitch, 15 tooth, 0.955in pitch diameter, 1/4in bore, no hub with flanges. For use with 3/8in wide belt. | Stock | 10.5 | 11.5
APB15XL037BF-250 | SureMotion timing pulley, aluminum, 1/5in XL pitch, 15 tooth, 0.955in pitch diameter, 1/4in bore, hub with flanges. For use with 3/8in wide belt. | Stock | 9.5 | 10.5
APB16L050BF-500 | SureMotion timing pulley, aluminum, 3/8in L pitch, 16 tooth, 1.91in pitch diameter, 1/2in bore, hub with flanges. For use with 1/2in wide belt. | Stock | 22.5 | 25
APB16MXL025CF-188 | SureMotion timing pulley, aluminum, 0.08in MXL pitch, 16 tooth, 0.407in pitch diameter, 3/16in bore, oversize hub with flange. For use with 1/4in wide belt. | Stock | 9.75 | 11
APB16XL025BF-250 | SureMotion timing pulley, aluminum, 1/5in XL pitch, 16 tooth, 1.019in pitch diameter, 1/4in bore, hub with flanges. For use with 1/4in wide belt. | Stock | 10.5 | 11.5
APB16XL037AF-250 | SureMotion timing pulley, aluminum, 1/5in XL pitch, 16 tooth, 1.019in pitch diameter, 1/4in bore, no hub with flanges. For use with 3/8in wide belt. | Stock | 10.5 | 11.5
APB16XL037BF-250 | SureMotion timing pulley, aluminum, 1/5in XL pitch, 16 tooth, 1.019in pitch diameter, 1/4in bore, hub with flanges. For use with 3/8in wide belt. | Stock | 10 | 11
APB17L050BF-500 | SureMotion timing pulley, aluminum, 3/8in L pitch, 17 tooth, 2.029in pitch diameter, 1/2in bore, hub with flanges. For use with 1/2in wide belt. | Stock | 23.5 | 26
APB17XL037BF-250 | SureMotion timing pulley, aluminum, 1/5in XL pitch, 17 tooth, 1.082in pitch diameter, 1/4in bore, hub with flanges. For use with 3/8in wide belt. | Stock | 10.5 | 11.5
APB18L050BF-500 | SureMotion timing pulley, aluminum, 3/8in L pitch, 18 tooth, 2.149in pitch diameter, 1/2in bore, hub with flanges. For use with 1/2in wide belt. | Stock | 24 | 26.5
APB18MXL025BF-188 | SureMotion timing pulley, aluminum, 0.08in MXL pitch, 18 tooth, 0.458in pitch diameter, 3/16in bore, hub with flanges. For use with 1/4in wide belt. | Stock | 9.75 | 11
APB18MXL025CF-250 | SureMotion timing pulley, aluminum, 0.08in MXL pitch, 18 tooth, 0.458in pitch diameter, 1/4in bore, oversize hub with flange. For use with 1/4in wide belt. | Stock | 9.75 | 11
APB18XL025BF-250 | SureMotion timing pulley, aluminum, 1/5in XL pitch, 18 tooth, 1.146in pitch diameter, 1/4in bore, hub with flanges. For use with 1/4in wide belt. | Stock | 10 | 11
APB18XL037AF-250 | SureMotion timing pulley, aluminum, 1/5in XL pitch, 18 tooth, 1.146in pitch diameter, 1/4in bore, no hub with flanges. For use with 3/8in wide belt. | Stock | 11.5 | 12.5
APB18XL037BF-250 | SureMotion timing pulley, aluminum, 1/5in XL pitch, 18 tooth, 1.146in pitch diameter, 1/4in bore, hub with flanges. For use with 3/8in wide belt. | Stock | 10.5 | 11.5
APB19007BK1 | Hammond hinged wall-mount rack, 4U, 19in rack width, 12 to 18in depth, 100lb capacity, carbon steel, black, powder coat finish. | Stock | 92 | 94
APB19010BK1 | Hammond hinged wall-mount rack, 6U, 19in rack width, 12 to 18in depth, 100lb capacity, carbon steel, black, powder coat finish. | Stock | 109 | 112
APB19014BK1 | Hammond hinged wall-mount rack, 8U, 19in rack width, 12 to 18in depth, 100lb capacity, carbon steel, black, powder coat finish. | Stock | 133 | 136
APB19021BK1 | Hammond hinged wall-mount rack, 12U, 19in rack width, 12 to 18in depth, 100lb capacity, carbon steel, black, powder coat finish. | Stock | 172 | 176
APB19L050BF-500 | SureMotion timing pulley, aluminum, 3/8in L pitch, 19 tooth, 2.268in pitch diameter, 1/2in bore, hub with flanges. For use with 1/2in wide belt. | Stock | 30 | 33
APB19XL037BF-250 | SureMotion timing pulley, aluminum, 1/5in XL pitch, 19 tooth, 1.21in pitch diameter, 1/4in bore, hub with flanges. For use with 3/8in wide belt. | Stock | 10.5 | 11.5
APB-2 | NITRA mounting bracket, pivot without pin, zinc plated steel. For use with 3/4, 7/8 and 1-1/16in bore A-series cylinders. | Stock | 3.25 | 3.5
APB20L050BF-500 | SureMotion timing pulley, aluminum, 3/8in L pitch, 20 tooth, 2.387in pitch diameter, 1/2in bore, hub with flanges. For use with 1/2in wide belt. | Stock | 32 | 35.5
APB20MXL025BF-188 | SureMotion timing pulley, aluminum, 0.08in MXL pitch, 20 tooth, 0.509in pitch diameter, 3/16in bore, hub with flanges. For use with 1/4in wide belt. | Stock | 9.75 | 11
APB20MXL025CF-250 | SureMotion timing pulley, aluminum, 0.08in MXL pitch, 20 tooth, 0.509in pitch diameter, 1/4in bore, oversize hub with flange. For use with 1/4in wide belt. | Stock | 10.5 | 11.5
APB20XL025BF-250 | SureMotion timing pulley, aluminum, 1/5in XL pitch, 20 tooth, 1.273in pitch diameter, 1/4in bore, hub with flanges. For use with 1/4in wide belt. | Stock | 10.5 | 11.5
APB20XL037AF-250 | SureMotion timing pulley, aluminum, 1/5in XL pitch, 20 tooth, 1.273in pitch diameter, 1/4in bore, no hub with flanges. For use with 3/8in wide belt. | Stock | 12 | 13.5
APB20XL037BF-250 | SureMotion timing pulley, aluminum, 1/5in XL pitch, 20 tooth, 1.273in pitch diameter, 1/4in bore, hub with flanges. For use with 3/8in wide belt. | Stock | 10.5 | 11.5
APB21L050BF-500 | SureMotion timing pulley, aluminum, 3/8in L pitch, 21 tooth, 2.507in pitch diameter, 1/2in bore, hub with flanges. For use with 1/2in wide belt. | Stock | 35 | 38.5
APB21MXL025BF-188 | SureMotion timing pulley, aluminum, 0.08in MXL pitch, 21 tooth, 0.535in pitch diameter, 3/16in bore, hub with flanges. For use with 1/4in wide belt. | Stock | 9.75 | 11
APB21MXL025CF-250 | SureMotion timing pulley, aluminum, 0.08in MXL pitch, 21 tooth, 0.535in pitch diameter, 1/4in bore, oversize hub with flange. For use with 1/4in wide belt. | Stock | 10.5 | 11.5
APB21XL025BF-250 | SureMotion timing pulley, aluminum, 1/5in XL pitch, 21 tooth, 1.337in pitch diameter, 1/4in bore, hub with flanges. For use with 1/4in wide belt. | Stock | 12 | 13.5
APB21XL037AF-250 | SureMotion timing pulley, aluminum, 1/5in XL pitch, 21 tooth, 1.337in pitch diameter, 1/4in bore, no hub with flanges. For use with 3/8in wide belt. | Stock | 12.5 | 14
APB21XL037BF-250 | SureMotion timing pulley, aluminum, 1/5in XL pitch, 21 tooth, 1.337in pitch diameter, 1/4in bore, hub with flanges. For use with 3/8in wide belt. | Stock | 12.5 | 14
APB22L050BF-500 | SureMotion timing pulley, aluminum, 3/8in L pitch, 22 tooth, 2.626in pitch diameter, 1/2in bore, hub with flanges. For use with 1/2in wide belt. | Stock | 38 | 42
APB22MXL025BF-188 | SureMotion timing pulley, aluminum, 0.08in MXL pitch, 22 tooth, 0.56in pitch diameter, 3/16in bore, hub with flanges. For use with 1/4in wide belt. | Stock | 10 | 11
APB22MXL025CF-250 | SureMotion timing pulley, aluminum, 0.08in MXL pitch, 22 tooth, 0.56in pitch diameter, 1/4in bore, oversize hub with flange. For use with 1/4in wide belt. | Stock | 10.5 | 11.5
APB22XL025BF-250 | SureMotion timing pulley, aluminum, 1/5in XL pitch, 22 tooth, 1.401in pitch diameter, 1/4in bore, hub with flanges. For use with 1/4in wide belt. | Stock | 12.5 | 14
APB22XL037AF-250 | SureMotion timing pulley, aluminum, 1/5in XL pitch, 22 tooth, 1.401in pitch diameter, 1/4in bore, no hub with flanges. For use with 3/8in wide belt. | Stock | 13.5 | 15
APB22XL037BF-250 | SureMotion timing pulley, aluminum, 1/5in XL pitch, 22 tooth, 1.401in pitch diameter, 1/4in bore, hub with flanges. For use with 3/8in wide belt. | Stock | 13.5 | 15
APB23XL037BF-250 | SureMotion timing pulley, aluminum, 1/5in XL pitch, 23 tooth, 1.464in pitch diameter, 1/4in bore, hub with flanges. For use with 3/8in wide belt. | Stock | 14.5 | 16
APB24L050BF-500 | SureMotion timing pulley, aluminum, 3/8in L pitch, 24 tooth, 2.865in pitch diameter, 1/2in bore, hub with flanges. For use with 1/2in wide belt. | Stock | 47.5 | 52
APB24MXL025BF-250 | SureMotion timing pulley, aluminum, 0.08in MXL pitch, 24 tooth, 0.611in pitch diameter, 1/4in bore, hub with flanges. For use with 1/4in wide belt. | Stock | 10.5 | 11.5
APB24XL025BF-250 | SureMotion timing pulley, aluminum, 1/5in XL pitch, 24 tooth, 1.528in pitch diameter, 1/4in bore, hub with flanges. For use with 1/4in wide belt. | Stock | 13.5 | 15
APB24XL037AF-250 | SureMotion timing pulley, aluminum, 1/5in XL pitch, 24 tooth, 1.528in pitch diameter, 1/4in bore, no hub with flanges. For use with 3/8in wide belt. | Stock | 14.5 | 16
APB24XL037BF-250 | SureMotion timing pulley, aluminum, 1/5in XL pitch, 24 tooth, 1.528in pitch diameter, 1/4in bore, hub with flanges. For use with 3/8in wide belt. | Stock | 15 | 16.5
APB25MXL025BF-250 | SureMotion timing pulley, aluminum, 0.08in MXL pitch, 25 tooth, 0.637in pitch diameter, 1/4in bore, hub with flanges. For use with 1/4in wide belt. | Stock | 10.5 | 11.5
APB25XL037BF-250 | SureMotion timing pulley, aluminum, 1/5in XL pitch, 25 tooth, 1.592in pitch diameter, 1/4in bore, hub with flanges. For use with 3/8in wide belt. | Stock | 16 | 17.5
APB26XL025BF-250 | SureMotion timing pulley, aluminum, 1/5in XL pitch, 26 tooth, 1.655in pitch diameter, 1/4in bore, hub with flanges. For use with 1/4in wide belt. | Stock | 15 | 16.5
APB26XL037BF-250 | SureMotion timing pulley, aluminum, 1/5in XL pitch, 26 tooth, 1.655in pitch diameter, 1/4in bore, hub with flanges. For use with 3/8in wide belt. | Stock | 16 | 17.5
APB28MXL025BF-250 | SureMotion timing pulley, aluminum, 0.08in MXL pitch, 28 tooth, 0.713in pitch diameter, 1/4in bore, hub with flanges. For use with 1/4in wide belt. | Stock | 10.5 | 11.5
APB28XL025BF-250 | SureMotion timing pulley, aluminum, 1/5in XL pitch, 28 tooth, 1.783in pitch diameter, 1/4in bore, hub with flanges. For use with 1/4in wide belt. | Stock | 16.5 | 18
APB28XL037AF-250 | SureMotion timing pulley, aluminum, 1/5in XL pitch, 28 tooth, 1.783in pitch diameter, 1/4in bore, no hub with flanges. For use with 3/8in wide belt. | Stock | 16.5 | 18
APB28XL037BF-250 | SureMotion timing pulley, aluminum, 1/5in XL pitch, 28 tooth, 1.783in pitch diameter, 1/4in bore, hub with flanges. For use with 3/8in wide belt. | Stock | 16.5 | 18
APB-3 | NITRA mounting bracket, pivot without pin, zinc plated steel. For use with 1-1/2in bore A-series cylinders. | Stock | 6.75 | 7
APB30MXL025BF-250 | SureMotion timing pulley, aluminum, 0.08in MXL pitch, 30 tooth, 0.764in pitch diameter, 1/4in bore, hub with flanges. For use with 1/4in wide belt. | Stock | 11.5 | 12.5
APB30XL025BF-250 | SureMotion timing pulley, aluminum, 1/5in XL pitch, 30 tooth, 1.91in pitch diameter, 1/4in bore, hub with flanges. For use with 1/4in wide belt. | Stock | 18 | 20
APB30XL037AF-250 | SureMotion timing pulley, aluminum, 1/5in XL pitch, 30 tooth, 1.91in pitch diameter, 1/4in bore, no hub with flanges. For use with 3/8in wide belt. | Stock | 18 | 20
APB30XL037BF-250 | SureMotion timing pulley, aluminum, 1/5in XL pitch, 30 tooth, 1.91in pitch diameter, 1/4in bore, hub with flanges. For use with 3/8in wide belt. | Stock | 18 | 20
APB32MXL025BF-250 | SureMotion timing pulley, aluminum, 0.08in MXL pitch, 32 tooth, 0.815in pitch diameter, 1/4in bore, hub with flanges. For use with 1/4in wide belt. | Stock | 11.5 | 12.5
APB32XL037AF-250 | SureMotion timing pulley, aluminum, 1/5in XL pitch, 32 tooth, 2.037in pitch diameter, 1/4in bore, no hub with flanges. For use with 3/8in wide belt. | Stock | 20.5 | 22.5
APB32XL037B-312 | SureMotion timing pulley, aluminum, 1/5in XL pitch, 32 tooth, 2.037in pitch diameter, 5/16in bore, hub without flanges. For use with 3/8in wide belt. | Stock | 19.5 | 21.5
APB32XL037BF-312 | SureMotion timing pulley, aluminum, 1/5in XL pitch, 32 tooth, 2.037in pitch diameter, 5/16in bore, hub with flanges. For use with 3/8in wide belt. | Stock | 18 | 20
APB36MXL025BF-250 | SureMotion timing pulley, aluminum, 0.08in MXL pitch, 36 tooth, 0.917in pitch diameter, 1/4in bore, hub with flanges. For use with 1/4in wide belt. | Stock | 11.5 | 12.5
APB36XL037B-312 | SureMotion timing pulley, aluminum, 1/5in XL pitch, 36 tooth, 2.292in pitch diameter, 5/16in bore, hub without flanges. For use with 3/8in wide belt. | Stock | 22.5 | 25
APB40MXL025BF-250 | SureMotion timing pulley, aluminum, 0.08in MXL pitch, 40 tooth, 1.019in pitch diameter, 1/4in bore, hub with flanges. For use with 1/4in wide belt. | Stock | 12.5 | 14
APB40XL037B-312 | SureMotion timing pulley, aluminum, 1/5in XL pitch, 40 tooth, 2.546in pitch diameter, 5/16in bore, hub without flanges. For use with 3/8in wide belt. | Stock | 24 | 26.5
APB42MXL025BF-250 | SureMotion timing pulley, aluminum, 0.08in MXL pitch, 42 tooth, 1.07in pitch diameter, 1/4in bore, hub with flanges. For use with 1/4in wide belt. | Stock | 13.5 | 15
APB42XL037B-312 | SureMotion timing pulley, aluminum, 1/5in XL pitch, 42 tooth, 2.674in pitch diameter, 5/16in bore, hub without flanges. For use with 3/8in wide belt. | Stock | 24.5 | 27
APB44MXL025BF-250 | SureMotion timing pulley, aluminum, 0.08in MXL pitch, 44 tooth, 1.12in pitch diameter, 1/4in bore, hub with flanges. For use with 1/4in wide belt. | Stock | 13.5 | 15
APB44XL037B-312 | SureMotion timing pulley, aluminum, 1/5in XL pitch, 44 tooth, 2.801in pitch diameter, 5/16in bore, hub without flanges. For use with 3/8in wide belt. | Stock | 27 | 30
APB48MXL025BF-250 | SureMotion timing pulley, aluminum, 0.08in MXL pitch, 48 tooth, 1.222in pitch diameter, 1/4in bore, hub with flanges. For use with 1/4in wide belt. | Stock | 16 | 17.5
APB48XL037B-312 | SureMotion timing pulley, aluminum, 1/5in XL pitch, 48 tooth, 3.056in pitch diameter, 5/16in bore, hub without flanges. For use with 3/8in wide belt. | Stock | 28.5 | 31.5
APB60MXL025B-250 | SureMotion timing pulley, aluminum, 0.08in MXL pitch, 60 tooth, 1.528in pitch diameter, 1/4in bore, hub without flanges. For use with 1/4in wide belt. | Stock | 17.5 | 19.5
APB60MXL025BF-250 | SureMotion timing pulley, aluminum, 0.08in MXL pitch, 60 tooth, 1.528in pitch diameter, 1/4in bore, hub with flanges. For use with 1/4in wide belt. | Stock | 17.5 | 19.5
APB60XL037B-375 | SureMotion timing pulley, aluminum, 1/5in XL pitch, 60 tooth, 3.82in pitch diameter, 3/8in bore, hub without flanges. For use with 3/8in wide belt. | Stock | 32 | 35.5
APB72MXL025B-250 | SureMotion timing pulley, aluminum, 0.08in MXL pitch, 72 tooth, 1.833in pitch diameter, 1/4in bore, hub without flanges. For use with 1/4in wide belt. | Stock | 19 | 21
APB72XL037B-375 | SureMotion timing pulley, aluminum, 1/5in XL pitch, 72 tooth, 4.584in pitch diameter, 3/8in bore, hub without flanges. For use with 3/8in wide belt. | Stock | 35 | 38.5
APB80MXL025B-312 | SureMotion timing pulley, aluminum, 0.08in MXL pitch, 80 tooth, 2.037in pitch diameter, 5/16in bore, hub without flanges. For use with 1/4in wide belt. | Stock | 22.5 | 25
APB90MXL025B-312 | SureMotion timing pulley, aluminum, 0.08in MXL pitch, 90 tooth, 2.292in pitch diameter, 5/16in bore, hub without flanges. For use with 1/4in wide belt. | Stock | 26 | 28.5
APBP-2 | NITRA mounting bracket, pivot with pin, zinc plated steel. For use with 9/16in bore A-series cylinders. | Stock | 3.75 | 4
APBP-3 | NITRA mounting bracket, pivot with pin, zinc plated steel. For use with 7/8in bore A-series cylinders. | Stock | 3.5 | 3.75
APBP-4 | NITRA mounting bracket, pivot with pin, zinc plated steel. For use with 1-1/4in bore A-series cylinders. | Stock | 7 | 7.25
APBP-5 | NITRA mounting bracket, pivot with pin, zinc plated steel. For use with 2in bore A-series cylinders. | Stock | 13.5 | 14
APBS194UBK | Hammond wall-mount rack, 4U, 19in rack width, 12 to 18in depth, 100lb capacity, carbon steel, black, powder coat finish. | Stock | 128 | 131
APBS198UBK | Hammond wall-mount rack, 8U, 19in rack width, 12 to 18in depth, 100lb capacity, carbon steel, black, powder coat finish. | Stock | 188 | 192
APC-CN101A-AD | LS Electric control cable, 50-pin connector to pigtail, 3.2ft/1m cable length. For use with all LS Electric L7C series drives. | Stock | 42
APC-CN102A-AD | LS Electric control cable, 50-pin connector to pigtail, 6.5ft/2m cable length. For use with all LS Electric L7C series drives. | Stock | 46
APC-CN103A-AD | LS Electric control cable, 50-pin connector to pigtail, 9.8ft/3m cable length. For use with all LS Electric L7C series drives. | Stock | 50
APC-CN1NNA-AD | LS Electric I/O connector, 50-pin. For use with all LS Electric L7C series drives. | Stock | 16
APC-CN3NNA-AD | LS Electric drive encoder connector, 14-pin. For use with all LS Electric L7C series drives. | Stock | 16
APCS-140R50-AD | LS Electric braking resistor, 140W, 50 ohm, encapsulated. For use with LS Electric L7CA004U-AD 400W drive. | Stock | 17
APCS-300R30-AD | LS Electric braking resistor, 300W, 30 ohm, encapsulated. For use with LS Electric L7CA010U-AD 1 kW drive. | Stock | 22
APCS-BF03QS-AD | LS Electric brake flex cable, mating connectors, 9.8ft/3m cable length. For use with 100W-1 kW LS Electric FBL/FCL series servo motors with brake. | Stock | 53
APCS-BF05QS-AD | LS Electric brake flex cable, mating connectors, 16.4ft/5m cable length. For use with 100W-1 kW LS Electric FBL/FCL series servo motors with brake. | Stock | 58
APCS-BF10QS-AD | LS Electric brake flex cable, mating connectors, 32.8ft/10m cable length. For use with 100W-1 kW LS Electric FBL/FCL series servo motors with brake. | Stock | 72
APCS-BF20QS-AD | LS Electric brake flex cable, mating connectors, 65.6ft/20m cable length. For use with 100W-1 kW LS Electric FBL/FCL series servo motors with brake. | Stock | 99
APCS-BN03QS-AD | LS Electric brake cable, mating connectors, 9.8ft/3m cable length. For use with 100W-1 kW LS Electric FBL/FCL series servo motors with brake. | Stock | 48
APCS-BN05QS-AD | LS Electric brake cable, mating connectors, 16.4ft/5m cable length. For use with 100W-1 kW LS Electric FBL/FCL series servo motors with brake. | Stock | 50
APCS-BN10QS-AD | LS Electric brake cable, mating connectors, 32.8ft/10m cable length. For use with 100W-1 kW LS Electric FBL/FCL series servo motors with brake. | Stock | 56
APCS-BN20QS-AD | LS Electric brake cable, mating connectors, 65.6ft/20m cable length. For use with 100W-1 kW LS Electric FBL/FCL series servo motors with brake. | Stock | 68
APCS-EF03ES-AD | LS Electric encoder feedback flex cable, mating connectors, 9.8ft/3m cable length. For use with 100W-1 kW LS Electric FBL/FCL series servo motors. | Stock | 64
APCS-EF05ES-AD | LS Electric encoder feedback flex cable, mating connectors, 16.4ft/5m cable length. For use with 100W-1 kW LS Electric FBL/FCL series servo motors. | Stock | 76
APCS-EF10ES-AD | LS Electric encoder feedback flex cable, mating connectors, 32.8ft/10m cable length. For use with 100W-1 kW LS Electric FBL/FCL series servo motors. | Stock | 106
APCS-EF20ES-AD | LS Electric encoder feedback flex cable, mating connectors, 65.6ft/20m cable length. For use with 100W-1 kW LS Electric FBL/FCL series servo motors. | Stock | 172
APCS-EN03ES-AD | LS Electric encoder feedback cable, mating connectors, 9.8ft/3m cable length. For use with 100W-1 kW LS Electric FBL/FCL series servo motors. | Stock | 44
APCS-EN05ES-AD | LS Electric encoder feedback cable, mating connectors, 16.4ft/5m cable length. For use with 100W-1 kW LS Electric FBL/FCL series servo motors. | Stock | 53
APCS-EN10ES-AD | LS Electric encoder feedback cable, mating connectors, 32.8ft/10m cable length. For use with 100W-1 kW LS Electric FBL/FCL series servo motors. | Stock | 61
APCS-EN20ES-AD | LS Electric encoder feedback cable, mating connectors, 65.6ft/20m cable length. For use with 100W-1 kW LS Electric FBL/FCL series servo motors. | Stock | 72
APCS-PF03LSC-AD | LS Electric power flex cable, mating connectors, 9.8ft/3m cable length. For use with 100W-1 kW LS Electric FBL/FCL series servo motors used with L7C series drives. | Stock | 48
APCS-PF05LSC-AD | LS Electric power flex cable, mating connectors, 16.4ft/5m cable length. For use with 100W-1 kW LS Electric FBL/FCL series servo motors used with L7C series drives. | Stock | 62
APCS-PF10LSC-AD | LS Electric power flex cable, mating connectors, 32.8ft/10m cable length. For use with 100W-1 kW LS Electric FBL/FCL series servo motors used with L7C series drives. | Stock | 88
APCS-PF20LSC-AD | LS Electric power flex cable, mating connectors, 65.6ft/20m cable length. For use with 100W-1 kW LS Electric FBL/FCL series servo motors used with L7C series drives. | Stock | 138
APCS-PN03LSC-AD | LS Electric power cable, mating connectors, 9.8ft/3m cable length. For use with 100W-1 kW LS Electric FBL/FCL series servo motors used with L7C series drives. | Stock | 36
APCS-PN05LSC-AD | LS Electric power cable, mating connectors, 16.4ft/5m cable length. For use with 100W-1 kW LS Electric FBL/FCL series servo motors used with L7C series drives. | Stock | 44
APCS-PN10LSC-AD | LS Electric power cable, mating connectors, 32.8ft/10m cable length. For use with 100W-1 kW LS Electric FBL/FCL series servo motors used with L7C series drives. | Stock | 57
APCS-PN20LSC-AD | LS Electric power cable, mating connectors, 65.6ft/20m cable length. For use with 100W-1 kW LS Electric FBL/FCL series servo motors used with L7C series drives. | Stock | 78
APC-VSCN1T01-AD | LS Electric CN1 feedthrough terminal block, 50-pole, DIN rail mount. For use with all LS Electric L7C series drives. 3.2ft/1m control cable included. | Stock | 77
APC-VSCN1T02-AD | LS Electric CN1 feedthrough terminal block, 50-pole, DIN rail mount. For use with all LS Electric L7C series drives. 6.5ft/2m control cable included. | Stock | 84
APC-VSCN1T-AD | LS Electric CN1 feedthrough terminal block, 50-pole, DIN rail mount. For use with all LS Electric L7C series drives. 1.6ft/0.5m control cable included. | Stock | 69
APD1113-V0-M | AutomationDirect electric foot switch, double, die-cast aluminum foot guard(s), (2) yellow, momentary, (2) N.O. and (2) N.C. snap action contacts per switch, ABS plastic operator, free moving pedal, gray, ABS plastic base. | Stock | 150 | 156
APD1114-V0-M | AutomationDirect electric foot switch, double, die-cast aluminum foot guard(s), (2) yellow, momentary, (2) N.O. and (2) N.C. slow action contacts per switch, ABS plastic operator, free moving pedal, gray, ABS plastic base. | Stock | 150 | 156
APD1123-V0-M | AutomationDirect electric foot switch, double, die-cast aluminum foot guard(s), (2) gray, momentary, (2) N.O. and (2) N.C. snap action contacts per switch, ABS plastic operator, free moving pedal, gray, ABS plastic base. | Stock | 150 | 156
APD1124-V0-M | AutomationDirect electric foot switch, double, die-cast aluminum foot guard(s), (2) gray, momentary, (2) N.O. and (2) N.C. slow action contacts per switch, ABS plastic operator, free moving pedal, gray, ABS plastic base. | Stock | 150 | 156
APD1133-V0-M | AutomationDirect electric foot switch, double, die-cast aluminum foot guard(s), (1) yellow and (1) gray, momentary, (2) N.O. and (2) N.C. snap action contacts per switch, ABS plastic operator, free moving pedal, gray, ABS plastic base. | Stock | 150 | 156
APD1134-V0-M | AutomationDirect electric foot switch, double, die-cast aluminum foot guard(s), (1) yellow and (1) gray, momentary, (2) N.O. and (2) N.C. slow action contacts per switch, ABS plastic operator, free moving pedal, gray, ABS plastic base. | Stock | 150 | 156
APD1213-V0-M | AutomationDirect electric foot switch, double, die-cast aluminum foot guard(s), (2) yellow, momentary, (2) N.O. and (2) N.C. snap action contacts per switch, ABS plastic operator, safety anti-trip pedal, gray, ABS plastic base. | Stock | 155 | 161
APD1214-V0-M | AutomationDirect electric foot switch, double, die-cast aluminum foot guard(s), (2) yellow, momentary, (2) N.O. and (2) N.C. slow action contacts per switch, ABS plastic operator, safety anti-trip pedal, gray, ABS plastic base. | Stock | 155 | 161
APD1223-V0-M | AutomationDirect electric foot switch, double, die-cast aluminum foot guard(s), (2) gray, momentary, (2) N.O. and (2) N.C. snap action contacts per switch, ABS plastic operator, safety anti-trip pedal, gray, ABS plastic base. | Stock | 155 | 161
APD1224-V0-M | AutomationDirect electric foot switch, double, die-cast aluminum foot guard(s), (2) gray, momentary, (2) N.O. and (2) N.C. slow action contacts per switch, ABS plastic operator, safety anti-trip pedal, gray, ABS plastic base. | Stock | 155 | 161
APD1231-V0 | AutomationDirect electric foot switch, double, ABS plastic foot guard(s), (1) yellow and (1) gray, momentary, (1) N.O. and (1) N.C. snap action contact per switch, ABS plastic operator, safety anti-trip pedal, gray, ABS plastic base. | Stock | 93 | 97
APD1233-V0-M | AutomationDirect electric foot switch, double, die-cast aluminum foot guard(s), (1) yellow and (1) gray, momentary, (2) N.O. and (2) N.C. snap action contacts per switch, ABS plastic operator, safety anti-trip pedal, gray, ABS plastic base. | Stock | 155 | 161
APD1234-V0-M | AutomationDirect electric foot switch, double, die-cast aluminum foot guard(s), (1) yellow and (1) gray, momentary, (2) N.O. and (2) N.C. slow action contacts per switch, ABS plastic operator, safety anti-trip pedal, gray, ABS plastic base. | Stock | 155 | 161
APK110 | Quadritalia subpanel recess mounting hardware kit, brackets, sliders, conic pins, and fasteners included. | Stock | 11 | 14.75
APMC-FBL01AYK2-AD | LS Electric low inertia AC brushless servo motor, 100W, 3-phase input, 17-bit (131072 ppr) encoder, integrated brake. For use with LS Electric L7C L7CA004U-AD 400W drive. | Stock | 354
APMC-FBL01AYK-AD | LS Electric low inertia AC brushless servo motor, 100W, 3-phase input, 17-bit (131072 ppr) encoder. For use with LS Electric L7C L7CA004U-AD 400W drive. | Stock | 194
APMC-FBL02AYK2-AD | LS Electric low inertia AC brushless servo motor, 200W, 3-phase input, 17-bit (131072 ppr) encoder, integrated brake. For use with LS Electric L7C L7CA004U-AD 400W drive. | Stock | 398
APMC-FBL02AYK-AD | LS Electric low inertia AC brushless servo motor, 200W, 3-phase input, 17-bit (131072 ppr) encoder. For use with LS Electric L7C L7CA004U-AD 400W drive. | Stock | 227
APMC-FBL04AYK2-AD | LS Electric low inertia AC brushless servo motor, 400W, 3-phase input, 17-bit (131072 ppr) encoder, integrated brake. For use with LS Electric L7C L7CA004U-AD 400W drive. | Stock | 407
APMC-FBL04AYK-AD | LS Electric low inertia AC brushless servo motor, 400W, 3-phase input, 17-bit (131072 ppr) encoder. For use with LS Electric L7C L7CA004U-AD 400W drive. | Stock | 238
APMC-FCL08AYK2-AD | LS Electric low inertia AC brushless servo motor, 750W, 3-phase input, 17-bit (131072 ppr) encoder, integrated brake. For use with LS Electric L7C L7CA010U-AD 1 kW drive. | Stock | 444
APMC-FCL08AYK-AD | LS Electric low inertia AC brushless servo motor, 750W, 3-phase input, 17-bit (131072 ppr) encoder. For use with LS Electric L7C L7CA010U-AD 1 kW drive. | Stock | 282
APMC-FCL10AYK2-AD | LS Electric low inertia AC brushless servo motor, 1 kW, 3-phase input, 17-bit (131072 ppr) encoder, integrated brake. For use with LS Electric L7C L7CA010U-AD 1 kW drive. | Stock | 522
APMC-FCL10AYK-AD | LS Electric low inertia AC brushless servo motor, 1 kW, 3-phase input, 17-bit (131072 ppr) encoder. For use with LS Electric L7C L7CA010U-AD 1 kW drive. | Stock | 345
APP-KPR | Klemsan separator plate, orange. Package of 5. For use with all KPR-SCF-x or KPR-SCE-x interface relays. | Stock | 3.25 | 3.5
APS1113-V0-M | AutomationDirect electric foot switch, single, die-cast aluminum foot guard(s), yellow, momentary, (2) N.O. and (2) N.C. snap action contacts, ABS plastic operator, free moving pedal, gray, ABS plastic base. | Stock | 63 | 66
APS1114-V0-M | AutomationDirect electric foot switch, single, die-cast aluminum foot guard(s), yellow, momentary, (2) N.O. and (2) N.C. slow action contacts, ABS plastic operator, free moving pedal, gray, ABS plastic base. | Stock | 63 | 66
APS1123-V0-M | AutomationDirect electric foot switch, single, die-cast aluminum foot guard(s), gray, momentary, (2) N.O. and (2) N.C. snap action contacts, ABS plastic operator, free moving pedal, gray, ABS plastic base. | Stock | 63 | 66
APS1124-V0-M | AutomationDirect electric foot switch, single, die-cast aluminum foot guard(s), gray, momentary, (2) N.O. and (2) N.C. slow action contacts, ABS plastic operator, free moving pedal, gray, ABS plastic base. | Stock | 63 | 66
APS1143-V0-M | AutomationDirect electric foot switch, single, die-cast aluminum foot guard(s), red, momentary, (2) N.O. and (2) N.C. snap action contacts, ABS plastic operator, free moving pedal, gray, ABS plastic base. | Stock | 63 | 66
APS1144-V0-M | AutomationDirect electric foot switch, single, die-cast aluminum foot guard(s), red, momentary, (2) N.O. and (2) N.C. slow action contacts, ABS plastic operator, free moving pedal, gray, ABS plastic base. | Stock | 63 | 66
APS1151-V0 | AutomationDirect electric foot switch, single, ABS plastic half foot guard(s), momentary, (1) N.O. and (1) N.C. snap action contacts, ABS plastic operator, free moving pedal, gray, ABS plastic base. | Stock | 43 | 44.5
APS1211-V0 | AutomationDirect electric foot switch, single, ABS plastic foot guard(s), yellow, momentary, (1) N.O. and (1) N.C. snap action contact, ABS plastic operator, safety anti-trip pedal, gray, ABS plastic base. | Stock | 43 | 44.5
APS1213-V0 | AutomationDirect electric foot switch, single, ABS plastic foot guard(s), yellow, momentary, (2) N.O. and (2) N.C. snap action contacts, ABS plastic operator, safety anti-trip pedal, gray, ABS plastic base. | Stock | 48 | 50
APS1213-V0-M | AutomationDirect electric foot switch, single, die-cast aluminum foot guard(s), yellow, momentary, (2) N.O. and (2) N.C. snap action contacts, ABS plastic operator, safety anti-trip pedal, gray, ABS plastic base. | Stock | 71 | 74
APS1214-V0-M | AutomationDirect electric foot switch, single, die-cast aluminum foot guard(s), yellow, momentary, (2) N.O. and (2) N.C. slow action contacts, ABS plastic operator, safety anti-trip pedal, gray, ABS plastic base. | Stock | 71 | 74
APS1223-V0-M | AutomationDirect electric foot switch, single, die-cast aluminum foot guard(s), gray, momentary, (2) N.O. and (2) N.C. snap action contacts, ABS plastic operator, safety anti-trip pedal, gray, ABS plastic base. | Stock | 71 | 74
APS1224-V0-M | AutomationDirect electric foot switch, single, die-cast aluminum foot guard(s), gray, momentary, (2) N.O. and (2) N.C. slow action contacts, ABS plastic operator, safety anti-trip pedal, gray, ABS plastic base. | Stock | 71 | 74
APS1243-V0-M | AutomationDirect electric foot switch, single, die-cast aluminum foot guard(s), red, momentary, (2) N.O. and (2) N.C. snap action contacts, ABS plastic operator, safety anti-trip pedal, gray, ABS plastic base. | Stock | 71 | 74
APS1244-V0-M | AutomationDirect electric foot switch, single, die-cast aluminum foot guard(s), red, momentary, (2) N.O. and (2) N.C. slow action contacts, ABS plastic operator, safety anti-trip pedal, gray, ABS plastic base. | Stock | 71 | 74
APS1313-V0-M | AutomationDirect electric foot switch, single, die-cast aluminum foot guard(s), yellow, maintained, (2) N.O. and (2) N.C. snap action contacts, ABS plastic operator, free moving pedal, gray, ABS plastic base. | Stock | 71 | 74
APS1314-V0-M | AutomationDirect electric foot switch, single, die-cast aluminum foot guard(s), yellow, maintained, (2) N.O. and (2) N.C. slow action contacts, ABS plastic operator, free moving pedal, gray, ABS plastic base. | Stock | 71 | 74
APS1323-V0-M | AutomationDirect electric foot switch, single, die-cast aluminum foot guard(s), gray, maintained, (2) N.O. and (2) N.C. snap action contacts, ABS plastic operator, free moving pedal, gray, ABS plastic base. | Stock | 71 | 74
APS1324-V0-M | AutomationDirect electric foot switch, single, die-cast aluminum foot guard(s), gray, maintained, (2) N.O. and (2) N.C. slow action contacts, ABS plastic operator, free moving pedal, gray, ABS plastic base. | Stock | 71 | 74
APS1343-V0-M | AutomationDirect electric foot switch, single, die-cast aluminum foot guard(s), red, maintained, (2) N.O. and (2) N.C. snap action contacts, ABS plastic operator, free moving pedal, gray, ABS plastic base. | Stock | 71 | 74
APS1344-V0-M | AutomationDirect electric foot switch, single, die-cast aluminum foot guard(s), red, maintained, (2) N.O. and (2) N.C. slow action contacts, ABS plastic operator, free moving pedal, gray, ABS plastic base. | Stock | 71 | 74
APS25-8M-E-D | Koyo inductive proximity sensor, rectangular, 8 x 26.5 x 7.4mm body, polycarbonate housing, front sensing, NPN, N.O. output, 2.5mm sensing distance, non-flush, 500 Hz switching frequency, IP67, pigtail. | Stock | 19 | 21.5
APS25-8S-E-D | Koyo inductive proximity sensor, rectangular, 8 x 26.5 x 7.4mm body, polycarbonate housing, top sensing, NPN, N.O. output, 2.5mm sensing distance, non-flush, 500 Hz switching frequency, IP67, pigtail. | Stock | 19 | 21.5
APS4-12M-E1-D | Koyo inductive proximity sensor, rectangular, 12 x 27 x 12mm body, polycarbonate housing, front sensing, NPN, N.C. output, 4mm sensing distance, non-flush, 200 Hz switching frequency, IP67, pigtail. | Stock | 19 | 21.5
APS4-12M-E2-D | Koyo inductive proximity sensor, rectangular, 12 x 27 x 12mm body, polycarbonate housing, front sensing, PNP, N.O. output, 4mm sensing distance, non-flush, 200 Hz switching frequency, IP67, pigtail. | Stock | 19 | 21.5
APS4-12M-E-D | Koyo inductive proximity sensor, rectangular, 12 x 27 x 12mm body, polycarbonate housing, front sensing, NPN, N.O. output, 4mm sensing distance, non-flush, 200 Hz switching frequency, IP67, pigtail. | Stock | 19 | 21.5
APS4-12M-Z-D | Koyo inductive proximity sensor, rectangular, 12 x 27 x 12mm body, polycarbonate housing, front sensing, NPN/PNP, N.O. output, 4mm sensing distance, non-flush, 200 Hz switching frequency, IP67, pigtail. | Stock | 19 | 21.5
APS4-12S-E1-D | Koyo inductive proximity sensor, rectangular, 12 x 27 x 7mm body, polycarbonate housing, top sensing, NPN, N.C. output, 4mm sensing distance, non-flush, 200 Hz switching frequency, IP67, pigtail. | Stock | 19 | 21.5
APS4-12S-E2-D | Koyo inductive proximity sensor, rectangular, 12 x 27 x 6.5mm body, polycarbonate housing, top sensing, PNP, N.O. output, 4mm sensing distance, non-flush, 200 Hz switching frequency, IP67, pigtail. | Stock | 19 | 21.5
APS4-12S-E-D | Koyo inductive proximity sensor, rectangular, 12 x 27 x 6.5mm body, polycarbonate housing, top sensing, NPN, N.O. output, 4mm sensing distance, non-flush, 200 Hz switching frequency, IP67, pigtail. | Stock | 19 | 21.5
APS4-12S-Z-D | Koyo inductive proximity sensor, rectangular, 12 x 27 x 7mm body, polycarbonate housing, top sensing, NPN/PNP, N.O. output, 4mm sensing distance, non-flush, 200 Hz switching frequency, IP67, pigtail. | Stock | 19 | 21.5
APX510-24G | Fuji Electric bulb, LED, replacement, 24 VAC/VDC, BA9s/13 bayonet, green, 12 mA AC, 11 mA DC, 0.8W. Package of 2. | Stock | 14.5 | 15
APX510-24O | Fuji Electric bulb, LED, replacement, 24 VAC/VDC, BA9s/13 bayonet, orange, 12 mA AC, 11 mA DC, 0.8W. Package of 2. | Stock | 14.5 | 15
APX510-24R | Fuji Electric bulb, LED, replacement, 24 VAC/VDC, BA9s/13 bayonet, red, 12 mA AC, 11 mA DC, 0.8W. Package of 2. | Stock | 14.5 | 15
APX510-24S | Fuji Electric bulb, LED, replacement, 24 VAC/VDC, BA9s/13 bayonet, blue, 12 mA AC, 11 mA DC, 0.8W. Package of 2. | Stock | 54 | 56
APX510-24Y | Fuji Electric bulb, LED, replacement, 24 VAC/VDC, BA9s/13 bayonet, yellow, 12 mA AC, 11 mA DC, 0.8W. Package of 2. | Stock | 14.5 | 15
AR-1C-120A-TL | ProSense alternating relay, socket mount, finger-safe, 120 VAC coil voltage, SPDT, 10A contact rating, 8-pin, LED indicator(s). Relay becomes UL listed when used with 70169-D relay socket. | Stock | 26 | 27
AR2-212 | NITRA pneumatic regulator, 1/8in female NPT inlet(s), 1/8in female NPT outlet(s), 7-60 psi range. For use with Ax-21 series air prep components. | Stock | 27 | 28
AR2-213 | NITRA pneumatic regulator, 1/8in female NPT inlet(s), 1/8in female NPT outlet(s), 7-130 psi range. For use with Ax-21 series air prep components. | Stock | 27 | 28
AR2-222 | NITRA pneumatic regulator, 1/4in female NPT inlet(s), 1/4in female NPT outlet(s), 7-60 psi range. For use with Ax-22 series air prep components. | Stock | 27 | 28
AR2-223 | NITRA pneumatic regulator, 1/4in female NPT inlet(s), 1/4in female NPT outlet(s), 7-130 psi range. For use with Ax-22 series air prep components. | Stock | 27 | 28
AR22A0N-A0A0B | Fuji Electric selector switch, IP65, 22mm, 2-position, maintained, (2) N.O. contact(s), plastic base, plastic bezel, Operator: black, joystick, 30mm, round, plastic. | Stock | 53 | 55
AR22A0N-AAAAB | Fuji Electric selector switch, IP65, 22mm, 4-position, maintained, (4) N.O. contact(s), plastic base, plastic bezel, Operator: black, joystick, 30mm, round, plastic. | Stock | 53 | 55
AR22A5N-A0A0B | Fuji Electric selector switch, IP65, 22mm, 2-position, momentary, (2) N.O. contact(s), plastic base, plastic bezel, Operator: black, joystick, 30mm, round, plastic. | Stock | 53 | 55
AR22A5N-AAAAB | Fuji Electric selector switch, IP65, 22mm, 4-position, momentary, (4) N.O. contact(s), plastic base, plastic bezel, Operator: black, joystick, 30mm, round, plastic. | Stock | 53 | 55
AR22E0L-01E3RZA | Fuji Electric pushbutton, 22mm, momentary, LED illuminated, (1) N.C. contact(s), plastic base, metal bezel, Operator: red, extended, 30mm, round, plastic, 24 VAC/VDC, full voltage. | Stock | 18 | 18.5
AR22E0L-01L3RZA | Fuji Electric pushbutton, 22mm, momentary, LED illuminated, (1) N.C. contact(s), plastic base, metal bezel, Operator: red, extended, 30mm, round, plastic, 115-127 VAC, transformer. | Stock | 24.5 | 25.5
AR22E0L-10E3GZA | Fuji Electric pushbutton, 22mm, momentary, LED illuminated, (1) N.O. contact(s), plastic base, metal bezel, Operator: green, extended, 30mm, round, plastic, 24 VAC/VDC, full voltage. | Stock | 18 | 18.5
AR22E0L-10E3SZA | Fuji Electric pushbutton, 22mm, momentary, LED illuminated, (1) N.O. contact(s), plastic base, metal bezel, Operator: blue, extended, 30mm, round, plastic, 24 VAC/VDC, full voltage. | Stock | 28.5 | 29.5
AR22E0L-10E3WZA | Fuji Electric pushbutton, 22mm, momentary, LED illuminated, (1) N.O. contact(s), plastic base, metal bezel, Operator: white, extended, 30mm, round, plastic, 24 VAC/VDC, full voltage. | Stock | 18 | 18.5
AR22E0L-10E3YZA | Fuji Electric pushbutton, 22mm, momentary, LED illuminated, (1) N.O. contact(s), plastic base, metal bezel, Operator: yellow, extended, 30mm, round, plastic, 24 VAC/VDC, full voltage. | Stock | 18 | 18.5
AR22E0L-10L3GZA | Fuji Electric pushbutton, 22mm, momentary, LED illuminated, (1) N.O. contact(s), plastic base, metal bezel, Operator: green, extended, 30mm, round, plastic, 115-127 VAC, transformer. | Stock | 24.5 | 25.5
AR22E0L-10L3RZA | Fuji Electric pushbutton, 22mm, momentary, LED illuminated, (1) N.O. contact(s), plastic base, metal bezel, Operator: red, extended, 30mm, round, plastic, 115-127 VAC, transformer. | Stock | 24.5 | 25.5
AR22E0L-10L3SZA | Fuji Electric pushbutton, 22mm, momentary, LED illuminated, (1) N.O. contact(s), plastic base, metal bezel, Operator: blue, extended, 30mm, round, plastic, 115-127 VAC, transformer. | Stock | 31 | 32
AR22E0L-10L3WZA | Fuji Electric pushbutton, 22mm, momentary, LED illuminated, (1) N.O. contact(s), plastic base, metal bezel, Operator: white, extended, 30mm, round, plastic, 115-127 VAC, transformer. | Stock | 27 | 28
AR22E0L-10L3YZA | Fuji Electric pushbutton, 22mm, momentary, LED illuminated, (1) N.O. contact(s), plastic base, metal bezel, Operator: yellow, extended, 30mm, round, plastic, 115-127 VAC, transformer. | Stock | 24.5 | 25.5
AR22E0R-01RZA | Fuji Electric pushbutton, 22mm, momentary, (1) N.C. contact(s), plastic base, metal bezel, Operator: red, extended, 30mm, round, plastic. | Stock | 9.75 | 10
AR22E0R-10BZA | Fuji Electric pushbutton, 22mm, momentary, (1) N.O. contact(s), plastic base, metal bezel, Operator: black, extended, 30mm, round, plastic. | Stock | 9.75 | 10
AR22E0R-10GZA | Fuji Electric pushbutton, 22mm, momentary, (1) N.O. contact(s), plastic base, metal bezel, Operator: green, extended, 30mm, round, plastic. | Stock | 9.75 | 10
AR22E0R-10SZA | Fuji Electric pushbutton, 22mm, momentary, (1) N.O. contact(s), plastic base, metal bezel, Operator: blue, extended, 30mm, round, plastic. | Stock | 9.75 | 10
AR22E0R-10WZA | Fuji Electric pushbutton, 22mm, momentary, (1) N.O. contact(s), plastic base, metal bezel, Operator: white, extended, 30mm, round, plastic. | Stock | 9.75 | 10
AR22E0R-10YZA | Fuji Electric pushbutton, 22mm, momentary, (1) N.O. contact(s), plastic base, metal bezel, Operator: yellow, extended, 30mm, round, plastic. | Stock | 9.75 | 10
AR22F0L-01E3RZA | Fuji Electric pushbutton, 22mm, momentary, LED illuminated, (1) N.C. contact(s), plastic base, metal bezel, Operator: red, flush, 30mm, round, plastic, 24 VAC/VDC, full voltage. | Stock | 21.5 | 22.5
AR22F0L-01L3RZA | Fuji Electric pushbutton, 22mm, momentary, LED illuminated, (1) N.C. contact(s), plastic base, metal bezel, Operator: red, flush, 30mm, round, plastic, 115-127 VAC, transformer. | Stock | 28.5 | 29.5
AR22F0L-10E3GZA | Fuji Electric pushbutton, 22mm, momentary, LED illuminated, (1) N.O. contact(s), plastic base, metal bezel, Operator: green, flush, 30mm, round, plastic, 24 VAC/VDC, full voltage. | Stock | 21.5 | 22.5
AR22F0L-10E3SZA | Fuji Electric pushbutton, 22mm, momentary, LED illuminated, (1) N.O. contact(s), plastic base, metal bezel, Operator: blue, flush, 30mm, round, plastic, 24 VAC/VDC, full voltage. | Stock | 28 | 29
AR22F0L-10E3WZA | Fuji Electric pushbutton, 22mm, momentary, LED illuminated, (1) N.O. contact(s), plastic base, metal bezel, Operator: white, flush, 30mm, round, plastic, 24 VAC/VDC, full voltage. | Stock | 20 | 21
AR22F0L-10E3YZA | Fuji Electric pushbutton, 22mm, momentary, LED illuminated, (1) N.O. contact(s), plastic base, metal bezel, Operator: yellow, flush, 30mm, round, plastic, 24 VAC/VDC, full voltage. | Stock | 21.5 | 22.5
AR22F0L-10L3GZA | Fuji Electric pushbutton, 22mm, momentary, LED illuminated, (1) N.O. contact(s), plastic base, metal bezel, Operator: green, flush, 30mm, round, plastic, 115-127 VAC, transformer. | Stock | 28.5 | 29.5
AR22F0L-10L3SZA | Fuji Electric pushbutton, 22mm, momentary, LED illuminated, (1) N.O. contact(s), plastic base, metal bezel, Operator: blue, flush, 30mm, round, plastic, 115-127 VAC, transformer. | Stock | 31 | 32
AR22F0L-10L3WZA | Fuji Electric pushbutton, 22mm, momentary, LED illuminated, (1) N.O. contact(s), plastic base, metal bezel, Operator: white, flush, 30mm, round, plastic, 115-127 VAC, transformer. | Stock | 28.5 | 29.5
AR22F0L-10L3YZA | Fuji Electric pushbutton, 22mm, momentary, LED illuminated, (1) N.O. contact(s), plastic base, metal bezel, Operator: yellow, flush, 30mm, round, plastic, 115-127 VAC, transformer. | Stock | 28.5 | 29.5
AR22F0R-01RZA | Fuji Electric pushbutton, 22mm, momentary, (1) N.C. contact(s), plastic base, metal bezel, Operator: red, flush, 30mm, round, plastic. | Stock | 9.75 | 10
AR22F0R-10BZA | Fuji Electric pushbutton, 22mm, momentary, (1) N.O. contact(s), plastic base, metal bezel, Operator: black, flush, 30mm, round, plastic. | Stock | 9.75 | 10
AR22F0R-10GZA | Fuji Electric pushbutton, 22mm, momentary, (1) N.O. contact(s), plastic base, metal bezel, Operator: green, flush, 30mm, round, plastic. | Stock | 9.75 | 10
AR22F0R-10SZA | Fuji Electric pushbutton, 22mm, momentary, (1) N.O. contact(s), plastic base, metal bezel, Operator: blue, flush, 30mm, round, plastic. | Stock | 9.75 | 10
AR22F0R-10WZA | Fuji Electric pushbutton, 22mm, momentary, (1) N.O. contact(s), plastic base, metal bezel, Operator: white, flush, 30mm, round, plastic. | Stock | 9.75 | 10
AR22F0R-10YZA | Fuji Electric pushbutton, 22mm, momentary, (1) N.O. contact(s), plastic base, metal bezel, Operator: yellow, flush, 30mm, round, plastic. | Stock | 9.75 | 10
AR22F5L-10E3GZA | Fuji Electric pushbutton, 22mm, push ON - push OFF, LED illuminated, (1) N.O. contact(s), plastic base, metal bezel, Operator: green, flush, 30mm, round, plastic, 24 VAC/VDC, full voltage. | Stock | 27 | 28
AR22F5L-10E3RZA | Fuji Electric pushbutton, 22mm, push ON - push OFF, LED illuminated, (1) N.O. contact(s), plastic base, metal bezel, Operator: red, flush, 30mm, round, plastic, 24 VAC/VDC, full voltage. | Stock | 27 | 28
AR22F5L-10E3SZA | Fuji Electric pushbutton, 22mm, push ON - push OFF, LED illuminated, (1) N.O. contact(s), plastic base, metal bezel, Operator: blue, flush, 30mm, round, plastic, 24 VAC/VDC, full voltage. | Stock | 27 | 28
AR22F5L-10E3WZA | Fuji Electric pushbutton, 22mm, push ON - push OFF, LED illuminated, (1) N.O. contact(s), plastic base, metal bezel, Operator: white, flush, 30mm, round, plastic, 24 VAC/VDC, full voltage. | Stock | 27 | 28
AR22F5L-10E3YZA | Fuji Electric pushbutton, 22mm, push ON - push OFF, LED illuminated, (1) N.O. contact(s), plastic base, metal bezel, Operator: yellow, flush, 30mm, round, plastic, 24 VAC/VDC, full voltage. | Stock | 27 | 28
AR22F5L-10L3GZA | Fuji Electric pushbutton, 22mm, push ON - push OFF, LED illuminated, (1) N.O. contact(s), plastic base, metal bezel, Operator: green, flush, 30mm, round, plastic, 115-127 VAC, transformer. | Stock | 31 | 32
AR22F5L-10L3RZA | Fuji Electric pushbutton, 22mm, push ON - push OFF, LED illuminated, (1) N.O. contact(s), plastic base, metal bezel, Operator: red, flush, 30mm, round, plastic, 115-127 VAC, transformer. | Stock | 31 | 32
AR22F5L-10L3SZA | Fuji Electric pushbutton, 22mm, push ON - push OFF, LED illuminated, (1) N.O. contact(s), plastic base, metal bezel, Operator: blue, flush, 30mm, round, plastic, 115-127 VAC, transformer. | Stock | 31 | 32
AR22F5L-10L3WZA | Fuji Electric pushbutton, 22mm, push ON - push OFF, LED illuminated, (1) N.O. contact(s), plastic base, metal bezel, Operator: white, flush, 30mm, round, plastic, 115-127 VAC, transformer. | Stock | 31 | 32
AR22F5L-10L3YZA | Fuji Electric pushbutton, 22mm, push ON - push OFF, LED illuminated, (1) N.O. contact(s), plastic base, metal bezel, Operator: yellow, flush, 30mm, round, plastic, 115-127 VAC, transformer. | Stock | 31 | 32
AR22FAR-01C01ZA | Fuji Electric pushbutton, 22mm, momentary, (1) N.C. contact(s), plastic base, metal bezel, Operator: white, flush, 30mm, round, plastic, operator text "(O)". | Stock | 12 | 12.5
AR22FAR-10C03ZA | Fuji Electric pushbutton, 22mm, momentary, (1) N.O. contact(s), plastic base, metal bezel, Operator: white, flush, 30mm, round, plastic, operator text "(I)". | Stock | 12 | 12.5
AR22JR-0A10AZA | Fuji Electric selector switch, 22mm, 2-position, spring return from right, key removable left position, (1) N.O. contact(s), plastic base, metal bezel, Operator: black, key, 30mm, round, plastic. | Stock | 22.5 | 23.5
AR22JR-2B10AZA | Fuji Electric selector switch, 22mm, 2-position, maintained, key removable left and right position, (1) N.O. contact(s), plastic base, metal bezel, Operator: black, key, 30mm, round, plastic. | Stock | 19.5 | 20.5
AR22JR-3C22AZA | Fuji Electric selector switch, 22mm, 3-position, maintained, key removable left, right and center position, (2) N.O./(2) N.C. contact(s), plastic base, metal bezel, Operator: black, key, 30mm, round, plastic. | Stock | 29 | 30
AR22M0L-01E3RZA | Fuji Electric pushbutton, 22mm, momentary, LED illuminated, (1) N.C. contact(s), plastic base, metal bezel, Operator: red, mushroom, 40mm, round, plastic, 24 VAC/VDC, full voltage. | Stock | 20 | 21
AR22M0L-01L3RZA | Fuji Electric pushbutton, 22mm, momentary, LED illuminated, (1) N.C. contact(s), plastic base, metal bezel, Operator: red, mushroom, 40mm, round, plastic, 115-127 VAC, transformer. | Stock | 25 | 26
AR22M0R-01RZA | Fuji Electric pushbutton, 22mm, momentary, (1) N.C. contact(s), plastic base, metal bezel, Operator: red, mushroom, 40mm, round, plastic. | Stock | 11.5 | 12
AR22M0R-10BZA | Fuji Electric pushbutton, 22mm, momentary, (1) N.O. contact(s), plastic base, metal bezel, Operator: black, mushroom, 40mm, round, plastic. | Stock | 11.5 | 12
AR22M0R-10GZA | Fuji Electric pushbutton, 22mm, momentary, (1) N.O. contact(s), plastic base, metal bezel, Operator: green, mushroom, 40mm, round, plastic. | Stock | 11.5 | 12
AR22M0R-10SZA | Fuji Electric pushbutton, 22mm, momentary, (1) N.O. contact(s), plastic base, metal bezel, Operator: blue, mushroom, 40mm, round, plastic. | Stock | 11.5 | 12
AR22M0R-10WZA | Fuji Electric pushbutton, 22mm, momentary, (1) N.O. contact(s), plastic base, metal bezel, Operator: white, mushroom, 40mm, round, plastic. | Stock | 11.5 | 12
AR22M0R-10YZA | Fuji Electric pushbutton, 22mm, momentary, (1) N.O. contact(s), plastic base, metal bezel, Operator: yellow, mushroom, 40mm, round, plastic. | Stock | 11.5 | 12
AR22PL-010E3GZA | Fuji Electric selector switch, 22mm, 2-position, spring return from right, LED illuminated, (1) N.O. contact(s), plastic base, metal bezel, Operator: green, knob, 30mm, round, plastic, 24 VAC/VDC, full voltage. | Stock | 21.5 | 22.5
AR22PL-010E3RZA | Fuji Electric selector switch, 22mm, 2-position, spring return from right, LED illuminated, (1) N.O. contact(s), plastic base, metal bezel, Operator: red, knob, 30mm, round, plastic, 24 VAC/VDC, full voltage. | Stock | 21.5 | 22.5
AR22PL-010E3SZA | Fuji Electric selector switch, 22mm, 2-position, spring return from right, LED illuminated, (1) N.O. contact(s), plastic base, metal bezel, Operator: blue, knob, 30mm, round, plastic, 24 VAC/VDC, full voltage. | Stock | 31 | 32
AR22PL-010E3YZA | Fuji Electric selector switch, 22mm, 2-position, spring return from right, LED illuminated, (1) N.O. contact(s), plastic base, metal bezel, Operator: yellow, knob, 30mm, round, plastic, 24 VAC/VDC, full voltage. | Stock | 21.5 | 22.5
AR22PL-010L3GZA | Fuji Electric selector switch, 22mm, 2-position, spring return from right, LED illuminated, (1) N.O. contact(s), plastic base, metal bezel, Operator: green, knob, 30mm, round, plastic, 115-127 VAC, transformer. | Stock | 28.5 | 29.5
AR22PL-010L3RZA | Fuji Electric selector switch, 22mm, 2-position, spring return from right, LED illuminated, (1) N.O. contact(s), plastic base, metal bezel, Operator: red, knob, 30mm, round, plastic, 115-127 VAC, transformer. | Stock | 28.5 | 29.5
AR22PL-010L3SZA | Fuji Electric selector switch, 22mm, 2-position, spring return from right, LED illuminated, (1) N.O. contact(s), plastic base, metal bezel, Operator: blue, knob, 30mm, round, plastic, 115-127 VAC, transformer. | Stock | 38 | 39.5
AR22PL-010L3YZA | Fuji Electric selector switch, 22mm, 2-position, spring return from right, LED illuminated, (1) N.O. contact(s), plastic base, metal bezel, Operator: yellow, knob, 30mm, round, plastic, 115-127 VAC, transformer. | Stock | 28.5 | 29.5
AR22PL-210E3GZA | Fuji Electric selector switch, 22mm, 2-position, maintained, LED illuminated, (1) N.O. contact(s), plastic base, metal bezel, Operator: green, knob, 30mm, round, plastic, 24 VAC/VDC, full voltage. | Stock | 21.5 | 22.5
AR22PL-210E3RZA | Fuji Electric selector switch, 22mm, 2-position, maintained, LED illuminated, (1) N.O. contact(s), plastic base, metal bezel, Operator: red, knob, 30mm, round, plastic, 24 VAC/VDC, full voltage. | Stock | 21.5 | 22.5
AR22PL-210E3SZA | Fuji Electric selector switch, 22mm, 2-position, maintained, LED illuminated, (1) N.O. contact(s), plastic base, metal bezel, Operator: blue, knob, 30mm, round, plastic, 24 VAC/VDC, full voltage. | Stock | 31 | 32
AR22PL-210E3YZA | Fuji Electric selector switch, 22mm, 2-position, maintained, LED illuminated, (1) N.O. contact(s), plastic base, metal bezel, Operator: yellow, knob, 30mm, round, plastic, 24 VAC/VDC, full voltage. | Stock | 21.5 | 22.5
AR22PL-210L3GZA | Fuji Electric selector switch, 22mm, 2-position, maintained, LED illuminated, (1) N.O. contact(s), plastic base, metal bezel, Operator: green, knob, 30mm, round, plastic, 115-127 VAC, transformer. | Stock | 25.5 | 26.5
AR22PL-210L3RZA | Fuji Electric selector switch, 22mm, 2-position, maintained, LED illuminated, (1) N.O. contact(s), plastic base, metal bezel, Operator: red, knob, 30mm, round, plastic, 115-127 VAC, transformer. | Stock | 25.5 | 26.5
AR22PL-210L3SZA | Fuji Electric selector switch, 22mm, 2-position, maintained, LED illuminated, (1) N.O. contact(s), plastic base, metal bezel, Operator: blue, knob, 30mm, round, plastic, 115-127 VAC, transformer. | Stock | 38 | 39.5
AR22PL-210L3YZA | Fuji Electric selector switch, 22mm, 2-position, maintained, LED illuminated, (1) N.O. contact(s), plastic base, metal bezel, Operator: yellow, knob, 30mm, round, plastic, 115-127 VAC, transformer. | Stock | 25.5 | 26.5
AR22PL-311L3GZA | Fuji Electric selector switch, 22mm, 3-position, maintained, LED illuminated, (1) N.O./(1) N.C. contact(s), plastic base, metal bezel, Operator: green, knob, 30mm, round, plastic, 115-127 VAC, transformer. | Stock | 31 | 32
AR22PL-311L3RZA | Fuji Electric selector switch, 22mm, 3-position, maintained, LED illuminated, (1) N.O./(1) N.C. contact(s), plastic base, metal bezel, Operator: red, knob, 30mm, round, plastic, 115-127 VAC, transformer. | Stock | 31 | 32
AR22PL-311L3SZA | Fuji Electric selector switch, 22mm, 3-position, maintained, LED illuminated, (1) N.O./(1) N.C. contact(s), plastic base, metal bezel, Operator: blue, knob, 30mm, round, plastic, 115-127 VAC, transformer. | Stock | 38 | 39.5
AR22PL-311L3YZA | Fuji Electric selector switch, 22mm, 3-position, maintained, LED illuminated, (1) N.O./(1) N.C. contact(s), plastic base, metal bezel, Operator: yellow, knob, 30mm, round, plastic, 115-127 VAC, transformer. | Stock | 31 | 32
AR22PL-322E3GZA | Fuji Electric selector switch, 22mm, 3-position, maintained, LED illuminated, (2) N.O./(2) N.C. contact(s), plastic base, metal bezel, Operator: green, knob, 30mm, round, plastic, 24 VAC/VDC, full voltage. | Stock | 32.5 | 34
AR22PL-322E3RZA | Fuji Electric selector switch, 22mm, 3-position, maintained, LED illuminated, (2) N.O./(2) N.C. contact(s), plastic base, metal bezel, Operator: red, knob, 30mm, round, plastic, 24 VAC/VDC, full voltage. | Stock | 32.5 | 34
AR22PL-322E3SZA | Fuji Electric selector switch, 22mm, 3-position, maintained, LED illuminated, (2) N.O./(2) N.C. contact(s), plastic base, metal bezel, Operator: blue, knob, 30mm, round, plastic, 24 VAC/VDC, full voltage. | Stock | 32.5 | 34
AR22PL-322E3YZA | Fuji Electric selector switch, 22mm, 3-position, maintained, LED illuminated, (2) N.O./(2) N.C. contact(s), plastic base, metal bezel, Operator: yellow, knob, 30mm, round, plastic, 24 VAC/VDC, full voltage. | Stock | 32.5 | 34
AR22PL-611E3GZA | Fuji Electric selector switch, 22mm, 3-position, spring return to center from left, maintained right, LED illuminated, (1) N.O./(1) N.C. contact(s), plastic base, metal bezel, Operator: green, knob, 30mm, round, plastic, 24 VAC/VDC, full voltage. | Stock | 31 | 32
AR22PL-611E3RZA | Fuji Electric selector switch, 22mm, 3-position, spring return to center from left, maintained right, LED illuminated, (1) N.O./(1) N.C. contact(s), plastic base, metal bezel, Operator: red, knob, 30mm, round, plastic, 24 VAC/VDC, full voltage. | Stock | 31 | 32
AR22PL-611E3SZA | Fuji Electric selector switch, 22mm, 3-position, spring return to center from left, maintained right, LED illuminated, (1) N.O./(1) N.C. contact(s), plastic base, metal bezel, Operator: blue, knob, 30mm, round, plastic, 24 VAC/VDC, full voltage. | Stock | 31 | 32
AR22PL-611E3YZA | Fuji Electric selector switch, 22mm, 3-position, spring return to center from left, maintained right, LED illuminated, (1) N.O./(1) N.C. contact(s), plastic base, metal bezel, Operator: yellow, knob, 30mm, round, plastic, 24 VAC/VDC, full voltage. | Stock | 31 | 32
AR22PL-611L3GZA | Fuji Electric selector switch, 22mm, 3-position, spring return to center from left, maintained right, LED illuminated, (1) N.O./(1) N.C. contact(s), plastic base, metal bezel, Operator: green, knob, 30mm, round, plastic, 115-127 VAC, transformer. | Stock | 32.5 | 34
AR22PL-611L3RZA | Fuji Electric selector switch, 22mm, 3-position, spring return to center from left, maintained right, LED illuminated, (1) N.O./(1) N.C. contact(s), plastic base, metal bezel, Operator: red, knob, 30mm, round, plastic, 115-127 VAC, transformer. | Stock | 32.5 | 34
AR22PL-611L3SZA | Fuji Electric selector switch, 22mm, 3-position, spring return to center from left, maintained right, LED illuminated, (1) N.O./(1) N.C. contact(s), plastic base, metal bezel, Operator: blue, knob, 30mm, round, plastic, 115-127 VAC, transformer. | Stock | 38 | 39.5
AR22PL-611L3YZA | Fuji Electric selector switch, 22mm, 3-position, spring return to center from left, maintained right, LED illuminated, (1) N.O./(1) N.C. contact(s), plastic base, metal bezel, Operator: yellow, knob, 30mm, round, plastic, 115-127 VAC, transformer. | Stock | 32.5 | 34
AR22PR-010BZA | Fuji Electric selector switch, 22mm, 2-position, spring return from right, (1) N.O. contact(s), plastic base, metal bezel, Operator: black, knob, 30mm, round, plastic. | Stock | 11.5 | 12
AR22PR-122BZA | Fuji Electric selector switch, 22mm, 3-position, spring return to center from right or left, (2) N.O./(2) N.C. contact(s), plastic base, metal bezel, Operator: black, knob, 30mm, round, plastic. | Stock | 16.5 | 17
AR22PR-210BZA | Fuji Electric selector switch, 22mm, 2-position, maintained, (1) N.O. contact(s), plastic base, metal bezel, Operator: black, knob, 30mm, round, plastic. | Stock | 11.5 | 12
AR22PR-322BZA | Fuji Electric selector switch, 22mm, 3-position, maintained, (2) N.O./(2) N.C. contact(s), plastic base, metal bezel, Operator: black, knob, 30mm, round, plastic. | Stock | 16.5 | 17
AR22Q2R-01R | Fuji Electric emergency stop pushbutton, 22mm, push to lock, pull to reset, (1) N.C. contact(s), plastic base, plastic bezel, Operator: red, mushroom, 35mm, round, plastic. | Stock | 24 | 25
AR22V0L-01E3R | Fuji Electric emergency stop pushbutton, 22mm, twist-to-release, LED illuminated, (1) N.C. contact(s), plastic base, plastic bezel, Operator: red, mushroom, 40mm, round, plastic, 24 VAC/VDC, full voltage. | Stock | 30.5 | 31.5
AR22V0L-01L3R | Fuji Electric emergency stop pushbutton, 22mm, twist-to-release, LED illuminated, (1) N.C. contact(s), plastic base, plastic bezel, Operator: red, mushroom, 40mm, round, plastic, 115-127 VAC, transformer. | Stock | 35.5 | 37
AR22V0R-01R | Fuji Electric emergency stop pushbutton, 22mm, twist-to-release, (1) N.C. contact(s), plastic base, plastic bezel, Operator: red, mushroom, 40mm, round, plastic. | Stock | 19.5 | 20.5
AR22V5L-01E3R | Fuji Electric pushbutton, 22mm, twist-to-release, LED illuminated, (1) N.C. contact(s), plastic base, plastic bezel, Operator: red, mushroom, 40mm, round, plastic, 24 VAC/VDC, full voltage. | Stock | 20 | 21
AR22V5L-01L3R | Fuji Electric pushbutton, 22mm, twist-to-release, LED illuminated, (1) N.C. contact(s), plastic base, plastic bezel, Operator: red, mushroom, 40mm, round, plastic, 115-127 VAC, transformer. | Stock | 31.5 | 33
AR22V7R-01R | Fuji Electric emergency stop pushbutton, 22mm, key operated release, (1) N.C. contact(s), plastic base, plastic bezel, Operator: red, mushroom, 40mm, round, plastic. | Stock | 27 | 28
AR22WR-010BZA | Fuji Electric selector switch, 22mm, 2-position, spring return from right, (1) N.O. contact(s), plastic base, metal bezel, Operator: black, lever, 30mm, round, plastic. | Stock | 12.5 | 13
AR22WR-122BZA | Fuji Electric selector switch, 22mm, 3-position, spring return to center from right or left, (2) N.O./(2) N.C. contact(s), plastic base, metal bezel, Operator: black, lever, 30mm, round, plastic. | Stock | 17.5 | 18
AR22WR-210BZA | Fuji Electric selector switch, 22mm, 2-position, maintained, (1) N.O. contact(s), plastic base, metal bezel, Operator: black, lever, 30mm, round, plastic. | Stock | 12.5 | 13
AR22WR-322BZA | Fuji Electric selector switch, 22mm, 3-position, maintained, (2) N.O./(2) N.C. contact(s), plastic base, metal bezel, Operator: black, lever, 30mm, round, plastic. | Stock | 19 | 20
AR2-322 | NITRA pneumatic regulator, 1/4in female NPT inlet(s), 1/4in female NPT outlet(s), 7-60 psi range. For use with Ax-32 series air prep components. | Stock | 34 | 35.5
AR2-323 | NITRA pneumatic regulator, 1/4in female NPT inlet(s), 1/4in female NPT outlet(s), 7-130 psi range. For use with Ax-32 series air prep components. | Stock | 34 | 35.5
AR2-332 | NITRA pneumatic regulator, 3/8in female NPT inlet(s), 3/8in female NPT outlet(s), 7-60 psi range. For use with Ax-33 series air prep components. | Stock | 34 | 35.5
AR2-333 | NITRA pneumatic regulator, 3/8in female NPT inlet(s), 3/8in female NPT outlet(s), 7-130 psi range. For use with Ax-33 series air prep components. | Stock | 34 | 35.5
AR2-443 | NITRA pneumatic regulator, 1/2in female NPT inlet(s), 1/2in female NPT outlet(s), 7-130 psi range. For use with Ax-44 series air prep components. | Stock | 48 | 50
AR2-663 | NITRA pneumatic regulator, 3/4in female NPT inlet(s), 3/4in female NPT outlet(s), 7-130 psi range. For use with Ax-66 series air prep components. | Stock | 78 | 81
AR2-683 | NITRA pneumatic regulator, 1in female NPT inlet(s), 1in female NPT outlet(s), 7-130 psi range. For use with Ax-68 series air prep components. | Stock | 78 | 81
AR30A0N-A0A0BZC | Fuji Electric selector switch, IP65, 30mm, 2-position, maintained, (2) N.O. contact(s), plastic base, metal bezel, Operator: black, joystick, 41mm, round, plastic. | Stock | 68 | 71
AR30A0N-AAAABZC | Fuji Electric selector switch, IP65, 30mm, 4-position, maintained, (4) N.O. contact(s), plastic base, metal bezel, Operator: black, joystick, 41mm, round, plastic. | Stock | 75 | 78
AR30A5N-A0A0BZC | Fuji Electric selector switch, IP65, 30mm, 2-position, momentary, (2) N.O. contact(s), plastic base, metal bezel, Operator: black, joystick, 41mm, round, plastic. | Stock | 68 | 71
AR30A5N-AAAABZC | Fuji Electric selector switch, IP65, 30mm, 4-position, momentary, (4) N.O. contact(s), plastic base, metal bezel, Operator: black, joystick, 41mm, round, plastic. | Stock | 75 | 78
AR30B0R-01R | Fuji Electric pushbutton, 30mm, momentary, (1) N.C. contact(s), metal base, metal bezel, Operator: red, mushroom, 65mm, round, plastic. | Stock | 23 | 24
AR30B0R-10B | Fuji Electric pushbutton, 30mm, momentary, (1) N.O. contact(s), metal base, metal bezel, Operator: black, mushroom, 65mm, round, plastic. | Stock | 23 | 24
AR30B0R-10G | Fuji Electric pushbutton, 30mm, momentary, (1) N.O. contact(s), metal base, metal bezel, Operator: green, mushroom, 65mm, round, plastic. | Stock | 23 | 24
AR30B0R-10Y | Fuji Electric pushbutton, 30mm, momentary, (1) N.O. contact(s), metal base, metal bezel, Operator: yellow, mushroom, 65mm, round, plastic. | Stock | 23 | 24
AR30B0R-11B | Fuji Electric pushbutton, 30mm, momentary, (1) N.O./(1) N.C. contact(s), metal base, metal bezel, Operator: black, mushroom, 65mm, round, plastic. | Stock | 29.5 | 30.5
AR30B0R-11G | Fuji Electric pushbutton, 30mm, momentary, (1) N.O./(1) N.C. contact(s), metal base, metal bezel, Operator: green, mushroom, 65mm, round, plastic. | Stock | 29.5 | 30.5
AR30B0R-11R | Fuji Electric pushbutton, 30mm, momentary, (1) N.O./(1) N.C. contact(s), metal base, metal bezel, Operator: red, mushroom, 65mm, round, plastic. | Stock | 29.5 | 30.5
AR30B0R-11Y | Fuji Electric pushbutton, 30mm, momentary, (1) N.O./(1) N.C. contact(s), metal base, metal bezel, Operator: yellow, mushroom, 65mm, round, plastic. | Stock | 29.5 | 30.5
AR30E0L-01E3RZC | Fuji Electric pushbutton, 30mm, momentary, LED illuminated, (1) N.C. contact(s), plastic base, metal bezel, Operator: red, extended, 35mm, round, plastic, 24 VAC/VDC, full voltage. | Stock | 24 | 25
AR30E0L-01L3RZC | Fuji Electric pushbutton, 30mm, momentary, LED illuminated, (1) N.C. contact(s), plastic base, metal bezel, Operator: red, extended, 35mm, round, plastic, 115-127 VAC, transformer. | Stock | 35 | 36.5
AR30E0L-10E3AZC | Fuji Electric pushbutton, 30mm, momentary, LED illuminated, (1) N.O. contact(s), plastic base, metal bezel, Operator: orange, extended, 35mm, round, plastic, 24 VAC/VDC, full voltage. | Stock | 24 | 25
AR30E0L-10E3GZC | Fuji Electric pushbutton, 30mm, momentary, LED illuminated, (1) N.O. contact(s), plastic base, metal bezel, Operator: green, extended, 35mm, round, plastic, 24 VAC/VDC, full voltage. | Stock | 24 | 25
AR30E0L-10E3RZC | Fuji Electric pushbutton, 30mm, momentary, LED illuminated, (1) N.O. contact(s), plastic base, metal bezel, Operator: red, extended, 35mm, round, plastic, 24 VAC/VDC, full voltage. | Stock | 24 | 25
AR30E0L-10E3SZC | Fuji Electric pushbutton, 30mm, momentary, LED illuminated, (1) N.O. contact(s), plastic base, metal bezel, Operator: blue, extended, 35mm, round, plastic, 24 VAC/VDC, full voltage. | Stock | 34 | 35.5
AR30E0L-10E3WZC | Fuji Electric pushbutton, 30mm, momentary, LED illuminated, (1) N.O. contact(s), plastic base, metal bezel, Operator: white, extended, 35mm, round, plastic, 24 VAC/VDC, full voltage. | Stock | 24 | 25
AR30E0L-10E3YZC | Fuji Electric pushbutton, 30mm, momentary, LED illuminated, (1) N.O. contact(s), plastic base, metal bezel, Operator: yellow, extended, 35mm, round, plastic, 24 VAC/VDC, full voltage. | Stock | 24 | 25
AR30E0L-10L3AZC | Fuji Electric pushbutton, 30mm, momentary, LED illuminated, (1) N.O. contact(s), plastic base, metal bezel, Operator: orange, extended, 35mm, round, plastic, 115-127 VAC, transformer. | Stock | 35 | 36.5
AR30E0L-10L3GZC | Fuji Electric pushbutton, 30mm, momentary, LED illuminated, (1) N.O. contact(s), plastic base, metal bezel, Operator: green, extended, 35mm, round, plastic, 115-127 VAC, transformer. | Stock | 35 | 36.5
AR30E0L-10L3RZC | Fuji Electric pushbutton, 30mm, momentary, LED illuminated, (1) N.O. contact(s), plastic base, metal bezel, Operator: red, extended, 35mm, round, plastic, 115-127 VAC, transformer. | Stock | 35 | 36.5
AR30E0L-10L3SZC | Fuji Electric pushbutton, 30mm, momentary, LED illuminated, (1) N.O. contact(s), plastic base, metal bezel, Operator: blue, extended, 35mm, round, plastic, 115-127 VAC, transformer. | Stock | 43.5 | 45
AR30E0L-10L3WZC | Fuji Electric pushbutton, 30mm, momentary, LED illuminated, (1) N.O. contact(s), plastic base, metal bezel, Operator: white, extended, 35mm, round, plastic, 115-127 VAC, transformer. | Stock | 35 | 36.5
AR30E0L-10L3YZC | Fuji Electric pushbutton, 30mm, momentary, LED illuminated, (1) N.O. contact(s), plastic base, metal bezel, Operator: yellow, extended, 35mm, round, plastic, 115-127 VAC, transformer. | Stock | 35 | 36.5
AR30E0R-01RZC | Fuji Electric pushbutton, 30mm, momentary, (1) N.C. contact(s), plastic base, metal bezel, Operator: red, extended, 35mm, round, plastic. | Stock | 12.5 | 13
AR30E0R-10BZC | Fuji Electric pushbutton, 30mm, momentary, (1) N.O. contact(s), plastic base, metal bezel, Operator: black, extended, 35mm, round, plastic. | Stock | 12.5 | 13
AR30E0R-10GZC | Fuji Electric pushbutton, 30mm, momentary, (1) N.O. contact(s), plastic base, metal bezel, Operator: green, extended, 35mm, round, plastic. | Stock | 12.5 | 13
AR30E0R-10RZC | Fuji Electric pushbutton, 30mm, momentary, (1) N.O. contact(s), plastic base, metal bezel, Operator: red, extended, 35mm, round, plastic. | Stock | 12.5 | 13
AR30E0R-10SZC | Fuji Electric pushbutton, 30mm, momentary, (1) N.O. contact(s), plastic base, metal bezel, Operator: blue, extended, 35mm, round, plastic. | Stock | 12.5 | 13
AR30E0R-10WZC | Fuji Electric pushbutton, 30mm, momentary, (1) N.O. contact(s), plastic base, metal bezel, Operator: white, extended, 35mm, round, plastic. | Stock | 12.5 | 13
AR30E0R-10YZC | Fuji Electric pushbutton, 30mm, momentary, (1) N.O. contact(s), plastic base, metal bezel, Operator: yellow, extended, 35mm, round, plastic. | Stock | 12.5 | 13
AR30F0R-01RZC | Fuji Electric pushbutton, 30mm, momentary, (1) N.C. contact(s), plastic base, metal bezel, Operator: red, flush, 35mm, round, plastic. | Stock | 12.5 | 13
AR30F0R-10BZC | Fuji Electric pushbutton, 30mm, momentary, (1) N.O. contact(s), plastic base, metal bezel, Operator: black, flush, 35mm, round, plastic. | Stock | 12.5 | 13
AR30F0R-10GZC | Fuji Electric pushbutton, 30mm, momentary, (1) N.O. contact(s), plastic base, metal bezel, Operator: green, flush, 35mm, round, plastic. | Stock | 12.5 | 13
AR30F0R-10RZC | Fuji Electric pushbutton, 30mm, momentary, (1) N.O. contact(s), plastic base, metal bezel, Operator: red, flush, 35mm, round, plastic. | Stock | 12.5 | 13
AR30F0R-10SZC | Fuji Electric pushbutton, 30mm, momentary, (1) N.O. contact(s), plastic base, metal bezel, Operator: blue, flush, 35mm, round, plastic. | Stock | 12.5 | 13
AR30F0R-10WZC | Fuji Electric pushbutton, 30mm, momentary, (1) N.O. contact(s), plastic base, metal bezel, Operator: white, flush, 35mm, round, plastic. | Stock | 12.5 | 13
AR30F0R-10YZC | Fuji Electric pushbutton, 30mm, momentary, (1) N.O. contact(s), plastic base, metal bezel, Operator: yellow, flush, 35mm, round, plastic. | Stock | 12.5 | 13
AR30G2L-01E3RZC | Fuji Electric pushbutton, 30mm, momentary, LED illuminated, (1) N.C. contact(s), plastic base, metal bezel, guarded, Operator: red, extended, 35mm, round, plastic, 24 VAC/VDC, full voltage. | Stock | 37.5 | 39
AR30G2L-01L3RZC | Fuji Electric pushbutton, 30mm, momentary, LED illuminated, (1) N.C. contact(s), plastic base, metal bezel, guarded, Operator: red, extended, 35mm, round, plastic, 115-127 VAC, transformer. | Stock | 49 | 51
AR30G2L-10E3AZC | Fuji Electric pushbutton, 30mm, momentary, LED illuminated, (1) N.O. contact(s), plastic base, metal bezel, guarded, Operator: orange, extended, 35mm, round, plastic, 24 VAC/VDC, full voltage. | Stock | 37.5 | 39
AR30G2L-10E3GZC | Fuji Electric pushbutton, 30mm, momentary, LED illuminated, (1) N.O. contact(s), plastic base, metal bezel, guarded, Operator: green, extended, 35mm, round, plastic, 24 VAC/VDC, full voltage. | Stock | 37.5 | 39
AR30G2L-10E3RZC | Fuji Electric pushbutton, 30mm, momentary, LED illuminated, (1) N.O. contact(s), plastic base, metal bezel, guarded, Operator: red, extended, 35mm, round, plastic, 24 VAC/VDC, full voltage. | Stock | 37.5 | 39
AR30G2L-10E3SZC | Fuji Electric pushbutton, 30mm, momentary, LED illuminated, (1) N.O. contact(s), plastic base, metal bezel, guarded, Operator: blue, extended, 35mm, round, plastic, 24 VAC/VDC, full voltage. | Stock | 75 | 78
AR30G2L-10E3WZC | Fuji Electric pushbutton, 30mm, momentary, LED illuminated, (1) N.O. contact(s), plastic base, metal bezel, guarded, Operator: white, extended, 35mm, round, plastic, 24 VAC/VDC, full voltage. | Stock | 37.5 | 39
AR30G2L-10E3YZC | Fuji Electric pushbutton, 30mm, momentary, LED illuminated, (1) N.O. contact(s), plastic base, metal bezel, guarded, Operator: yellow, extended, 35mm, round, plastic, 24 VAC/VDC, full voltage. | Stock | 37.5 | 39
AR30G2L-10L3AZC | Fuji Electric pushbutton, 30mm, momentary, LED illuminated, (1) N.O. contact(s), plastic base, metal bezel, guarded, Operator: orange, extended, 35mm, round, plastic, 115-127 VAC, transformer. | Stock | 49 | 51
AR30G2L-10L3GZC | Fuji Electric pushbutton, 30mm, momentary, LED illuminated, (1) N.O. contact(s), plastic base, metal bezel, guarded, Operator: green, extended, 35mm, round, plastic, 115-127 VAC, transformer. | Stock | 49 | 51
AR30G2L-10L3RZC | Fuji Electric pushbutton, 30mm, momentary, LED illuminated, (1) N.O. contact(s), plastic base, metal bezel, guarded, Operator: red, extended, 35mm, round, plastic, 115-127 VAC, transformer. | Stock | 49 | 51
AR30G2L-10L3SZC | Fuji Electric pushbutton, 30mm, momentary, LED illuminated, (1) N.O. contact(s), plastic base, metal bezel, guarded, Operator: blue, extended, 35mm, round, plastic, 115-127 VAC, transformer. | Stock | 68 | 71
AR30G2L-10L3WZC | Fuji Electric pushbutton, 30mm, momentary, LED illuminated, (1) N.O. contact(s), plastic base, metal bezel, guarded, Operator: white, extended, 35mm, round, plastic, 115-127 VAC, transformer. | Stock | 49 | 51
AR30G2L-10L3YZC | Fuji Electric pushbutton, 30mm, momentary, LED illuminated, (1) N.O. contact(s), plastic base, metal bezel, guarded, Operator: yellow, extended, 35mm, round, plastic, 115-127 VAC, transformer. | Stock | 49 | 51
AR30JR-0A10AZC | Fuji Electric selector switch, 30mm, 2-position, spring return from right, key removable left position, (1) N.O. contact(s), plastic base, metal bezel, Operator: black, key, 35mm, round, plastic. | Stock | 31 | 32
AR30JR-1E22AZC | Fuji Electric selector switch, 30mm, 3-position, spring return from left and right to center, key removable center position, (2) N.O./(2) N.C. contact(s), plastic base, metal bezel, Operator: black, key, 35mm, round, plastic. | Stock | 43.5 | 45
AR30JR-2B10AZC | Fuji Electric selector switch, 30mm, 2-position, maintained, key removable left and right position, (1) N.O. contact(s), plastic base, metal bezel, Operator: black, key, 35mm, round, plastic. | Stock | 31 | 32
AR30JR-3C22AZC | Fuji Electric selector switch, 30mm, 3-position, maintained, key removable left, right and center position, (2) N.O./(2) N.C. contact(s), plastic base, metal bezel, Operator: black, key, 35mm, round, plastic. | Stock | 43.5 | 45
AR30M0R-01RZC | Fuji Electric pushbutton, 30mm, momentary, (1) N.C. contact(s), plastic base, metal bezel, Operator: red, mushroom, 40mm, round, plastic. | Stock | 13.5 | 14
AR30M0R-10BZC | Fuji Electric pushbutton, 30mm, momentary, (1) N.O. contact(s), plastic base, metal bezel, Operator: black, mushroom, 40mm, round, plastic. | Stock | 13.5 | 14
AR30M0R-10GZC | Fuji Electric pushbutton, 30mm, momentary, (1) N.O. contact(s), plastic base, metal bezel, Operator: green, mushroom, 40mm, round, plastic. | Stock | 13.5 | 14
AR30M0R-10RZC | Fuji Electric pushbutton, 30mm, momentary, (1) N.O. contact(s), plastic base, metal bezel, Operator: red, mushroom, 40mm, round, plastic. | Stock | 13.5 | 14
AR30M0R-10SZC | Fuji Electric pushbutton, 30mm, momentary, (1) N.O. contact(s), plastic base, metal bezel, Operator: blue, mushroom, 40mm, round, plastic. | Stock | 13.5 | 14
AR30M0R-10WZC | Fuji Electric pushbutton, 30mm, momentary, (1) N.O. contact(s), plastic base, metal bezel, Operator: white, mushroom, 40mm, round, plastic. | Stock | 13.5 | 14
AR30M0R-10YZC | Fuji Electric pushbutton, 30mm, momentary, (1) N.O. contact(s), plastic base, metal bezel, Operator: yellow, mushroom, 40mm, round, plastic. | Stock | 13.5 | 14
AR30PCR-441CBZC | Fuji Electric selector switch, 30mm, 4-position, maintained, (2) N.O./(2) N.C. contact(s), plastic base, metal bezel, Operator: black, knob, 35mm, round, plastic. | Stock | 16 | 16.5
AR30PCR-551CBZC | Fuji Electric selector switch, 30mm, 5-position, maintained, (2) N.O./(2) N.C. contact(s), plastic base, metal bezel, Operator: black, knob, 35mm, round, plastic. | Stock | 16 | 16.5
AR30PL-010E3AZC | Fuji Electric selector switch, 30mm, 2-position, spring return from right, LED illuminated, (1) N.O. contact(s), plastic base, metal bezel, Operator: orange, knob, 35mm, round, plastic, 24 VAC/VDC, full voltage. | Stock | 30 | 31
AR30PL-010E3GZC | Fuji Electric selector switch, 30mm, 2-position, spring return from right, LED illuminated, (1) N.O. contact(s), plastic base, metal bezel, Operator: green, knob, 35mm, round, plastic, 24 VAC/VDC, full voltage. | Stock | 30 | 31
AR30PL-010E3RZC | Fuji Electric selector switch, 30mm, 2-position, spring return from right, LED illuminated, (1) N.O. contact(s), plastic base, metal bezel, Operator: red, knob, 35mm, round, plastic, 24 VAC/VDC, full voltage. | Stock | 30 | 31
AR30PL-010E3SZC | Fuji Electric selector switch, 30mm, 2-position, spring return from right, LED illuminated, (1) N.O. contact(s), plastic base, metal bezel, Operator: blue, knob, 35mm, round, plastic, 24 VAC/VDC, full voltage. | Stock | 44.5 | 46.5
AR30PL-010E3WZC | Fuji Electric selector switch, 30mm, 2-position, spring return from right, LED illuminated, (1) N.O. contact(s), plastic base, metal bezel, Operator: white, knob, 35mm, round, plastic, 24 VAC/VDC, full voltage. | Stock | 30 | 31
AR30PL-010E3YZC | Fuji Electric selector switch, 30mm, 2-position, spring return from right, LED illuminated, (1) N.O. contact(s), plastic base, metal bezel, Operator: yellow, knob, 35mm, round, plastic, 24 VAC/VDC, full voltage. | Stock | 30 | 31
AR30PL-010L3AZC | Fuji Electric selector switch, 30mm, 2-position, spring return from right, LED illuminated, (1) N.O. contact(s), plastic base, metal bezel, Operator: orange, knob, 35mm, round, plastic, 115-127 VAC, transformer. | Stock | 37.5 | 39
AR30PL-010L3GZC | Fuji Electric selector switch, 30mm, 2-position, spring return from right, LED illuminated, (1) N.O. contact(s), plastic base, metal bezel, Operator: green, knob, 35mm, round, plastic, 115-127 VAC, transformer. | Stock | 37.5 | 39
AR30PL-010L3RZC | Fuji Electric selector switch, 30mm, 2-position, spring return from right, LED illuminated, (1) N.O. contact(s), plastic base, metal bezel, Operator: red, knob, 35mm, round, plastic, 115-127 VAC, transformer. | Stock | 37.5 | 39
AR30PL-010L3SZC | Fuji Electric selector switch, 30mm, 2-position, spring return from right, LED illuminated, (1) N.O. contact(s), plastic base, metal bezel, Operator: blue, knob, 35mm, round, plastic, 115-127 VAC, transformer. | Stock | 51 | 53
AR30PL-010L3WZC | Fuji Electric selector switch, 30mm, 2-position, spring return from right, LED illuminated, (1) N.O. contact(s), plastic base, metal bezel, Operator: white, knob, 35mm, round, plastic, 115-127 VAC, transformer. | Stock | 37.5 | 39
AR30PL-010L3YZC | Fuji Electric selector switch, 30mm, 2-position, spring return from right, LED illuminated, (1) N.O. contact(s), plastic base, metal bezel, Operator: yellow, knob, 35mm, round, plastic, 115-127 VAC, transformer. | Stock | 37.5 | 39
AR30PL-210E3AZC | Fuji Electric selector switch, 30mm, 2-position, maintained, LED illuminated, (1) N.O. contact(s), plastic base, metal bezel, Operator: orange, knob, 35mm, round, plastic, 24 VAC/VDC, full voltage. | Stock | 29.5 | 30.5
AR30PL-210E3GZC | Fuji Electric selector switch, 30mm, 2-position, maintained, LED illuminated, (1) N.O. contact(s), plastic base, metal bezel, Operator: green, knob, 35mm, round, plastic, 24 VAC/VDC, full voltage. | Stock | 29.5 | 30.5
AR30PL-210E3RZC | Fuji Electric selector switch, 30mm, 2-position, maintained, LED illuminated, (1) N.O. contact(s), plastic base, metal bezel, Operator: red, knob, 35mm, round, plastic, 24 VAC/VDC, full voltage. | Stock | 29.5 | 30.5
AR30PL-210E3SZC | Fuji Electric selector switch, 30mm, 2-position, maintained, LED illuminated, (1) N.O. contact(s), plastic base, metal bezel, Operator: blue, knob, 35mm, round, plastic, 24 VAC/VDC, full voltage. | Stock | 43.5 | 45
AR30PL-210E3WZC | Fuji Electric selector switch, 30mm, 2-position, maintained, LED illuminated, (1) N.O. contact(s), plastic base, metal bezel, Operator: white, knob, 35mm, round, plastic, 24 VAC/VDC, full voltage. | Stock | 29.5 | 30.5
AR30PL-210E3YZC | Fuji Electric selector switch, 30mm, 2-position, maintained, LED illuminated, (1) N.O. contact(s), plastic base, metal bezel, Operator: yellow, knob, 35mm, round, plastic, 24 VAC/VDC, full voltage. | Stock | 29.5 | 30.5
AR30PL-210L3AZC | Fuji Electric selector switch, 30mm, 2-position, maintained, LED illuminated, (1) N.O. contact(s), plastic base, metal bezel, Operator: orange, knob, 35mm, round, plastic, 115-127 VAC, transformer. | Stock | 40 | 41.5
AR30PL-210L3GZC | Fuji Electric selector switch, 30mm, 2-position, maintained, LED illuminated, (1) N.O. contact(s), plastic base, metal bezel, Operator: green, knob, 35mm, round, plastic, 115-127 VAC, transformer. | Stock | 40 | 41.5
AR30PL-210L3RZC | Fuji Electric selector switch, 30mm, 2-position, maintained, LED illuminated, (1) N.O. contact(s), plastic base, metal bezel, Operator: red, knob, 35mm, round, plastic, 115-127 VAC, transformer. | Stock | 40 | 41.5
AR30PL-210L3SZC | Fuji Electric selector switch, 30mm, 2-position, maintained, LED illuminated, (1) N.O. contact(s), plastic base, metal bezel, Operator: blue, knob, 35mm, round, plastic, 115-127 VAC, transformer. | Stock | 53 | 55
AR30PL-210L3WZC | Fuji Electric selector switch, 30mm, 2-position, maintained, LED illuminated, (1) N.O. contact(s), plastic base, metal bezel, Operator: white, knob, 35mm, round, plastic, 115-127 VAC, transformer. | Stock | 40 | 41.5
AR30PL-210L3YZC | Fuji Electric selector switch, 30mm, 2-position, maintained, LED illuminated, (1) N.O. contact(s), plastic base, metal bezel, Operator: yellow, knob, 35mm, round, plastic, 115-127 VAC, transformer. | Stock | 40 | 41.5
AR30PL-311E3AZC | Fuji Electric selector switch, 30mm, 3-position, maintained, LED illuminated, (1) N.O./(1) N.C. contact(s), plastic base, metal bezel, Operator: orange, knob, 35mm, round, plastic, 24 VAC/VDC, full voltage. | Stock | 34 | 35.5
AR30PL-311E3GZC | Fuji Electric selector switch, 30mm, 3-position, maintained, LED illuminated, (1) N.O./(1) N.C. contact(s), plastic base, metal bezel, Operator: green, knob, 35mm, round, plastic, 24 VAC/VDC, full voltage. | Stock | 34 | 35.5
AR30PL-311E3RZC | Fuji Electric selector switch, 30mm, 3-position, maintained, LED illuminated, (1) N.O./(1) N.C. contact(s), plastic base, metal bezel, Operator: red, knob, 35mm, round, plastic, 24 VAC/VDC, full voltage. | Stock | 34 | 35.5
AR30PL-311E3SZC | Fuji Electric selector switch, 30mm, 3-position, maintained, LED illuminated, (1) N.O./(1) N.C. contact(s), plastic base, metal bezel, Operator: blue, knob, 35mm, round, plastic, 24 VAC/VDC, full voltage. | Stock | 47 | 49
AR30PL-311E3WZC | Fuji Electric selector switch, 30mm, 3-position, maintained, LED illuminated, (1) N.O./(1) N.C. contact(s), plastic base, metal bezel, Operator: white, knob, 35mm, round, plastic, 24 VAC/VDC, full voltage. | Stock | 34 | 35.5
AR30PL-311E3YZC | Fuji Electric selector switch, 30mm, 3-position, maintained, LED illuminated, (1) N.O./(1) N.C. contact(s), plastic base, metal bezel, Operator: yellow, knob, 35mm, round, plastic, 24 VAC/VDC, full voltage. | Stock | 34 | 35.5
AR30PL-311L3AZC | Fuji Electric selector switch, 30mm, 3-position, maintained, LED illuminated, (1) N.O./(1) N.C. contact(s), plastic base, metal bezel, Operator: orange, knob, 35mm, round, plastic, 115-127 VAC, transformer. | Stock | 41.5 | 43
AR30PL-311L3GZC | Fuji Electric selector switch, 30mm, 3-position, maintained, LED illuminated, (1) N.O./(1) N.C. contact(s), plastic base, metal bezel, Operator: green, knob, 35mm, round, plastic, 115-127 VAC, transformer. | Stock | 41.5 | 43
AR30PL-311L3RZC | Fuji Electric selector switch, 30mm, 3-position, maintained, LED illuminated, (1) N.O./(1) N.C. contact(s), plastic base, metal bezel, Operator: red, knob, 35mm, round, plastic, 115-127 VAC, transformer. | Stock | 41.5 | 43
AR30PL-311L3SZC | Fuji Electric selector switch, 30mm, 3-position, maintained, LED illuminated, (1) N.O./(1) N.C. contact(s), plastic base, metal bezel, Operator: blue, knob, 35mm, round, plastic, 115-127 VAC, transformer. | Stock | 55 | 57
AR30PL-311L3WZC | Fuji Electric selector switch, 30mm, 3-position, maintained, LED illuminated, (1) N.O./(1) N.C. contact(s), plastic base, metal bezel, Operator: white, knob, 35mm, round, plastic, 115-127 VAC, transformer. | Stock | 41.5 | 43
AR30PL-311L3YZC | Fuji Electric selector switch, 30mm, 3-position, maintained, LED illuminated, (1) N.O./(1) N.C. contact(s), plastic base, metal bezel, Operator: yellow, knob, 35mm, round, plastic, 115-127 VAC, transformer. | Stock | 41.5 | 43
AR30PL-611E3AZC | Fuji Electric selector switch, 30mm, 3-position, spring return from left to center / manual return from right to center, LED illuminated, (1) N.O./(1) N.C. contact(s), plastic base, metal bezel, Operator: orange, knob, 35mm, round, plastic, 24 VAC/VDC, full voltage. | Stock | 35.5 | 37
AR30PL-611E3GZC | Fuji Electric selector switch, 30mm, 3-position, spring return from left to center / manual return from right to center, LED illuminated, (1) N.O./(1) N.C. contact(s), plastic base, metal bezel, Operator: green, knob, 35mm, round, plastic, 24 VAC/VDC, full voltage. | Stock | 35.5 | 37
AR30PL-611E3RZC | Fuji Electric selector switch, 30mm, 3-position, spring return from left to center / manual return from right to center, LED illuminated, (1) N.O./(1) N.C. contact(s), plastic base, metal bezel, Operator: red, knob, 35mm, round, plastic, 24 VAC/VDC, full voltage. | Stock | 35.5 | 37
AR30PL-611E3SZC | Fuji Electric selector switch, 30mm, 3-position, spring return from left to center / manual return from right to center, LED illuminated, (1) N.O./(1) N.C. contact(s), plastic base, metal bezel, Operator: blue, knob, 35mm, round, plastic, 24 VAC/VDC, full voltage. | Stock | 49 | 51
AR30PL-611E3WZC | Fuji Electric selector switch, 30mm, 3-position, spring return from left to center / manual return from right to center, LED illuminated, (1) N.O./(1) N.C. contact(s), plastic base, metal bezel, Operator: white, knob, 35mm, round, plastic, 24 VAC/VDC, full voltage. | Stock | 35.5 | 37
AR30PL-611E3YZC | Fuji Electric selector switch, 30mm, 3-position, spring return from left to center / manual return from right to center, LED illuminated, (1) N.O./(1) N.C. contact(s), plastic base, metal bezel, Operator: yellow, knob, 35mm, round, plastic, 24 VAC/VDC, full voltage. | Stock | 35.5 | 37
AR30PL-611L3AZC | Fuji Electric selector switch, 30mm, 3-position, spring return from left to center / manual return from right to center, LED illuminated, (1) N.O./(1) N.C. contact(s), plastic base, metal bezel, Operator: orange, knob, 35mm, round, plastic, 115-127 VAC, transformer. | Stock | 43.5 | 45
AR30PL-611L3GZC | Fuji Electric selector switch, 30mm, 3-position, spring return from left to center / manual return from right to center, LED illuminated, (1) N.O./(1) N.C. contact(s), plastic base, metal bezel, Operator: green, knob, 35mm, round, plastic, 115-127 VAC, transformer. | Stock | 43.5 | 45
AR30PL-611L3RZC | Fuji Electric selector switch, 30mm, 3-position, spring return from left to center / manual return from right to center, LED illuminated, (1) N.O./(1) N.C. contact(s), plastic base, metal bezel, Operator: red, knob, 35mm, round, plastic, 115-127 VAC, transformer. | Stock | 43.5 | 45
AR30PL-611L3SZC | Fuji Electric selector switch, 30mm, 3-position, spring return from left to center / manual return from right to center, LED illuminated, (1) N.O./(1) N.C. contact(s), plastic base, metal bezel, Operator: blue, knob, 35mm, round, plastic, 115-127 VAC, transformer. | Stock | 57 | 59
AR30PL-611L3WZC | Fuji Electric selector switch, 30mm, 3-position, spring return from left to center / manual return from right to center, LED illuminated, (1) N.O./(1) N.C. contact(s), plastic base, metal bezel, Operator: white, knob, 35mm, round, plastic, 115-127 VAC, transformer. | Stock | 43.5 | 45
AR30PL-611L3YZC | Fuji Electric selector switch, 30mm, 3-position, spring return from left to center / manual return from right to center, LED illuminated, (1) N.O./(1) N.C. contact(s), plastic base, metal bezel, Operator: yellow, knob, 35mm, round, plastic, 115-127 VAC, transformer. | Stock | 43.5 | 45
AR30PR-010BZC | Fuji Electric selector switch, 30mm, 2-position, spring return from right, (1) N.O. contact(s), plastic base, metal bezel, Operator: black, knob, 35mm, round, plastic. | Stock | 15 | 15.5
AR30PR-120BZC | Fuji Electric selector switch, 30mm, 3-position, spring return from left and right to center, (2) N.O. contact(s), plastic base, metal bezel, Operator: black, knob, 35mm, round, plastic. | Stock | 18 | 18.5
AR30PR-210BZC | Fuji Electric selector switch, 30mm, 2-position, maintained, (1) N.O. contact(s), plastic base, metal bezel, Operator: black, knob, 35mm, round, plastic. | Stock | 15 | 15.5
AR30PR-311BZC | Fuji Electric selector switch, 30mm, 3-position, maintained, (1) N.O./(1) N.C. contact(s), plastic base, metal bezel, Operator: black, knob, 35mm, round, plastic. | Stock | 18 | 18.5
AR30PR-711BZC | Fuji Electric selector switch, 30mm, 3-position, spring return from right to center / manual return from left to center, (1) N.O./(1) N.C. contact(s), plastic base, metal bezel, Operator: black, knob, 35mm, round, plastic. | Stock | 18 | 18.5
AR30Q2R-01RZC | Fuji Electric emergency stop pushbutton, 30mm, push to lock, pull to reset, (1) N.C. contact(s), plastic base, metal bezel, Operator: red, mushroom, 35mm, round, plastic. | Stock | 34 | 35.5
AR30Q2R-11RZC | Fuji Electric emergency stop pushbutton, 30mm, push to lock, pull to reset, (1) N.O./(1) N.C. contact(s), plastic base, metal bezel, Operator: red, mushroom, 35mm, round, plastic. | Stock | 38.5 | 40
AR30Q7L-11E3GZC | Fuji Electric pushbutton, 30mm, push-pull/momentary, LED illuminated, (1) N.O./(1) N.C. contact(s), plastic base, metal bezel, Operator: green, mushroom, 35mm, round, plastic, 24 VAC/VDC, full voltage. | Stock | 86 | 89
AR30Q7L-11E3RZC | Fuji Electric pushbutton, 30mm, push-pull/momentary, LED illuminated, (1) N.O./(1) N.C. contact(s), plastic base, metal bezel, Operator: red, mushroom, 35mm, round, plastic, 24 VAC/VDC, full voltage. | Stock | 86 | 89
AR30Q7L-11L3GZC | Fuji Electric pushbutton, 30mm, push-pull/momentary, LED illuminated, (1) N.O./(1) N.C. contact(s), plastic base, metal bezel, Operator: green, mushroom, 35mm, round, plastic, 115-127 VAC, transformer. | Stock | 105 | 109
AR30Q7L-11L3RZC | Fuji Electric pushbutton, 30mm, push-pull/momentary, LED illuminated, (1) N.O./(1) N.C. contact(s), plastic base, metal bezel, Operator: red, mushroom, 35mm, round, plastic, 115-127 VAC, transformer. | Stock | 105 | 109
AR30V0L-01E3RZC | Fuji Electric emergency stop pushbutton, 30mm, twist-to-release, LED illuminated, (1) N.C. contact(s), plastic base, metal bezel, Operator: red, mushroom, 40mm, round, plastic, 24 VAC/VDC, full voltage. | Stock | 36.5 | 38
AR30V0L-01L3RZC | Fuji Electric emergency stop pushbutton, 30mm, twist-to-release, LED illuminated, (1) N.C. contact(s), plastic base, metal bezel, Operator: red, mushroom, 40mm, round, plastic, 115-127 VAC, transformer. | Stock | 41.5 | 43
AR30V0R-01RZC | Fuji Electric emergency stop pushbutton, 30mm, twist-to-release, (1) N.C. contact(s), plastic base, metal bezel, Operator: red, mushroom, 40mm, round, plastic. | Stock | 34 | 35.5
AR30WCR-441CBZC | Fuji Electric selector switch, 30mm, 4-position, maintained, (2) N.O./(2) N.C. contact(s), plastic base, metal bezel, Operator: black, lever, 35mm, round, plastic. | Stock | 15 | 15.5
AR30WCR-551CBZC | Fuji Electric selector switch, 30mm, 5-position, maintained, (2) N.O./(2) N.C. contact(s), plastic base, metal bezel, Operator: black, lever, 35mm, round, plastic. | Stock | 15 | 15.5
AR30WR-010BZC | Fuji Electric selector switch, 30mm, 2-position, spring return from right, (1) N.O. contact(s), plastic base, metal bezel, Operator: black, lever, 35mm, round, plastic. | Stock | 15.5 | 16
AR30WR-120BZC | Fuji Electric selector switch, 30mm, 3-position, spring return from left and right to center, (2) N.O. contact(s), plastic base, metal bezel, Operator: black, lever, 35mm, round, plastic. | Stock | 18.5 | 19
AR30WR-210BZC | Fuji Electric selector switch, 30mm, 2-position, maintained, (1) N.O. contact(s), plastic base, metal bezel, Operator: black, lever, 35mm, round, plastic. | Stock | 15 | 15.5
AR30WR-311BZC | Fuji Electric selector switch, 30mm, 3-position, maintained, (1) N.O./(1) N.C. contact(s), plastic base, metal bezel, Operator: black, lever, 35mm, round, plastic. | Stock | 18.5 | 19
AR30WR-711BZC | Fuji Electric selector switch, 30mm, 3-position, spring return from right to center / manual return from left to center, (1) N.O./(1) N.C. contact(s), plastic base, metal bezel, Operator: black, lever, 35mm, round, plastic. | Stock | 19 | 20
AR3-1X0 | Captron cover ring, red. For use with CHT3 capacitive pushbutton sensor switches. | Stock | 21 | 22
AR3-1X1 | Captron cover ring, green. For use with CHT3 capacitive pushbutton sensor switches. | Stock | 21 | 22
AR3-1X5 | Captron cover ring, yellow. For use with CHT3 capacitive pushbutton sensor switches. | Stock | 21 | 22
AR3-1X6 | Captron cover ring, black. For use with CHT3 capacitive pushbutton sensor switches. | Stock | 21 | 22
AR4-BX0 | Captron cover ring, red. For use with CHT4 capacitive pushbutton sensor switches. | Stock | 21 | 22
AR4-BX1 | Captron cover ring, green. For use with CHT4 capacitive pushbutton sensor switches. | Stock | 21 | 22
AR4-BX5 | Captron cover ring, yellow. For use with CHT4 capacitive pushbutton sensor switches. | Stock | 21 | 22
AR4-BX6 | Captron cover ring, black. For use with CHT4 capacitive pushbutton sensor switches. | Stock | 21 | 22
AR9A004 | Fuji Electric installation/removal tool. For use with AR22, AR30, DR22 and DR30 series pushbuttons, switches, indicators and buzzers. | Stock | 4 | 4.5
AR9A006 | Fuji Electric mounting wrench. For use with AR22, AR30, DR22 and DR30 series pushbuttons, switches, indicators and buzzers. | Stock | 29.5 | 30.5
AR9B290 | Fuji Electric contact block, replacement, (1) N.O. contact(s). For use with multiple AR series pushbuttons and switches. | Stock | 5.75 | 6
AR9B291 | Fuji Electric contact block, replacement, (1) N.C. contact(s). For use with multiple AR series pushbuttons and switches. | Stock | 5.75 | 6
AR9C011-C | Fuji Electric flush lens, replacement, clear. Package of 5. For use with AR22 series pushbuttons. | Stock | 2 | 2.25
AR9C011-G | Fuji Electric flush lens, replacement, green. Package of 5. For use with AR22 series pushbuttons. | Stock | 2 | 2.25
AR9C011-R | Fuji Electric flush lens, replacement, red. Package of 5. For use with AR22 series pushbuttons. | Stock | 2 | 2.25
AR9C011-S | Fuji Electric flush lens, replacement, blue. Package of 5. For use with AR22 series pushbuttons. | Stock | 2 | 2.25
AR9C011-Y | Fuji Electric flush lens, replacement, yellow. Package of 5. For use with AR22 series pushbuttons. | Stock | 2 | 2.25
AR9C012-C | Fuji Electric extended lens, replacement, clear. Package of 5. For use with AR22 series pushbuttons. | Stock | 2 | 2.25
AR9C012-G | Fuji Electric extended lens, replacement, green. Package of 5. For use with AR22 series pushbuttons. | Stock | 2 | 2.25
AR9C012-R | Fuji Electric extended lens, replacement, red. Package of 5. For use with AR22 series pushbuttons. | Stock | 2 | 2.25
AR9C012-S | Fuji Electric extended lens, replacement, blue. Package of 5. For use with AR22 series pushbuttons. | Stock | 2 | 2.25
AR9C012-Y | Fuji Electric extended lens, replacement, yellow. Package of 5. For use with AR22 series pushbuttons. | Stock | 2 | 2.25
AR9C016-R | Fuji Electric mushroom lens, replacement, red. Package of 5. For use with AR22 series pushbuttons. | Stock | 4 | 4.5
AR9C021-R | Fuji Electric mushroom lens, replacement, red, white indicator line. Package of 5. For use with AR22 series pushbuttons. | Stock | 13.5 | 14
AR9C022-A | Fuji Electric key, replacement, metal. Package of 4. For use with AR22JR and AR30JR series selector switches with key actuation. | Stock | 6.25 | 6.5
AR9M005-G | Fuji Electric lever lens, replacement, green, 2-position, white indicator line. Package of 5. For use with AR22 series switches. | Stock | 3 | 3.25
AR9M005-R | Fuji Electric lever lens, replacement, red, 2-position, white indicator line. Package of 5. For use with AR22 series switches. | Stock | 3 | 3.25
AR9M005-S | Fuji Electric lever lens, replacement, blue, 2-position, white indicator line. Package of 5. For use with AR22 series switches. | Stock | 3 | 3.25
AR9M005-Y | Fuji Electric lever lens, replacement, yellow, 2-position, white indicator line. Package of 5. For use with AR22 series switches. | Stock | 3 | 3.25
AR9P719-5A | Fuji Electric oversized legend plate, aluminum, round, yellow field, yellow background, black engraved text, legend plate marking "EMERGENCY STOP". For use with 22mm pilot devices. | Stock | 7.75 | 8
AR9R055 | Fuji Electric guard ring, replacement, 30mm, metal. Package of 5. For use with AR30G2L series pushbuttons. | Stock | 15.5 | 16
AR9R744 | Fuji Electric lock nut, replacement, 22mm, plastic. Package of 5. For use with AR22 series pushbuttons, switches and indicators. | Stock | 2 | 2.25
ARC-10-32 | NITRA rod clevis and hex nut, #10-32 UNF thread, zinc plated steel. For use with A-series cylinders. | Stock | 3.25 | 3.5
ARC-12-20 | NITRA rod clevis and hex nut, 1/2-20 UNF thread, zinc plated steel. For use with A-series cylinders. | Stock | 6 | 6.25
ARC-14-28 | NITRA rod clevis and hex nut, 1/4-28 UNF thread, zinc plated steel. For use with A-series cylinders. | Stock | 3.5 | 3.75
ARC-516-24 | NITRA rod clevis and hex nut, 5/16-24 UNF thread, zinc plated steel. For use with A-series cylinders. | Stock | 3.5 | 3.75
ARC-716-20 | NITRA rod clevis and hex nut, 7/16-20 UNF thread, zinc plated steel. For use with A-series cylinders. | Stock | 6 | 6.25
A-RJI-01-08 | igus dryLin R series plain bearing, type J polymer bearing, 1/2in inside diameter, fixed housing, closed, type J polymer. | Stock | 6.75 | 7
A-RJI-01-12 | igus dryLin R series plain bearing, type J polymer bearing, 3/4in inside diameter, fixed housing, closed, type J polymer. | Stock | 7.25 | 7.5
A-RJI-01-16 | igus dryLin R series plain bearing, type J polymer bearing, 1in inside diameter, fixed housing, closed, type J polymer. | Stock | 10 | 10.5
A-RJUI-01-08 | igus dryLin R series plain bearing, type J polymer bearing, 1/2in inside diameter, fixed housing, closed, anodized aluminum. | Stock | 11 | 11.5
A-RJUI-01-12 | igus dryLin R series plain bearing, type J polymer bearing, 3/4in inside diameter, fixed housing, closed, anodized aluminum. | Stock | 13.5 | 14
A-RJUI-01-16 | igus dryLin R series plain bearing, type J polymer bearing, 1in inside diameter, fixed housing, closed, anodized aluminum. | Stock | 20.5 | 21.5
A-RJUI-03-08 | igus dryLin R series plain bearing, type J polymer bearing, 1/2in inside diameter, self-aligning housing, closed, anodized aluminum. | Stock | 11.5 | 12
A-RJUI-03-12 | igus dryLin R series plain bearing, type J polymer bearing, 3/4in inside diameter, self-aligning housing, closed, anodized aluminum. | Stock | 13.5 | 14
A-RJUI-03-16 | igus dryLin R series plain bearing, type J polymer bearing, 1in inside diameter, self-aligning housing, closed, anodized aluminum. | Stock | 21.5 | 22.5
A-RJZI-01-04 | igus dryLin R series plain bearing, type J polymer bearing, 1/4in inside diameter, fixed housing, closed, anodized aluminum. | Stock | 9.5 | 10
ARM-075-5-4D | AutomationDirect encoder coupling, 4mm to 5mm bore, aluminum alloy body, setscrew. For use with Koyo TRD-MX series encoders and NEMA size 17 stepper motors. | Stock | 30 | 34.5
ARM-075-635-635D | AutomationDirect encoder coupling, 1/4in bore, aluminum alloy body, setscrew. For use with Koyo TRDA-2E series encoders. | Stock | 28 | 32
ARM-100-9525-9525D | AutomationDirect encoder coupling, 3/8in bore, aluminum alloy body, setscrew. For use with Koyo TRDA-20 and TRDA-25 series encoders. | Stock | 30 | 34.5
ARV-21 | NITRA pneumatic manual shut-off pressure relief valve, 1/8in female NPT inlet(s), 1/8in female NPT outlet(s). For use with Ax-21 series air prep components. | Stock | 25.5 | 26.5
ARV-22 | NITRA pneumatic manual shut-off pressure relief valve, 1/4in female NPT inlet(s), 1/4in female NPT outlet(s). For use with Ax-22 series air prep components. | Stock | 25.5 | 26.5
ARV-32 | NITRA pneumatic manual shut-off pressure relief valve, 1/4in female NPT inlet(s), 1/4in female NPT outlet(s). For use with Ax-32 series air prep components. | Stock | 29.5 | 30.5
ARV-33 | NITRA pneumatic manual shut-off pressure relief valve, 3/8in female NPT inlet(s), 3/8in female NPT outlet(s). For use with Ax-33 series air prep components. | Stock | 29.5 | 30.5
ARV-44 | NITRA pneumatic manual shut-off pressure relief valve, 1/2in female NPT inlet(s), 1/2in female NPT outlet(s). For use with Ax-44 series air prep components. | Stock | 40 | 41.5
ARX-2C-120A-TL | ProSense alternating relay, socket mount, finger-safe, 120 VAC coil voltage, DPDT, 10A contact rating, 8-pin, LED indicator(s). Relay becomes UL listed when used with 70169-D relay socket. | Stock | 28 | 29
ASB-AL265-365 | Merz shaft support, for use with Merz AL-265 and AL-365 shafts. | Stock | 8.25 | 8.5
ASD-21-120A | NITRA pneumatic soft start/pressure relief valve (dump valve), 1/8in female NPT inlet(s), 1/8in female NPT outlet(s), 1/4in female NPT exhaust(s), Cv=7, 120 VAC solenoid operating voltage. For use with Ax-21 series air prep components. | Stock | 61 | 63
ASD-21-24D | NITRA pneumatic soft start/pressure relief valve (dump valve), 1/8in female NPT inlet(s), 1/8in female NPT outlet(s), 1/4in female NPT exhaust(s), Cv=7, 24 VDC solenoid operating voltage. For use with Ax-21 series air prep components. | Stock | 61 | 63
ASD-22-120A | NITRA pneumatic soft start/pressure relief valve (dump valve), 1/4in female NPT inlet(s), 1/4in female NPT outlet(s), 1/4in female NPT exhaust(s), Cv=7.5, 120 VAC solenoid operating voltage. For use with Ax-22 series air prep components. | Stock | 61 | 63
ASD-22-24D | NITRA pneumatic soft start/pressure relief valve (dump valve), 1/4in female NPT inlet(s), 1/4in female NPT outlet(s), 1/4in female NPT exhaust(s), Cv=7.5, 24 VDC solenoid operating voltage. For use with Ax-22 series air prep components. | Stock | 61 | 63
ASD-32-120A | NITRA pneumatic soft start/pressure relief valve (dump valve), 1/4in female NPT inlet(s), 1/4in female NPT outlet(s), 3/8in female NPT exhaust(s), Cv=12, 120 VAC solenoid operating voltage. For use with Ax-32 series air prep components. | Stock | 68 | 71
ASD-32-24D | NITRA pneumatic soft start/pressure relief valve (dump valve), 1/4in female NPT inlet(s), 1/4in female NPT outlet(s), 3/8in female NPT exhaust(s), Cv=12, 24 VDC solenoid operating voltage. For use with Ax-32 series air prep components. | Stock | 68 | 71
ASD-33-120A | NITRA pneumatic soft start/pressure relief valve (dump valve), 3/8in female NPT inlet(s), 3/8in female NPT outlet(s), 3/8in female NPT exhaust(s), Cv=15, 120 VAC solenoid operating voltage. For use with Ax-33 series air prep components. | Stock | 68 | 71
ASD-33-24D | NITRA pneumatic soft start/pressure relief valve (dump valve), 3/8in female NPT inlet(s), 3/8in female NPT outlet(s), 3/8in female NPT exhaust(s), Cv=15, 24 VDC solenoid operating voltage. For use with Ax-33 series air prep components. | Stock | 68 | 71
ASD-44-120A | NITRA pneumatic soft start/pressure relief valve (dump valve), 1/2in female NPT inlet(s), 1/2in female NPT outlet(s), 1/2in female NPT exhaust(s), Cv=24, 120 VAC solenoid operating voltage. For use with Ax-44 series air prep components. | Stock | 106 | 110
ASD-44-24D | NITRA pneumatic soft start/pressure relief valve (dump valve), 1/2in female NPT inlet(s), 1/2in female NPT outlet(s), 1/2in female NPT exhaust(s), Cv=24, 24 VDC solenoid operating voltage. For use with Ax-44 series air prep components. | Stock | 106 | 110
ASO.3.251 | SapiSelco lashing cable tie, 19.69in length, 0.49in width, 286.6lb tensile strength, 5.51in maximum bundle diameter, black, nylon. Package of 50. | Stock | 12 | 12.5
ASP-2016-P10 | Integra subpanel, side mount, 3003 aluminum. For use with 20x16 (HxW) G201608E-P10 & G201608CE-P10 Genesis series enclosures. Requires GSR2016-P10 frame stiffener ring and KIT-GMMR8-P10 internal mounting rail kit. | Stock | 33.5 | 35
ASP-2424-P10 | Integra subpanel, side mount, 3003 aluminum. For use with 24x24 (HxW) G242410E-P10 & G242410CE-P10 Genesis series enclosures. Requires GSR2424-P10 frame stiffener ring and KIT-GMMR10-P10 internal mounting rail kit. | Stock | 56 | 59
ASWPK66-IMP-P10 | Integra swing panel, 3003 aluminum. For use with 6x6 (HxW) P6063-P10 & P6063C-P10 Impact series enclosures. | Stock | 24.5 | 25.5
ASWPK86-IMP-P10 | Integra swing panel, 3003 aluminum. For use with 8x6 (HxW) P8063-P10 & P8063C-P10 Impact series enclosures. | Stock | 26.5 | 28
AT1-A0-1A | Micro Detectors inductive proximity sensor, tubular, 30mm diameter x 60mm body, nickel-plated brass housing, NPN/PNP, N.O. output, 10mm sensing distance, flush, 150 Hz switching frequency, IP67, pigtail. | Stock | 36 | 37.5
AT1-A0-1H | Micro Detectors inductive proximity sensor, tubular, 30mm diameter x 60mm body, nickel-plated brass housing, NPN/PNP, N.O. output, 10mm sensing distance, flush, 150 Hz switching frequency, IP67, 4-pin M12 quick-disconnect. | Stock | 41.5 | 43
AT1-A0-2A | Micro Detectors inductive proximity sensor, tubular, 30mm diameter x 60mm body, nickel-plated brass housing, NPN/PNP, N.O. output, 15mm sensing distance, non-flush, 150 Hz switching frequency, IP67, pigtail. | Stock | 36 | 37.5
AT1-A0-2H | Micro Detectors inductive proximity sensor, tubular, 30mm diameter x 60mm body, nickel-plated brass housing, NPN/PNP, N.O. output, 15mm sensing distance, non-flush, 150 Hz switching frequency, IP67, 4-pin M12 quick-disconnect. | Stock | 41.5 | 43
AT1-A0-3A | Micro Detectors inductive proximity sensor, tubular, 30mm diameter x 60mm body, nickel-plated brass housing, NPN/PNP, N.O. output, 15mm sensing distance, flush, 150 Hz switching frequency, IP67, pigtail. | Stock | 40.5 | 42
AT1-A0-3H | Micro Detectors inductive proximity sensor, tubular, 30mm diameter x 60mm body, nickel-plated brass housing, NPN/PNP, N.O. output, 15mm sensing distance, flush, 150 Hz switching frequency, IP67, 4-pin M12 quick-disconnect. | Stock | 40.5 | 42
AT1-A0-4A | Micro Detectors inductive proximity sensor, tubular, 30mm diameter x 60mm body, nickel-plated brass housing, NPN/PNP, N.O. output, 20mm sensing distance, non-flush, 150 Hz switching frequency, IP67, pigtail. | Stock | 40.5 | 42
AT1-A0-4H | Micro Detectors inductive proximity sensor, tubular, 30mm diameter x 60mm body, nickel-plated brass housing, NPN/PNP, N.O. output, 20mm sensing distance, non-flush, 150 Hz switching frequency, IP67, 4-pin M12 quick-disconnect. | Stock | 40.5 | 42
AT1-AN-1A | Micro Detectors inductive proximity sensor, tubular, 30mm diameter x 60mm body, nickel-plated brass housing, NPN, N.O. output, 10mm sensing distance, flush, 300 Hz switching frequency, IP67, pigtail. | Stock | 22 | 23
AT1-AN-1H | Micro Detectors inductive proximity sensor, tubular, 30mm diameter x 60mm body, nickel-plated brass housing, NPN, N.O. output, 10mm sensing distance, flush, 300 Hz switching frequency, IP67, 4-pin M12 quick-disconnect. | Stock | 23 | 24
AT1-AN-2A | Micro Detectors inductive proximity sensor, tubular, 30mm diameter x 60mm body, nickel-plated brass housing, NPN, N.O. output, 15mm sensing distance, non-flush, 300 Hz switching frequency, IP67, pigtail. | Stock | 22 | 23
AT1-AN-2H | Micro Detectors inductive proximity sensor, tubular, 30mm diameter x 60mm body, nickel-plated brass housing, NPN, N.O. output, 15mm sensing distance, non-flush, 300 Hz switching frequency, IP67, 4-pin M12 quick-disconnect. | Stock | 23 | 24
AT1-AN-3A | Micro Detectors inductive proximity sensor, tubular, 30mm diameter x 60mm body, nickel-plated brass housing, NPN, N.O. output, 15mm sensing distance, flush, 150 Hz switching frequency, IP67, pigtail. | Stock | 28 | 29
AT1-AN-3H | Micro Detectors inductive proximity sensor, tubular, 30mm diameter x 60mm body, nickel-plated brass housing, NPN, N.O. output, 15mm sensing distance, flush, 150 Hz switching frequency, IP67, 4-pin M12 quick-disconnect. | Stock | 28.5 | 29.5
AT1-AN-4A | Micro Detectors inductive proximity sensor, tubular, 30mm diameter x 60mm body, nickel-plated brass housing, NPN, N.O. output, 20mm sensing distance, non-flush, 150 Hz switching frequency, IP67, pigtail. | Stock | 28.5 | 29.5
AT1-AN-4H | Micro Detectors inductive proximity sensor, tubular, 30mm diameter x 60mm body, nickel-plated brass housing, NPN, N.O. output, 20mm sensing distance, non-flush, 150 Hz switching frequency, IP67, 4-pin M12 quick-disconnect. | Stock | 28.5 | 29.5
AT1-AP-1A | Micro Detectors inductive proximity sensor, tubular, 30mm diameter x 60mm body, nickel-plated brass housing, PNP, N.O. output, 10mm sensing distance, flush, 300 Hz switching frequency, IP67, pigtail. | Stock | 22 | 23
AT1-AP-1H | Micro Detectors inductive proximity sensor, tubular, 30mm diameter x 60mm body, nickel-plated brass housing, PNP, N.O. output, 10mm sensing distance, flush, 300 Hz switching frequency, IP67, 4-pin M12 quick-disconnect. | Stock | 23 | 24
AT1-AP-2A | Micro Detectors inductive proximity sensor, tubular, 30mm diameter x 60mm body, nickel-plated brass housing, PNP, N.O. output, 15mm sensing distance, non-flush, 300 Hz switching frequency, IP67, pigtail. | Stock | 22 | 23
AT1-AP-2H | Micro Detectors inductive proximity sensor, tubular, 30mm diameter x 60mm body, nickel-plated brass housing, PNP, N.O. output, 15mm sensing distance, non-flush, 300 Hz switching frequency, IP67, 4-pin M12 quick-disconnect. | Stock | 23 | 24
AT1-AP-3A | Micro Detectors inductive proximity sensor, tubular, 30mm diameter x 60mm body, nickel-plated brass housing, PNP, N.O. output, 15mm sensing distance, flush, 150 Hz switching frequency, IP67, pigtail. | Stock | 28.5 | 29.5
AT1-AP-3H | Micro Detectors inductive proximity sensor, tubular, 30mm diameter x 60mm body, nickel-plated brass housing, PNP, N.O. output, 15mm sensing distance, flush, 150 Hz switching frequency, IP67, 4-pin M12 quick-disconnect. | Stock | 28.5 | 29.5
AT1-AP-4A | Micro Detectors inductive proximity sensor, tubular, 30mm diameter x 60mm body, nickel-plated brass housing, PNP, N.O. output, 20mm sensing distance, non-flush, 150 Hz switching frequency, IP67, pigtail. | Stock | 28.5 | 29.5
AT1-AP-4H | Micro Detectors inductive proximity sensor, tubular, 30mm diameter x 60mm body, nickel-plated brass housing, PNP, N.O. output, 20mm sensing distance, non-flush, 150 Hz switching frequency, IP67, 4-pin M12 quick-disconnect. | Stock | 28.5 | 29.5
A-TFI-0405-04 | igus iglide series plain bearing, type T500 polymer, 1/4in inside diameter, 5/16in outside diameter, 1/4in overall length, flanged. Package of 5. | Stock | 15 | 15.5
A-TFI-0809-08 | igus iglide series plain bearing, type T500 polymer, 1/2in inside diameter, 9/16in outside diameter, 1/2in overall length, flanged. Package of 5. | Stock | 23.5 | 24.5
A-TFI-1214-12 | igus iglide series plain bearing, type T500 polymer, 3/4in inside diameter, 7/8in outside diameter, 3/4in overall length, flanged. Package of 2. | Stock | 19 | 20
A-TFI-1618-16 | igus iglide series plain bearing, type T500 polymer, 1in inside diameter, 1-1/8in outside diameter, 1in overall length, flanged. Package of 2. | Stock | 24.5 | 25.5
ATLA-11-100 | Electri-Flex Liquatite electrical conduit, liquid-tight, flexible, metallic, PVC outer jacket, 1/2in trade size, gray, 100ft/30.4m coil length, for use in extreme hot and cold applications. | Stock | 222 | 231
ATLA-12-100 | Electri-Flex Liquatite electrical conduit, liquid-tight, flexible, metallic, PVC outer jacket, 3/4in trade size, gray, 100ft/30.4m coil length, for use in extreme hot and cold applications. | Stock | 348 | 362
ATLA-13-100 | Electri-Flex Liquatite electrical conduit, liquid-tight, flexible, metallic, PVC outer jacket, 1in trade size, gray, 100ft/30.4m coil length, for use in extreme hot and cold applications. | Stock | 449 | 467
ATLA-14-50 | Electri-Flex Liquatite electrical conduit, liquid-tight, flexible, metallic, PVC outer jacket, 1-1/4in trade size, gray, 50ft/15.2m coil length, for use in extreme hot and cold applications. | Stock | 310 | 322
ATLA-15-50 | Electri-Flex Liquatite electrical conduit, liquid-tight, flexible, metallic, PVC outer jacket, 1-1/2in trade size, gray, 50ft/15.2m coil length, for use in extreme hot and cold applications. | Stock | 342 | 356
ATLA-16-50 | Electri-Flex Liquatite electrical conduit, liquid-tight, flexible, metallic, PVC outer jacket, 2in trade size, gray, 50ft/15.2m coil length, for use in extreme hot and cold applications. | Stock | 397 | 413
ATM1500 | ATLAS industrial display, 15in color TFT LCD, 1024 x 768 pixel, XGA, LED backlight, (1) VGA input. | Stock | 1173 | 1220
ATM1500T | ATLAS touch screen industrial display, 15in color TFT LCD, analog resistive, 1024 x 768 pixel, XGA, LED backlight, (1) VGA input, (1) serial and (1) USB B port. | Stock | 1408 | 1464
ATM1700 | ATLAS industrial display, 17in color TFT LCD, 1280 x 1024 pixel, SXGA, LED backlight, (1) DVI-D input and (1) VGA input. | Stock | 1479 | 1538
ATM1700T | ATLAS touch screen industrial display, 17in color TFT LCD, analog resistive, 1280 x 1024 pixel, SXGA, LED backlight, (1) DVI-D input, (1) VGA input, (1) serial and (1) USB B port. | Stock | 1715 | 1784
ATM1900 | ATLAS industrial display, 19in color TFT LCD, 1280 x 1024 pixel, SXGA, LED backlight, (1) DVI-D input and (1) VGA input. | Stock | 1832 | 1905
ATM1900T | ATLAS touch screen industrial display, 19in color TFT LCD, analog resistive, 1280 x 1024 pixel, SXGA, LED backlight, (1) DVI-D input, (1) VGA input, (1) serial and (1) USB B port. | Stock | 2068 | 2151
ATM-AC-CON | ATLAS AC power connector, replacement. For use with AC-powered ATLAS monitors. | Stock | 18 | 18.5
ATM-CBL-10 | AutomationDirect communication cable, 9-pin male D-sub to 9-pin female D-sub, 10ft cable length. For use with Atlas touch screen and a PC. | Stock | 29.5 | 30.5
ATM-CBL-25 | AutomationDirect communication cable, 9-pin male D-sub to 9-pin female D-sub, 25ft cable length. For use with Atlas touch screen and a PC. | Stock | 53 | 55
ATM-CBL-50 | AutomationDirect communication cable, 9-pin male D-sub to 9-pin female D-sub, 50ft cable length. For use with Atlas touch screen and a PC. | Stock | 78 | 81
ATM-CBL-DV3M | AutomationDirect video cable, male DVI-D to male DVI-D, 3m/9.8ft cable length. For use with a PC monitor and a standard PC with a DVI-D card. | Stock | 83 | 86
ATM-CBL-VGA10 | AutomationDirect video cable, 15-pin D-sub HD15 male to 15-pin D-sub HD15 male, 10ft cable length. For use with VGA enabled desktops and laptops to a VGA display. | Stock | 53 | 55
ATM-CBL-VGA25 | AutomationDirect video cable, 15-pin D-sub HD15 male to 15-pin D-sub HD15 male, 25ft cable length. For use with VGA enabled desktops and laptops to a VGA display. | Stock | 112 | 116
ATM-CBL-VGA50 | AutomationDirect video cable, 15-pin D-sub HD15 male to 15-pin D-sub HD15 male, 50ft cable length. For use with VGA enabled desktops and laptops to a VGA display. | Stock | 159 | 165
ATM-CLIP | ATLAS panel mounting brackets, replacement. Package of 16. For use with ATLAS monitors. | Stock | 42 | 43.5
A-TSI-0405-04 | igus iglide series plain bearing, type T500 polymer, 1/4in inside diameter, 5/16in outside diameter, 1/4in overall length. Package of 5. | Stock | 14 | 14.5
A-TSI-0809-08 | igus iglide series plain bearing, type T500 polymer, 1/2in inside diameter, 9/16in outside diameter, 1/2in overall length. Package of 5. | Stock | 15.5 | 16
A-TSI-1214-12 | igus iglide series plain bearing, type T500 polymer, 3/4in inside diameter, 7/8in outside diameter, 3/4in overall length. Package of 2. | Stock | 18 | 18.5
A-TSI-1618-16 | igus iglide series plain bearing, type T500 polymer, 1in inside diameter, 1-1/8in outside diameter, 1in overall length. Package of 2. | Stock | 23 | 24
AUX11-E | Merz auxiliary contact, left or right side mount, (1) N.O./(1) N.C. contact(s), 10A @ 600 VAC. For use with Merz ML1, ML2, ML3 door mount switch bodies -H03R(B), -H04R(B). | Stock | 7.75 | 8
AUX11-V | Merz auxiliary contact, left or right side mount, (1) N.O./(1) N.C. contact(s), 10A @ 600 VAC. For use with Merz ML1, ML2, ML3 Din Rail mount switch bodies -A01, -A02, -E01R, -E02R, -E03R, -E04R, -E05R. | Stock | 7.75 | 8
AVC1-120A | NITRA solenoid coil, 120 VAC, 3.5VA. For use with AVS-31 and AVS-51 series valves. | Stock | 8.5 | 8.75
AVC1-12D | NITRA solenoid coil, 12 VDC, 2.5W. For use with AVS-31 and AVS-51 series valves. | Stock | 8.5 | 8.75
AVC1-24A | NITRA solenoid coil, 24 VAC, 4.0VA. For use with AVS-31 and AVS-51 series valves. | Stock | 8.5 | 8.75
AVC1-24D | NITRA solenoid coil, 24 VDC, 2.5W. For use with AVS-31 and AVS-51 series valves. | Stock | 8.5 | 8.75
AVC2-120A | NITRA solenoid coil, 120 VAC, 4.5VA. For use with AVP-31, AVS-32, AVS-33, AVS-52, AVS-53, AVS-54 series valves and ASD series soft starters. | Stock | 8.5 | 8.75
AVC2-12D | NITRA solenoid coil, 12 VDC, 3.0W. For use with AVP-31, AVS-32, AVS-33, AVS-52, AVS-53, AVS-54 series valves and ASD series soft starters. | Stock | 8.5 | 8.75
AVC2-24A | NITRA solenoid coil, 24 VAC, 5.0VA. For use with AVP-31, AVS-32, AVS-33, AVS-52, AVS-53, AVS-54 series valves and ASD series soft starters. | Stock | 8.5 | 8.75
AVC2-24D | NITRA solenoid coil, 24 VDC, 3.0W. For use with AVP-31, AVS-32, AVS-33, AVS-52, AVS-53, AVS-54 series valves and ASD series soft starters. | Stock | 8.5 | 8.75
AVP-31BKT | NITRA individual mounting bracket, plated steel. For use with AVP-31 directional control valves. | Stock | 1.25
AVP-31C1-120A | NITRA solenoid valve, 3-port (3-way), 2-position, N.C., single solenoid spring return, (2) 1/8in female NPT inlet(s), (1) 1/8in female NPT outlet(s), (1) vent hole exhaust(s), Cv=0.05, 120 VAC, 4.5VA, 11mm DIN style wiring plug. | Stock | 22.5 | 23.5
AVP-31C1-24D | NITRA solenoid valve, 3-port (3-way), 2-position, N.C., single solenoid spring return, (2) 1/8in female NPT inlet(s), (1) 1/8in female NPT outlet(s), (1) vent hole exhaust(s), Cv=0.05, 24 VDC, 3.0W, 11mm DIN style wiring plug. | Stock | 22.5 | 23.5
AVP-31KIT | NITRA mounting kit, for use with AVP-31 directional control valves, includes (2) long stacking screws, (2) short stacking screws, (2) nuts and Nitrile o-ring. One kit is required for each additional AVP-31 valve added to the stack. | Stock | 2
AVPS1-4D | NITRA control distribution block, DC, 4 stations, 15-pin D-sub wiring connector. For use with AVS-31 and AVS-51 series valves. | Stock | 92 | 96
AVPS1-6D | NITRA control distribution block, DC, 6 stations, 15-pin D-sub wiring connector. For use with AVS-31 and AVS-51 series valves. | Stock | 136 | 141
AVPS1-8D | NITRA control distribution block, DC, 8 stations, 15-pin D-sub wiring connector. For use with AVS-31 and AVS-51 series valves. | Stock | 181 | 188
AVPS1-BP | NITRA blanking plug, for use with AVPS1-x control distribution blocks. | Stock | 13.5 | 14
AVPS2-4D | NITRA control distribution block, DC, 4 stations, 15-pin D-sub wiring connector. For use with AVS-32 and AVS-52 series valves. | Stock | 89 | 93
AVPS2-6D | NITRA control distribution block, DC, 6 stations, 15-pin D-sub wiring connector. For use with AVS-32 and AVS-52 series valves. | Stock | 132 | 137
AVPS2-8D | NITRA control distribution block, DC, 8 stations, 15-pin D-sub wiring connector. For use with AVS-32 and AVS-52 series valves. | Stock | 175 | 182
AVPS2-BP | NITRA blanking plug, for use with AVPS2-x, AVPS3-x and AVPS4-x control distribution blocks. | Stock | 13.5 | 14
AVPS3-4D | NITRA control distribution block, DC, 4 stations, 15-pin D-sub wiring connector. For use with AVS-33 and AVS-53 series valves. | Stock | 89 | 93
AVPS3-6D | NITRA control distribution block, DC, 6 stations, 15-pin D-sub wiring connector. For use with AVS-33 and AVS-53 series valves. | Stock | 132 | 137
AVPS3-8D | NITRA control distribution block, DC, 8 stations, 15-pin D-sub wiring connector. For use with AVS-33 and AVS-53 series valves. | Stock | 175 | 182
AVS-3111-120A | NITRA solenoid valve, 3-port (3-way), 2-position, N.C., single solenoid spring return, (1) 1/8in female NPT inlet(s), (1) 1/8in female NPT outlet(s), (1) 1/8in female NPT exhaust(s), Cv=0.67, 120 VAC, 3.5VA, 9.4mm DIN style wiring plug. | Stock | 21.5 | 22.5
AVS-3111-24D | NITRA solenoid valve, 3-port (3-way), 2-position, N.C., single solenoid spring return, (1) 1/8in female NPT inlet(s), (1) 1/8in female NPT outlet(s), (1) 1/8in female NPT exhaust(s), Cv=0.67, 24 VDC, 2.5W, 9.4mm DIN style wiring plug. | Stock | 21.5 | 22.5
AVS-3211-120A | NITRA solenoid valve, 3-port (3-way), 2-position, N.C., single solenoid spring return, (1) 1/8in female NPT inlet(s), (1) 1/8in female NPT outlet(s), (1) 1/8in female NPT exhaust(s), Cv=0.78, 120 VAC, 4.5VA, 11mm DIN style wiring plug. | Stock | 25.5 | 26.5
AVS-3211-24D | NITRA solenoid valve, 3-port (3-way), 2-position, N.C., single solenoid spring return, (1) 1/8in female NPT inlet(s), (1) 1/8in female NPT outlet(s), (1) 1/8in female NPT exhaust(s), Cv=0.78, 24 VDC, 3.0W, 11mm DIN style wiring plug. | Stock | 25.5 | 26.5
AVS-3212-120A | NITRA solenoid valve, 3-port (3-way), 2-position, N.C., single solenoid spring return, (1) 1/4in female NPT inlet(s), (1) 1/4in female NPT outlet(s), (1) 1/4in female NPT exhaust(s), Cv=0.89, 120 VAC, 4.5VA, 11mm DIN style wiring plug. | Stock | 25.5 | 26.5
AVS-3212-24D | NITRA solenoid valve, 3-port (3-way), 2-position, N.C., single solenoid spring return, (1) 1/4in female NPT inlet(s), (1) 1/4in female NPT outlet(s), (1) 1/4in female NPT exhaust(s), Cv=0.89, 24 VDC, 3.0W, 11mm DIN style wiring plug. | Stock | 25.5 | 26.5
AVS-3221-24D | NITRA solenoid valve, 3-port (3-way), 2-position, double solenoid, (1) 1/8in female NPT inlet(s), (1) 1/8in female NPT outlet(s), (1) 1/8in female NPT exhaust(s), Cv=0.78, 24 VDC, 3.0W, 11mm DIN style wiring plug. | Stock | 40 | 41.5
AVS-3222-120A | NITRA solenoid valve, 3-port (3-way), 2-position, double solenoid, (1) 1/4in female NPT inlet(s), (1) 1/4in female NPT outlet(s), (1) 1/4in female NPT exhaust(s), Cv=0.89, 120 VAC, 4.5VA, 11mm DIN style wiring plug. | Stock | 40 | 41.5
AVS-3222-24D | NITRA solenoid valve, 3-port (3-way), 2-position, double solenoid, (1) 1/4in female NPT inlet(s), (1) 1/4in female NPT outlet(s), (1) 1/4in female NPT exhaust(s), Cv=0.89, 24 VDC, 3.0W, 11mm DIN style wiring plug. | Stock | 40 | 41.5
AVS-3312-120A | NITRA solenoid valve, 3-port (3-way), 2-position, N.C., single solenoid spring return, (1) 1/4in female NPT inlet(s), (1) 1/4in female NPT outlet(s), (1) 1/4in female NPT exhaust(s), Cv=1.39, 120 VAC, 4.5VA, 11mm DIN style wiring plug. | Stock | 36 | 37.5
AVS-3312-24D | NITRA solenoid valve, 3-port (3-way), 2-position, N.C., single solenoid spring return, (1) 1/4in female NPT inlet(s), (1) 1/4in female NPT outlet(s), (1) 1/4in female NPT exhaust(s), Cv=1.39, 24 VDC, 3.0W, 11mm DIN style wiring plug. | Stock | 36 | 37.5
AVS-3313-120A | NITRA solenoid valve, 3-port (3-way), 2-position, N.C., single solenoid spring return, (1) 3/8in female NPT inlet(s), (1) 3/8in female NPT outlet(s), (1) 3/8in female NPT exhaust(s), Cv=1.67, 120 VAC, 4.5VA, 11mm DIN style wiring plug. | Stock | 36 | 37.5
AVS-3313-24D | NITRA solenoid valve, 3-port (3-way), 2-position, N.C., single solenoid spring return, (1) 3/8in female NPT inlet(s), (1) 3/8in female NPT outlet(s), (1) 3/8in female NPT exhaust(s), Cv=1.67, 24 VDC, 3.0W, 11mm DIN style wiring plug. | Stock | 36 | 37.5
AVS-3322-24D | NITRA solenoid valve, 3-port (3-way), 2-position, double solenoid, (1) 1/4in female NPT inlet(s), (1) 1/4in female NPT outlet(s), (1) 1/4in female NPT exhaust(s), Cv=1.39, 24 VDC, 3.0W, 11mm DIN style wiring plug. | Stock | 48 | 50
AVS-3323-24D | NITRA solenoid valve, 3-port (3-way), 2-position, double solenoid, (1) 3/8in female NPT inlet(s), (1) 3/8in female NPT outlet(s), (1) 3/8in female NPT exhaust(s), Cv=1.67, 24 VDC, 3.0W, 11mm DIN style wiring plug. | Stock | 49 | 51
AVS-5111-120A | NITRA solenoid valve, 5-port (4-way), 2-position, single solenoid spring return, (1) 1/8in female NPT inlet(s), (2) 1/8in female NPT outlet(s), (2) 1/8in female NPT exhaust(s), Cv=0.67, 120 VAC, 3.5VA, 9.4mm DIN style wiring plug. | Stock | 21.5 | 22.5
AVS-5111-24D | NITRA solenoid valve, 5-port (4-way), 2-position, single solenoid spring return, (1) 1/8in female NPT inlet(s), (2) 1/8in female NPT outlet(s), (2) 1/8in female NPT exhaust(s), Cv=0.67, 24 VDC, 2.5W, 9.4mm DIN style wiring plug. | Stock | 21.5 | 22.5
AVS-5121-120A | NITRA solenoid valve, 5-port (4-way), 2-position, double solenoid, (1) 1/8in female NPT inlet(s), (2) 1/8in female NPT outlet(s), (2) 1/8in female NPT exhaust(s), Cv=0.67, 120 VAC, 3.5VA, 9.4mm DIN style wiring plug. | Stock | 35.5 | 37
AVS-5121-24D | NITRA solenoid valve, 5-port (4-way), 2-position, double solenoid, (1) 1/8in female NPT inlet(s), (2) 1/8in female NPT outlet(s), (2) 1/8in female NPT exhaust(s), Cv=0.67, 24 VDC, 2.5W, 9.4mm DIN style wiring plug. | Stock | 35.5 | 37
AVS-513C1-120A | NITRA solenoid valve, 5-port (4-way), 3-position, center closed, double solenoid, (1) 1/8in female NPT inlet(s), (2) 1/8in female NPT outlet(s), (2) 1/8in female NPT exhaust(s), Cv=0.5, 120 VAC, 3.5VA, 9.4mm DIN style wiring plug. | Stock | 51 | 53
AVS-513C1-24D | NITRA solenoid valve, 5-port (4-way), 3-position, center closed, double solenoid, (1) 1/8in female NPT inlet(s), (2) 1/8in female NPT outlet(s), (2) 1/8in female NPT exhaust(s), Cv=0.5, 24 VDC, 2.5W, 9.4mm DIN style wiring plug. | Stock | 51 | 53
AVS-513E1-120A | NITRA solenoid valve, 5-port (4-way), 3-position, center exhaust, double solenoid, (1) 1/8in female NPT inlet(s), (2) 1/8in female NPT outlet(s), (2) 1/8in female NPT exhaust(s), Cv=0.5, 120 VAC, 3.5VA, 9.4mm DIN style wiring plug. | Stock | 51 | 53
AVS-513E1-24D | NITRA solenoid valve, 5-port (4-way), 3-position, center exhaust, double solenoid, (1) 1/8in female NPT inlet(s), (2) 1/8in female NPT outlet(s), (2) 1/8in female NPT exhaust(s), Cv=0.5, 24 VDC, 2.5W, 9.4mm DIN style wiring plug. | Stock | 51 | 53
AVS-5211-120A | NITRA solenoid valve, 5-port (4-way), 2-position, single solenoid spring return, (1) 1/8in female NPT inlet(s), (2) 1/8in female NPT outlet(s), (2) 1/8in female NPT exhaust(s), Cv=0.78, 120 VAC, 4.5VA, 11mm DIN style wiring plug. | Stock | 25.5 | 26.5
AVS-5211-24D | NITRA solenoid valve, 5-port (4-way), 2-position, single solenoid spring return, (1) 1/8in female NPT inlet(s), (2) 1/8in female NPT outlet(s), (2) 1/8in female NPT exhaust(s), Cv=0.78, 24 VDC, 3.0W, 11mm DIN style wiring plug. | Stock | 25.5 | 26.5
AVS-5212-120A | NITRA solenoid valve, 5-port (4-way), 2-position, single solenoid spring return, (1) 1/4in female NPT inlet(s), (2) 1/4in female NPT outlet(s), (2) 1/8in female NPT exhaust(s), Cv=0.89, 120 VAC, 4.5VA, 11mm DIN style wiring plug. | Stock | 25.5 | 26.5
AVS-5212-24D | NITRA solenoid valve, 5-port (4-way), 2-position, single solenoid spring return, (1) 1/4in female NPT inlet(s), (2) 1/4in female NPT outlet(s), (2) 1/8in female NPT exhaust(s), Cv=0.89, 24 VDC, 3.0W, 11mm DIN style wiring plug. | Stock | 25.5 | 26.5
AVS-5221-120A | NITRA solenoid valve, 5-port (4-way), 2-position, double solenoid, (1) 1/8in female NPT inlet(s), (2) 1/8in female NPT outlet(s), (2) 1/8in female NPT exhaust(s), Cv=0.78, 120 VAC, 4.5VA, 11mm DIN style wiring plug. | Stock | 40 | 41.5
AVS-5221-24D | NITRA solenoid valve, 5-port (4-way), 2-position, double solenoid, (1) 1/8in female NPT inlet(s), (2) 1/8in female NPT outlet(s), (2) 1/8in female NPT exhaust(s), Cv=0.78, 24 VDC, 3.0W, 11mm DIN style wiring plug. | Stock | 40 | 41.5
AVS-5222-120A | NITRA solenoid valve, 5-port (4-way), 2-position, double solenoid, (1) 1/4in female NPT inlet(s), (2) 1/4in female NPT outlet(s), (2) 1/8in female NPT exhaust(s), Cv=0.89, 120 VAC, 4.5VA, 11mm DIN style wiring plug. | Stock | 40 | 41.5
AVS-5222-24D | NITRA solenoid valve, 5-port (4-way), 2-position, double solenoid, (1) 1/4in female NPT inlet(s), (2) 1/4in female NPT outlet(s), (2) 1/8in female NPT exhaust(s), Cv=0.89, 24 VDC, 3.0W, 11mm DIN style wiring plug. | Stock | 40 | 41.5
AVS-523C1-120A | NITRA solenoid valve, 5-port (4-way), 3-position, center closed, double solenoid, (1) 1/8in female NPT inlet(s), (2) 1/8in female NPT outlet(s), (2) 1/8in female NPT exhaust(s), Cv=0.67, 120 VAC, 4.5VA, 11mm DIN style wiring plug. | Stock | 68 | 71
AVS-523C1-24D | NITRA solenoid valve, 5-port (4-way), 3-position, center closed, double solenoid, (1) 1/8in female NPT inlet(s), (2) 1/8in female NPT outlet(s), (2) 1/8in female NPT exhaust(s), Cv=0.67, 24 VDC, 3.0W, 11mm DIN style wiring plug. | Stock | 68 | 71
AVS-523C2-120A | NITRA solenoid valve, 5-port (4-way), 3-position, center closed, double solenoid, (1) 1/4in female NPT inlet(s), (2) 1/4in female NPT outlet(s), (2) 1/8in female NPT exhaust(s), Cv=0.67, 120 VAC, 4.5VA, 11mm DIN style wiring plug. | Stock | 68 | 71
AVS-523C2-24D | NITRA solenoid valve, 5-port (4-way), 3-position, center closed, double solenoid, (1) 1/4in female NPT inlet(s), (2) 1/4in female NPT outlet(s), (2) 1/8in female NPT exhaust(s), Cv=0.67, 24 VDC, 3.0W, 11mm DIN style wiring plug. | Stock | 68 | 71
AVS-523E1-120A | NITRA solenoid valve, 5-port (4-way), 3-position, center exhaust, double solenoid, (1) 1/8in female NPT inlet(s), (2) 1/8in female NPT outlet(s), (2) 1/8in female NPT exhaust(s), Cv=0.67, 120 VAC, 4.5VA, 11mm DIN style wiring plug. | Stock | 68 | 71
AVS-523E1-24D | NITRA solenoid valve, 5-port (4-way), 3-position, center exhaust, double solenoid, (1) 1/8in female NPT inlet(s), (2) 1/8in female NPT outlet(s), (2) 1/8in female NPT exhaust(s), Cv=0.67, 24 VDC, 3.0W, 11mm DIN style wiring plug. | Stock | 68 | 71
AVS-523E2-120A | NITRA solenoid valve, 5-port (4-way), 3-position, center exhaust, double solenoid, (1) 1/4in female NPT inlet(s), (2) 1/4in female NPT outlet(s), (2) 1/8in female NPT exhaust(s), Cv=0.67, 120 VAC, 4.5VA, 11mm DIN style wiring plug. | Stock | 54 | 56
AVS-523E2-24D | NITRA solenoid valve, 5-port (4-way), 3-position, center exhaust, double solenoid, (1) 1/4in female NPT inlet(s), (2) 1/4in female NPT outlet(s), (2) 1/8in female NPT exhaust(s), Cv=0.67, 24 VDC, 3.0W, 11mm DIN style wiring plug. | Stock | 68 | 71
AVS-5241 | NITRA pilot valve, 5-port (4-way), 2-position, single air pilot spring return, (1) 1/8in female NPT inlet(s), (2) 1/8in female NPT outlet(s), (2) 1/8in female NPT exhaust(s), Cv=0.78. | Stock | 18.5 | 19
AVS-5242 | NITRA pilot valve, 5-port (4-way), 2-position, single air pilot spring return, (1) 1/4in female NPT inlet(s), (2) 1/4in female NPT outlet(s), (2) 1/8in female NPT exhaust(s), Cv=0.89. | Stock | 20 | 21
AVS-5251 | NITRA pilot valve, 5-port (4-way), 2-position, double air pilot, (1) 1/8in female NPT inlet(s), (2) 1/8in female NPT outlet(s), (2) 1/8in female NPT exhaust(s), Cv=0.78. | Stock | 24 | 25
AVS-5252 | NITRA pilot valve, 5-port (4-way), 2-position, double air pilot, (1) 1/4in female NPT inlet(s), (2) 1/4in female NPT outlet(s), (2) 1/8in female NPT exhaust(s), Cv=0.89. | Stock | 28 | 29
AVS-526C1 | NITRA pilot valve, 5-port (4-way), 3-position, center closed, double air pilot, (1) 1/8in female NPT inlet(s), (2) 1/8in female NPT outlet(s), (2) 1/8in female NPT exhaust(s), Cv=0.67. | Stock | 39.5 | 41
AVS-526C2 | NITRA pilot valve, 5-port (4-way), 3-position, center closed, double air pilot, (1) 1/4in female NPT inlet(s), (2) 1/4in female NPT outlet(s), (2) 1/8in female NPT exhaust(s), Cv=0.67. | Stock | 40.5 | 42
AVS-5271-HL | NITRA manual valve, 5-port (4-way), 2-position, handle, spring return, 1/8in female NPT inlet(s), 1/8in female NPT outlet(s), 1/8in female NPT exhaust(s), Cv=0.78, panel or surface mount. | Stock | 36 | 37.5
AVS-527D1-HL | NITRA manual valve, 5-port (4-way), 2-position, handle, detented, 1/8in female NPT inlet(s), 1/8in female NPT outlet(s), Cv=0.78, panel or surface mount. | Stock | 20 | 21
AVS-527D1-PP | NITRA manual valve, 5-port (4-way), 2-position, knob style actuator, detented, 1/8in female NPT inlet(s), 1/8in female NPT outlet(s), Cv=0.78, optional manifold mount. | Stock | 19.5 | 20.5
AVS-528C1-HL | NITRA manual valve, 5-port (4-way), 3-position, center closed, handle, spring return, 1/8in female NPT inlet(s), 1/8in female NPT outlet(s), 1/8in female NPT exhaust(s), Cv=0.67, panel or surface mount. | Stock | 47 | 49
AVS-528DC1-HL | NITRA manual valve, 5-port (4-way), 3-position, center closed, handle, detented, 1/8in female NPT inlet(s), 1/8in female NPT outlet(s), 1/8in female NPT exhaust(s), Cv=0.67, panel or surface mount. | Stock | 36 | 37.5
AVS-528DE1-HL | NITRA manual valve, 5-port (4-way), 3-position, center exhaust, handle, detented, 1/8in female NPT inlet(s), 1/8in female NPT outlet(s), 1/8in female NPT exhaust(s), Cv=0.67, panel or surface mount. | Stock | 37 | 38.5
AVS-528E1-HL | NITRA manual valve, 5-port (4-way), 3-position, center exhaust, handle, spring return, 1/8in female NPT inlet(s), 1/8in female NPT outlet(s), 1/8in female NPT exhaust(s), Cv=0.67, panel or surface mount. | Stock | 47 | 49
AVS-5312-120A | NITRA solenoid valve, 5-port (4-way), 2-position, single solenoid spring return, (1) 1/4in female NPT inlet(s), (2) 1/4in female NPT outlet(s), (2) 1/4in female NPT exhaust(s), Cv=1.4, 120 VAC, 4.5VA, 11mm DIN style wiring plug. | Stock | 36 | 37.5
AVS-5312-24D | NITRA solenoid valve, 5-port (4-way), 2-position, single solenoid spring return, (1) 1/4in female NPT inlet(s), (2) 1/4in female NPT outlet(s), (2) 1/4in female NPT exhaust(s), Cv=1.4, 24 VDC, 3.0W, 11mm DIN style wiring plug. | Stock | 36 | 37.5
AVS-5313-120A | NITRA solenoid valve, 5-port (4-way), 2-position, single solenoid spring return, (1) 3/8in female NPT inlet(s), (2) 3/8in female NPT outlet(s), (2) 1/4in female NPT exhaust(s), Cv=1.68, 120 VAC, 4.5VA, 11mm DIN style wiring plug. | Stock | 36 | 37.5
AVS-5313-24D | NITRA solenoid valve, 5-port (4-way), 2-position, single solenoid spring return, (1) 3/8in female NPT inlet(s), (2) 3/8in female NPT outlet(s), (2) 1/4in female NPT exhaust(s), Cv=1.68, 24 VDC, 3.0W, 11mm DIN style wiring plug. | Stock | 36 | 37.5
AVS-5322-120A | NITRA solenoid valve, 5-port (4-way), 2-position, double solenoid, (1) 1/4in female NPT inlet(s), (2) 1/4in female NPT outlet(s), (2) 1/4in female NPT exhaust(s), Cv=1.4, 120 VAC, 4.5VA, 11mm DIN style wiring plug. | Stock | 50 | 52
AVS-5322-24D | NITRA solenoid valve, 5-port (4-way), 2-position, double solenoid, (1) 1/4in female NPT inlet(s), (2) 1/4in female NPT outlet(s), (2) 1/4in female NPT exhaust(s), Cv=1.4, 24 VDC, 3.0W, 11mm DIN style wiring plug. | Stock | 50 | 52
AVS-5323-120A | NITRA solenoid valve, 5-port (4-way), 2-position, double solenoid, (1) 3/8in female NPT inlet(s), (2) 3/8in female NPT outlet(s), (2) 1/4in female NPT exhaust(s), Cv=1.68, 120 VAC, 4.5VA, 11mm DIN style wiring plug. | Stock | 50 | 52
AVS-5323-24D | NITRA solenoid valve, 5-port (4-way), 2-position, double solenoid, (1) 3/8in female NPT inlet(s), (2) 3/8in female NPT outlet(s), (2) 1/4in female NPT exhaust(s), Cv=1.68, 24 VDC, 3.0W, 11mm DIN style wiring plug. | Stock | 50 | 52
AVS-533C2-120A | NITRA solenoid valve, 5-port (4-way), 3-position, center closed, double solenoid, (1) 1/4in female NPT inlet(s), (2) 1/4in female NPT outlet(s), (2) 1/4in female NPT exhaust(s), Cv=1, 120 VAC, 4.5VA, 11mm DIN style wiring plug. | Stock | 94 | 98
AVS-533C2-24D | NITRA solenoid valve, 5-port (4-way), 3-position, center closed, double solenoid, (1) 1/4in female NPT inlet(s), (2) 1/4in female NPT outlet(s), (2) 1/4in female NPT exhaust(s), Cv=1, 24 VDC, 3.0W, 11mm DIN style wiring plug. | Stock | 94 | 98
AVS-533C3-120A | NITRA solenoid valve, 5-port (4-way), 3-position, center closed, double solenoid, (1) 3/8in female NPT inlet(s), (2) 3/8in female NPT outlet(s), (2) 1/4in female NPT exhaust(s), Cv=1, 120 VAC, 4.5VA, 11mm DIN style wiring plug. | Stock | 94 | 98
AVS-533C3-24D | NITRA solenoid valve, 5-port (4-way), 3-position, center closed, double solenoid, (1) 3/8in female NPT inlet(s), (2) 3/8in female NPT outlet(s), (2) 1/4in female NPT exhaust(s), Cv=1, 24 VDC, 3.0W, 11mm DIN style wiring plug. | Stock | 94 | 98
AVS-533E2-120A | NITRA solenoid valve, 5-port (4-way), 3-position, center exhaust, double solenoid, (1) 1/4in female NPT inlet(s), (2) 1/4in female NPT outlet(s), (2) 1/4in female NPT exhaust(s), Cv=1, 120 VAC, 4.5VA, 11mm DIN style wiring plug. | Stock | 94 | 98
AVS-533E2-24D | NITRA solenoid valve, 5-port (4-way), 3-position, center exhaust, double solenoid, (1) 1/4in female NPT inlet(s), (2) 1/4in female NPT outlet(s), (2) 1/4in female NPT exhaust(s), Cv=1, 24 VDC, 3.0W, 11mm DIN style wiring plug. | Stock | 94 | 98
AVS-533E3-120A | NITRA solenoid valve, 5-port (4-way), 3-position, center exhaust, double solenoid, (1) 3/8in female NPT inlet(s), (2) 3/8in female NPT outlet(s), (2) 1/4in female NPT exhaust(s), Cv=1, 120 VAC, 4.5VA, 11mm DIN style wiring plug. | Stock | 94 | 98
AVS-533E3-24D | NITRA solenoid valve, 5-port (4-way), 3-position, center exhaust, double solenoid, (1) 3/8in female NPT inlet(s), (2) 3/8in female NPT outlet(s), (2) 1/4in female NPT exhaust(s), Cv=1, 24 VDC, 3.0W, 11mm DIN style wiring plug. | Stock | 94 | 98
AVS-5343 | NITRA pilot valve, 5-port (4-way), 2-position, single air pilot spring return, (1) 3/8in female NPT inlet(s), (2) 3/8in female NPT outlet(s), (2) 1/4in female NPT exhaust(s), Cv=1.67. | Stock | 28 | 29
AVS-5353 | NITRA pilot valve, 5-port (4-way), 2-position, double air pilot, (1) 3/8in female NPT inlet(s), (2) 3/8in female NPT outlet(s), (2) 1/4in female NPT exhaust(s), Cv=1.67. | Stock | 33.5 | 35
AVS-536C3 | NITRA pilot valve, 5-port (4-way), 3-position, center closed, double air pilot spring return, (1) 3/8in female NPT inlet(s), (2) 3/8in female NPT outlet(s), (2) 1/4in female NPT exhaust(s), Cv=1. | Stock | 43.5 | 45
AVS-5372-HL | NITRA manual valve, 5-port (4-way), 2-position, handle, spring return, 1/4in female NPT inlet(s), 1/4in female NPT outlet(s), 1/4in female NPT exhaust(s), Cv=1.39, panel or surface mount. | Stock | 46 | 48
AVS-537D2-HL | NITRA manual valve, 5-port (4-way), 2-position, handle, detented, 1/4in female NPT inlet(s), 1/4in female NPT outlet(s), Cv=1.39, panel or surface mount. | Stock | 28.5 | 29.5
AVS-537D2-PP | NITRA manual valve, 5-port (4-way), 2-position, knob style actuator, detented, 1/4in female NPT inlet(s), 1/4in female NPT outlet(s), Cv=1.39, optional manifold mount. | Stock | 27 | 28
AVS-538C1-HL | NITRA manual valve, 5-port (4-way), 3-position, center closed, handle, spring return, 1/4in female NPT inlet(s), 1/4in female NPT outlet(s), 1/4in female NPT exhaust(s), Cv=1, panel or surface mount. | Stock | 52 | 54
AVS-538DC1-HL | NITRA manual valve, 5-port (4-way), 3-position, center closed, handle, detented, 1/4in female NPT inlet(s), 1/4in female NPT outlet(s), 1/4in female NPT exhaust(s), Cv=1, panel or surface mount. | Stock | 47 | 49
AVS-538DE1-HL | NITRA manual valve, 5-port (4-way), 3-position, center exhaust, handle, detented, 1/4in female NPT inlet(s), 1/4in female NPT outlet(s), 1/4in female NPT exhaust(s), Cv=1, panel or surface mount. | Stock | 48 | 50
AVS-538E1-HL | NITRA manual valve, 5-port (4-way), 3-position, center exhaust, handle, spring return, 1/4in female NPT inlet(s), 1/4in female NPT outlet(s), 1/4in female NPT exhaust(s), Cv=1, panel or surface mount. | Stock | 52 | 54
AVS-5414-120A | NITRA solenoid valve, 5-port (4-way), 2-position, single solenoid spring return, (1) 1/2in female NPT inlet(s), (2) 1/2in female NPT outlet(s), (2) 1/2in female NPT exhaust(s), Cv=2.79, 120 VAC, 4.5VA, 11mm DIN style wiring plug. | Stock | 54 | 56
AVS-5414-24D | NITRA solenoid valve, 5-port (4-way), 2-position, single solenoid spring return, (1) 1/2in female NPT inlet(s), (2) 1/2in female NPT outlet(s), (2) 1/2in female NPT exhaust(s), Cv=2.79, 24 VDC, 3.0W, 11mm DIN style wiring plug. | Stock | 54 | 56
AVS-5424-120A | NITRA solenoid valve, 5-port (4-way), 2-position, double solenoid, (1) 1/2in female NPT inlet(s), (2) 1/2in female NPT outlet(s), (2) 1/2in female NPT exhaust(s), Cv=2.79, 120 VAC, 4.5VA, 11mm DIN style wiring plug. | Stock | 68 | 71
AVS-5424-24D | NITRA solenoid valve, 5-port (4-way), 2-position, double solenoid, (1) 1/2in female NPT inlet(s), (2) 1/2in female NPT outlet(s), (2) 1/2in female NPT exhaust(s), Cv=2.79, 24 VDC, 3.0W, 11mm DIN style wiring plug. | Stock | 68 | 71
AVS-543C4-120A | NITRA solenoid valve, 5-port (4-way), 3-position, center closed, double solenoid, (1) 1/2in female NPT inlet(s), (2) 1/2in female NPT outlet(s), (2) 1/2in female NPT exhaust(s), Cv=1.68, 120 VAC, 4.5VA, 11mm DIN style wiring plug. | Stock | 94 | 98
AVS-543C4-24D | NITRA solenoid valve, 5-port (4-way), 3-position, center closed, double solenoid, (1) 1/2in female NPT inlet(s), (2) 1/2in female NPT outlet(s), (2) 1/2in female NPT exhaust(s), Cv=1.68, 24 VDC, 3.0W, 11mm DIN style wiring plug. | Stock | 94 | 98
AVS-543E4-120A | NITRA solenoid valve, 5-port (4-way), 3-position, center exhaust, double solenoid, (1) 1/2in female NPT inlet(s), (2) 1/2in female NPT outlet(s), (2) 1/2in female NPT exhaust(s), Cv=1.68, 120 VAC, 4.5VA, 11mm DIN style wiring plug. | Stock | 94 | 98
AVS-543E4-24D | NITRA solenoid valve, 5-port (4-way), 3-position, center exhaust, double solenoid, (1) 1/2in female NPT inlet(s), (2) 1/2in female NPT outlet(s), (2) 1/2in female NPT exhaust(s), Cv=1.68, 24 VDC, 3.0W, 11mm DIN style wiring plug. | Stock | 94 | 98
AVS-5444 | NITRA pilot valve, 5-port (4-way), 2-position, single air pilot spring return, (1) 1/2in female NPT inlet(s), (2) 1/2in female NPT outlet(s), (2) 1/2in female NPT exhaust(s), Cv=2.79. | Stock | 36 | 37.5
AVS-5454 | NITRA pilot valve, 5-port (4-way), 2-position, double air pilot, (1) 1/2in female NPT inlet(s), (2) 1/2in female NPT outlet(s), (2) 1/2in female NPT exhaust(s), Cv=2.79. | Stock | 43.5 | 45
AVS-546C4 | NITRA pilot valve, 5-port (4-way), 3-position, center closed, double air pilot, (1) 1/2in female NPT inlet(s), (2) 1/2in female NPT outlet(s), (2) 1/2in female NPT exhaust(s), Cv=1.68. | Stock | 56 | 58
AW-MAG | AutomationDirect damping magnet, M4.1, barium ferrite, 316L stainless steel coating. For use with magnetic proximity sensors. | Stock | 38.5 | 41.5
AW-MAG-3 | AutomationDirect damping magnet, M3.1, barium ferrite, 316L stainless steel coating. For use with magnetic proximity sensors. | Stock | 35 | 37.5
B040403 | Wiegmann enclosure, NEMA 12/13, 4 x 4 x 3in (HxWxD), wall mount, carbon steel, ANSI 61 gray, powder coat finish, lift-off cover, (1) plated steel clamp. | from vendor up to 0 business day | 54 | 56
B040403CH | Wiegmann enclosure, NEMA 12/13, 4 x 4 x 3in (HxWxD), wall mount, carbon steel, ANSI 61 gray, powder coat finish, single-door, (1) plated steel clamp. | from vendor up to 0 business day | 55 | 56
B040403SC | Wiegmann enclosure, NEMA 12/13, 4 x 4 x 3in (HxWxD), wall mount, carbon steel, ANSI 61 gray, powder coat finish, screw cover. | from vendor up to 0 business day | 75 | 77
B040404 | Wiegmann enclosure, NEMA 12/13, 4 x 4 x 4in (HxWxD), wall mount, carbon steel, ANSI 61 gray, powder coat finish, lift-off cover, (1) plated steel clamp. | from vendor up to 0 business day | 57 | 59
B040404CH | Wiegmann enclosure, NEMA 12/13, 4 x 4 x 4in (HxWxD), wall mount, carbon steel, ANSI 61 gray, powder coat finish, single-door, (1) plated steel clamp. | from vendor up to 0 business day | 57 | 59
B040404SC | Wiegmann enclosure, NEMA 12/13, 4 x 4 x 4in (HxWxD), wall mount, carbon steel, ANSI 61 gray, powder coat finish, screw cover. | Stock | 79 | 81
B060403 | Wiegmann enclosure, NEMA 12/13, 6 x 4 x 3in (HxWxD), wall mount, carbon steel, ANSI 61 gray, powder coat finish, lift-off cover, (1) plated steel clamp. | from vendor up to 0 business day | 61 | 63
B060403CH | Wiegmann enclosure, NEMA 12/13, 6 x 4 x 3in (HxWxD), wall mount, carbon steel, ANSI 61 gray, powder coat finish, single-door, (1) plated steel clamp. | from vendor up to 0 business day | 63 | 65
B060403CHQR | Wiegmann enclosure, NEMA 12/13, 6 x 4 x 3in (HxWxD), wall mount, carbon steel, ANSI 61 gray, powder coat finish, single-door, (1) quick-release latch. | from vendor up to 0 business day | 68 | 70
B060403SC | Wiegmann enclosure, NEMA 12/13, 6 x 4 x 3in (HxWxD), wall mount, carbon steel, ANSI 61 gray, powder coat finish, screw cover. | from vendor up to 0 business day | 86 | 88
B060404 | Wiegmann enclosure, NEMA 12/13, 6 x 4 x 4in (HxWxD), wall mount, carbon steel, ANSI 61 gray, powder coat finish, lift-off cover, (1) plated steel clamp. | from vendor up to 0 business day | 66 | 68
B060404CH | Wiegmann enclosure, NEMA 12/13, 6 x 4 x 4in (HxWxD), wall mount, carbon steel, ANSI 61 gray, powder coat finish, single-door, (1) plated steel clamp. | from vendor up to 0 business day | 67 | 68
B060404SC | Wiegmann enclosure, NEMA 12/13, 6 x 4 x 4in (HxWxD), wall mount, carbon steel, ANSI 61 gray, powder coat finish, screw cover. | from vendor up to 0 business day | 89 | 91
B060604 | Wiegmann enclosure, NEMA 12/13, 6 x 6 x 4in (HxWxD), wall mount, carbon steel, ANSI 61 gray, powder coat finish, lift-off cover, (1) plated steel clamp. | from vendor up to 0 business day | 71 | 73
B060604CH | Wiegmann enclosure, NEMA 12/13, 6 x 6 x 4in (HxWxD), wall mount, carbon steel, ANSI 61 gray, powder coat finish, single-door, (1) plated steel clamp. | from vendor up to 0 business day | 71 | 73
B060604CHQR | Wiegmann enclosure, NEMA 12/13, 6 x 6 x 4in (HxWxD), wall mount, carbon steel, ANSI 61 gray, powder coat finish, single-door, (1) quick-release latch. | from vendor up to 5 business days | 79 | 81
B060604SC | Wiegmann enclosure, NEMA 12/13, 6 x 6 x 4in (HxWxD), wall mount, carbon steel, ANSI 61 gray, powder coat finish, screw cover. | from vendor up to 0 business day | 91 | 93
B080603 | Wiegmann enclosure, NEMA 12/13, 8 x 6 x 3in (HxWxD), wall mount, carbon steel, ANSI 61 gray, powder coat finish, lift-off cover, (2) plated steel clamps. | from vendor up to 0 business day | 76 | 77
B080603CH | Wiegmann enclosure, NEMA 12/13, 8 x 6 x 3in (HxWxD), wall mount, carbon steel, ANSI 61 gray, powder coat finish, single-door, (2) plated steel clamps. | from vendor up to 0 business day | 76 | 78
B080603CHQR | Wiegmann enclosure, NEMA 12/13, 8 x 6 x 3in (HxWxD), wall mount, carbon steel, ANSI 61 gray, powder coat finish, single-door, (2) quick-release latches. | from vendor up to 0 business day | 84 | 86
B080603SC | Wiegmann enclosure, NEMA 12/13, 8 x 6 x 3in (HxWxD), wall mount, carbon steel, ANSI 61 gray, powder coat finish, screw cover. | from vendor up to 0 business day | 92 | 94
B080606 | Wiegmann enclosure, NEMA 12/13, 8 x 6 x 6in (HxWxD), wall mount, carbon steel, ANSI 61 gray, powder coat finish, lift-off cover, (2) plated steel clamps. | Stock | 85 | 87
B080606CH | Wiegmann enclosure, NEMA 12/13, 8 x 6 x 6in (HxWxD), wall mount, carbon steel, ANSI 61 gray, powder coat finish, single-door, (2) plated steel clamps. | from vendor up to 0 business day | 90 | 92
B080606SC | Wiegmann enclosure, NEMA 12/13, 8 x 6 x 6in (HxWxD), wall mount, carbon steel, ANSI 61 gray, powder coat finish, screw cover. | Stock | 101 | 103
B080804 | Wiegmann enclosure, NEMA 12/13, 8 x 8 x 4in (HxWxD), wall mount, carbon steel, ANSI 61 gray, powder coat finish, lift-off cover, (2) plated steel clamps. | from vendor up to 0 business day | 83 | 85
B080804CH | Wiegmann enclosure, NEMA 12/13, 8 x 8 x 4in (HxWxD), wall mount, carbon steel, ANSI 61 gray, powder coat finish, single-door, (2) plated steel clamps. | from vendor up to 0 business day | 86 | 88
B080804SC | Wiegmann enclosure, NEMA 12/13, 8 x 8 x 4in (HxWxD), wall mount, carbon steel, ANSI 61 gray, powder coat finish, screw cover. | from vendor up to 0 business day | 102 | 104
B100804 | Wiegmann enclosure, NEMA 12/13, 10 x 8 x 4in (HxWxD), wall mount, carbon steel, ANSI 61 gray, powder coat finish, lift-off cover, (2) plated steel clamps. | from vendor up to 0 business day | 94 | 96
B100804CH | Wiegmann enclosure, NEMA 12/13, 10 x 8 x 4in (HxWxD), wall mount, carbon steel, ANSI 61 gray, powder coat finish, single-door, (2) plated steel clamps. | from vendor up to 0 business day | 94 | 96
B100804CHQR | Wiegmann enclosure, NEMA 12/13, 10 x 8 x 4in (HxWxD), wall mount, carbon steel, ANSI 61 gray, powder coat finish, single-door, (2) quick-release latches. | from vendor up to 5 business days | 110 | 113
B100804CHS | Wiegmann enclosure, NEMA 12/13, 8 x 10 x 4in (HxWxD), wall mount, carbon steel, ANSI 61 gray, powder coat finish, single-door, (2) plated steel clamps. | Stock | 93 | 96
B100804SC | Wiegmann enclosure, NEMA 12/13, 10 x 8 x 4in (HxWxD), wall mount, carbon steel, ANSI 61 gray, powder coat finish, screw cover. | from vendor up to 0 business day | 102 | 105
B100806 | Wiegmann enclosure, NEMA 12/13, 10 x 8 x 6in (HxWxD), wall mount, carbon steel, ANSI 61 gray, powder coat finish, lift-off cover, (2) plated steel clamps. | Stock | 101 | 104
B100806CH | Wiegmann enclosure, NEMA 12/13, 10 x 8 x 6in (HxWxD), wall mount, carbon steel, ANSI 61 gray, powder coat finish, single-door, (2) plated steel clamps. | from vendor up to 0 business day | 106 | 109
B100806SC | Wiegmann enclosure, NEMA 12/13, 10 x 8 x 6in (HxWxD), wall mount, carbon steel, ANSI 61 gray, powder coat finish, screw cover. | from vendor up to 0 business day | 117 | 120
B101004SC | Wiegmann enclosure, NEMA 12/13, 10 x 10 x 4in (HxWxD), wall mount, carbon steel, ANSI 61 gray, powder coat finish, screw cover. | Stock | 110 | 113
B101006CH | Wiegmann enclosure, NEMA 12/13, 10 x 10 x 6in (HxWxD), wall mount, carbon steel, ANSI 61 gray, powder coat finish, single-door, (2) plated steel clamps. | from vendor up to 0 business day | 117 | 120
B101006SC | Wiegmann enclosure, NEMA 12/13, 10 x 10 x 6in (HxWxD), wall mount, carbon steel, ANSI 61 gray, powder coat finish, screw cover. | Stock | 126 | 129
B120604CH | Wiegmann enclosure, NEMA 12/13, 12 x 6 x 4in (HxWxD), wall mount, carbon steel, ANSI 61 gray, powder coat finish, single-door, (2) plated steel clamps. | Stock | 94 | 96
B121005 | Wiegmann enclosure, NEMA 12/13, 12 x 10 x 5in (HxWxD), wall mount, carbon steel, ANSI 61 gray, powder coat finish, lift-off cover, (2) plated steel clamps. | from vendor up to 0 business day | 120 | 123
B121005CH | Wiegmann enclosure, NEMA 12/13, 12 x 10 x 5in (HxWxD), wall mount, carbon steel, ANSI 61 gray, powder coat finish, single-door, (2) plated steel clamps. | from vendor up to 0 business day | 120 | 123
B121005CHQR | Wiegmann enclosure, NEMA 12/13, 12 x 10 x 5in (HxWxD), wall mount, carbon steel, ANSI 61 gray, powder coat finish, single-door, (2) quick-release latches. | from vendor up to 0 business day | 130 | 133
B121005CHS | Wiegmann enclosure, NEMA 12/13, 10 x 12 x 5in (HxWxD), wall mount, carbon steel, ANSI 61 gray, powder coat finish, single-door, (2) plated steel clamps. | Stock | 119 | 122
B121005SC | Wiegmann enclosure, NEMA 12/13, 12 x 10 x 5in (HxWxD), wall mount, carbon steel, ANSI 61 gray, powder coat finish, screw cover. | from vendor up to 0 business day | 128 | 131
B121008CH | Wiegmann enclosure, NEMA 12/13, 12 x 10 x 8in (HxWxD), wall mount, carbon steel, ANSI 61 gray, powder coat finish, single-door, (2) plated steel clamps. | from vendor up to 0 business day | 146 | 150
B121206 | Wiegmann enclosure, NEMA 12/13, 12 x 12 x 6in (HxWxD), wall mount, carbon steel, ANSI 61 gray, powder coat finish, lift-off cover, (2) plated steel clamps. | from vendor up to 0 business day | 137 | 140
B121206CH | Wiegmann enclosure, NEMA 12/13, 12 x 12 x 6in (HxWxD), wall mount, carbon steel, ANSI 61 gray, powder coat finish, single-door, (2) plated steel clamps. | from vendor up to 0 business day | 140 | 143
B121206SC | Wiegmann enclosure, NEMA 12/13, 12 x 12 x 6in (HxWxD), wall mount, carbon steel, ANSI 61 gray, powder coat finish, screw cover. | Stock | 145 | 148
B140806CH | Wiegmann enclosure, NEMA 12/13, 14 x 8 x 6in (HxWxD), wall mount, carbon steel, ANSI 61 gray, powder coat finish, single-door, (2) plated steel clamps. | Stock | 128 | 132
B141206 | Wiegmann enclosure, NEMA 12/13, 14 x 12 x 6in (HxWxD), wall mount, carbon steel, ANSI 61 gray, powder coat finish, lift-off cover, (2) plated steel clamps. | Stock | 156 | 160
B141206CH | Wiegmann enclosure, NEMA 12/13, 14 x 12 x 6in (HxWxD), wall mount, carbon steel, ANSI 61 gray, powder coat finish, single-door, (2) plated steel clamps. | from vendor up to 0 business day | 152 | 156
B141206CHQR | Wiegmann enclosure, NEMA 12/13, 14 x 12 x 6in (HxWxD), wall mount, carbon steel, ANSI 61 gray, powder coat finish, single-door, (2) quick-release latches. | from vendor up to 0 business day | 164 | 168
B141206CHS | Wiegmann enclosure, NEMA 12/13, 12 x 14 x 6in (HxWxD), wall mount, carbon steel, ANSI 61 gray, powder coat finish, single-door, (2) plated steel clamps. | Stock | 151 | 154
B141206SC | Wiegmann enclosure, NEMA 12/13, 14 x 12 x 6in (HxWxD), wall mount, carbon steel, ANSI 61 gray, powder coat finish, screw cover. | Stock | 162 | 166
B141208CH | Wiegmann enclosure, NEMA 12/13, 14 x 12 x 8in (HxWxD), wall mount, carbon steel, ANSI 61 gray, powder coat finish, single-door, (2) plated steel clamps. | from vendor up to 0 business day | 174 | 178
B161006CH | Wiegmann enclosure, NEMA 12/13, 16 x 10 x 6in (HxWxD), wall mount, carbon steel, ANSI 61 gray, powder coat finish, single-door, (2) plated steel clamps. | from vendor up to 0 business day | 153 | 157
B161406 | Wiegmann enclosure, NEMA 12/13, 16 x 14 x 6in (HxWxD), wall mount, carbon steel, ANSI 61 gray, powder coat finish, lift-off cover, (2) plated steel clamps. | from vendor up to 0 business day | 184 | 188
B161406CH | Wiegmann enclosure, NEMA 12/13, 16 x 14 x 6in (HxWxD), wall mount, carbon steel, ANSI 61 gray, powder coat finish, single-door, (2) plated steel clamps. | from vendor up to 0 business day | 179 | 183
B161406CHQR | Wiegmann enclosure, NEMA 12/13, 16 x 14 x 6in (HxWxD), wall mount, carbon steel, ANSI 61 gray, powder coat finish, single-door, (2) quick-release latches. | from vendor up to 0 business day | 193 | 198
B161406CHS | Wiegmann enclosure, NEMA 12/13, 14 x 16 x 6in (HxWxD), wall mount, carbon steel, ANSI 61 gray, powder coat finish, single-door, (2) plated steel clamps. | Stock | 177 | 182
B161406SC | Wiegmann enclosure, NEMA 12/13, 16 x 14 x 6in (HxWxD), wall mount, carbon steel, ANSI 61 gray, powder coat finish, screw cover. | Stock | 207 | 211
B161408CH | Wiegmann enclosure, NEMA 12/13, 16 x 14 x 8in (HxWxD), wall mount, carbon steel, ANSI 61 gray, powder coat finish, single-door, (2) plated steel clamps. | from vendor up to 0 business day | 199 | 203
B161410CH | Wiegmann enclosure, NEMA 12/13, 16 x 14 x 10in (HxWxD), wall mount, carbon steel, ANSI 61 gray, powder coat finish, single-door, (2) plated steel clamps. | from vendor up to 0 business day | 225 | 231
B201607CH | Wiegmann enclosure, NEMA 12, 20 x 16 x 7in (HxWxD), wall mount, carbon steel, ANSI 61 gray, powder coat finish, single-door, (2) plated steel clamps. | from vendor up to 0 business day | 357 | 365
B201609CH | Wiegmann enclosure, NEMA 12, 20 x 16 x 9in (HxWxD), wall mount, carbon steel, ANSI 61 gray, powder coat finish, single-door, (2) plated steel clamps. | from vendor up to 0 business day | 382 | 392
B202007CH | Wiegmann enclosure, NEMA 12, 20 x 20 x 7in (HxWxD), wall mount, carbon steel, ANSI 61 gray, powder coat finish, single-door, (2) plated steel clamps. | from vendor up to 0 business day | 395 | 405
B202009CH | Wiegmann enclosure, NEMA 12, 20 x 20 x 9in (HxWxD), wall mount, carbon steel, ANSI 61 gray, powder coat finish, single-door, (2) plated steel clamps. | from vendor up to 0 business day | 424 | 434
B22210159-7F1 | Patlite pole adapter, 40mm diameter, off-white, plastic. For use with Patlite LR4 series direct mount signal tower bases. O-ring, binding head tapping screw for pole fixing, and water proof pole O-ring included. | Stock | 16.5 | 17
B242007CH | Wiegmann enclosure, NEMA 12, 24 x 20 x 7in (HxWxD), wall mount, carbon steel, ANSI 61 gray, powder coat finish, single-door, (2) plated steel clamps. | from vendor up to 0 business day | 433 | 444
B242009CH | Wiegmann enclosure, NEMA 12, 24 x 20 x 9in (HxWxD), wall mount, carbon steel, ANSI 61 gray, powder coat finish, single-door, (2) plated steel clamps. | Stock | 464 | 475
B242407CH | Wiegmann enclosure, NEMA 12, 24 x 24 x 7in (HxWxD), wall mount, carbon steel, ANSI 61 gray, powder coat finish, single-door, (2) plated steel clamps. | from vendor up to 0 business day | 477 | 489
B242409CH | Wiegmann enclosure, NEMA 12, 24 x 24 x 9in (HxWxD), wall mount, carbon steel, ANSI 61 gray, powder coat finish, single-door, (2) plated steel clamps. | from vendor up to 0 business day | 512 | 524
B242411CH | Wiegmann enclosure, NEMA 12, 24 x 24 x 11in (HxWxD), wall mount, carbon steel, ANSI 61 gray, powder coat finish, single-door, (2) plated steel clamps. | Stock | 576 | 590
B25110032-F1 | Patlite O-ring, replacement, silicone. For use with MP and MPS series signal towers. | Stock | 6.75 | 7
B25110047-F1 | Patlite water proof O-ring, replacement, silicone. For use with LR4 series signal towers. | Stock | 9.75 | 10
B25110065-F1 | Patlite O-ring, replacement, nitrile rubber. For use with LR4 series signal towers. | Stock | 11 | 11.5
B302007CH | Wiegmann enclosure, NEMA 12, 30 x 20 x 7in (HxWxD), wall mount, carbon steel, ANSI 61 gray, powder coat finish, single-door, (2) plated steel clamps. | from vendor up to 0 business day | 491 | 503
B302009CH | Wiegmann enclosure, NEMA 12, 30 x 20 x 9in (HxWxD), wall mount, carbon steel, ANSI 61 gray, powder coat finish, single-door, (2) plated steel clamps. | Stock | 526 | 539
B302409CH | Wiegmann enclosure, NEMA 12, 30 x 24 x 9in (HxWxD), wall mount, carbon steel, ANSI 61 gray, powder coat finish, single-door, (2) plated steel clamps. | Stock | 581 | 595
B302413CH | Wiegmann enclosure, NEMA 12, 30 x 24 x 13in (HxWxD), wall mount, carbon steel, ANSI 61 gray, powder coat finish, single-door, (2) plated steel clamps. | from vendor up to 0 business day | 617 | 631
B319 | Marathon standard efficiency AC induction motor, fan and blower, 3/4hp, 1-phase, 115/208-230 VAC, 1800rpm, ODP, 56 frame, rolled steel, resilient base with extended studs mount. | Stock | 316 | 329
B32310020-F1 | Patlite cap, replacement, ABS plastic. For use with ME and MES series signal towers. | Stock | 8.75 | 9
B32310025-F1 | Patlite cap, replacement, ABS plastic. For use with MP and MPS series signal towers. | Stock | 8.75 | 9
B32310054-F1 | Patlite head cover, replacement. For use with LKEH series signal towers. | Stock | 16.5 | 17
B32310070-7F1 | Patlite cap, replacement, ABS plastic, off-white. For use with LR4 series signal towers. | Stock | 9.75 | 10
B32310071-7F1 | Patlite head cover, replacement. For use with HSST series manual signal tower station kit. | Stock | 8.25 | 8.5
B352 | Marathon standard efficiency AC induction motor, fan and blower, 2hp, 1-phase, 115/208-230 VAC, 1800rpm, ODP, 56H frame, rolled steel, resilient base with extended studs mount. | Stock | 549 | 571
B362407CH | Wiegmann enclosure, NEMA 12, 36 x 24 x 7in (HxWxD), wall mount, carbon steel, ANSI 61 gray, powder coat finish, single-door, (3) plated steel clamps. | from vendor up to 0 business day | 609 | 624
B362409CH | Wiegmann enclosure, NEMA 12, 36 x 24 x 9in (HxWxD), wall mount, carbon steel, ANSI 61 gray, powder coat finish, single-door, (3) plated steel clamps. | from vendor up to 0 business day | 652 | 668
B362411CH | Wiegmann enclosure, NEMA 12, 36 x 24 x 11in (HxWxD), wall mount, carbon steel, ANSI 61 gray, powder coat finish, single-door, (3) plated steel clamps. | Stock | 695 | 712
B363009CH | Wiegmann enclosure, NEMA 12, 36 x 30 x 9in (HxWxD), wall mount, carbon steel, ANSI 61 gray, powder coat finish, single-door, (3) plated steel clamps. | Stock | 748 | 766
B363013CH | Wiegmann enclosure, NEMA 12, 36 x 30 x 13in (HxWxD), wall mount, carbon steel, ANSI 61 gray, powder coat finish, single-door, (3) plated steel clamps. | Stock | 841 | 861
B4 | Iboco rivet tool, for use with installing R4 rivets. | Stock | 42.5 | 46
B423609CH | Wiegmann enclosure, NEMA 12, 42 x 36 x 9in (HxWxD), wall mount, carbon steel, ANSI 61 gray, powder coat finish, single-door, (3) plated steel clamps. | from vendor up to 0 business day | 976 | 1000
B45110011-F1 | Patlite outer cover, replacement, polycarbonate. For use with LS7 series signal towers. O-ring included. | Stock | 31 | 32
B483611CH | Wiegmann enclosure, NEMA 12, 48 x 36 x 11in (HxWxD), wall mount, carbon steel, ANSI 61 gray, powder coat finish, single-door, (4) plated steel clamps. | from vendor up to 0 business day | 1059 | 1085
B6 | Iboco rivet tool, for use with installing R6 rivets. | Stock | 42.5 | 46
B62910033-1F2 | Patlite 1-tier center screw, for use with LKEH series signal towers. | Stock | 8.25 | 8.5
B62910033-2F2 | Patlite 2-tier center screw, for use with LKEH series signal towers. | Stock | 8.25 | 8.5
B62910033-3F2 | Patlite 3-tier center screw, for use with LKEH series signal towers. | Stock | 10 | 10.5
B62910033-4F2 | Patlite 4-tier center screw, for use with LKEH series signal towers. | Stock | 10 | 10.5
B72100115-3F1 | Patlite LED light element, 25mm diameter, green, permanent light function, 24 VDC, NPN polarity, clear lens. For use with ME and MES series signal towers. | Stock | 31 | 32
B72100115-4F1 | Patlite LED light element, 25mm diameter, blue, permanent light function, 24 VDC, NPN polarity, clear lens. For use with ME and MES series signal towers. | Stock | 31 | 32
B72100115-7F1 | Patlite LED light element, 25mm diameter, clear/white, permanent light function, 24 VDC, NPN polarity, clear lens. For use with ME and MES series signal towers. | Stock | 31 | 32
B72100135-3F1 | Patlite LED light element, 25mm diameter, green, permanent light function, 24 VDC, PNP polarity, clear lens. For use with ME and MES series signal towers. | Stock | 38 | 39.5
B72100135-4F1 | Patlite LED light element, 25mm diameter, blue, permanent light function, 24 VDC, PNP polarity, clear lens. For use with ME and MES series signal towers. | Stock | 38 | 39.5
B72100135-7F1 | Patlite LED light element, 25mm diameter, clear/white, permanent light function, 24 VDC, PNP polarity, clear lens. For use with ME and MES series signal towers. | Stock | 38 | 39.5
B72100151-1F1 | Patlite LED light element, 100mm diameter, red, permanent or flashing (60 fpm +/- 3 fpm) light function, 24 VDC, colored lens. For use with LKEH series signal towers. | Stock | 133 | 138
B72100151-2F1 | Patlite LED light element, 100mm diameter, yellow, permanent or flashing (60 fpm +/- 3 fpm) light function, 24 VDC, colored lens. For use with LKEH series signal towers. | Stock | 133 | 138
B72100151-3F1 | Patlite LED light element, 100mm diameter, green, permanent or flashing (60 fpm +/- 3 fpm) light function, 24 VDC, colored lens. For use with LKEH series signal towers. | Stock | 133 | 138
B72100151-4F1 | Patlite LED light element, 100mm diameter, blue, permanent or flashing (60 fpm +/- 3 fpm) light function, 24 VDC, colored lens. For use with LKEH series signal towers. | Stock | 223 | 232
B72100151-7F1 | Patlite LED light element, 100mm diameter, clear/white, permanent or flashing (60 fpm +/- 3 fpm) light function, 24 VDC, clear lens. For use with LKEH series signal towers. | Stock | 223 | 232
B72100182-1F1 | Patlite LED light element, 30mm diameter, red, permanent light function, 24 VAC/VDC, colored lens. For use with MP and MPS series signal towers. | Stock | 38 | 39.5
B72100182-2F1 | Patlite LED light element, 30mm diameter, yellow, permanent light function, 24 VAC/VDC, colored lens. For use with MP and MPS series signal towers. | Stock | 38 | 39.5
B72100182-3F1 | Patlite LED light element, 30mm diameter, green, permanent light function, 24 VAC/VDC, colored lens. For use with MP and MPS series signal towers. | Stock | 38 | 39.5
B72100182-4F1 | Patlite LED light element, 30mm diameter, blue, permanent light function, 24 VAC/VDC, colored lens. For use with MP and MPS series signal towers. | Stock | 38 | 39.5
B72100182-7F1 | Patlite LED light element, 30mm diameter, clear/white, permanent light function, 24 VAC/VDC, clear lens. For use with MP and MPS series signal towers. | Stock | 38 | 39.5
B72100192-1F1 | Patlite LED light element, 30mm diameter, red, permanent light function, 24 VAC/VDC, clear lens. For use with MP and MPS series signal towers. | Stock | 38 | 39.5
B72100192-2F1 | Patlite LED light element, 30mm diameter, yellow, permanent light function, 24 VAC/VDC, clear lens. For use with MP and MPS series signal towers. | Stock | 38 | 39.5
B72100192-3F1 | Patlite LED light element, 30mm diameter, green, permanent light function, 24 VAC/VDC, clear lens. For use with MP and MPS series signal towers. | Stock | 38 | 39.5
B72100192-4F1 | Patlite LED light element, 30mm diameter, blue, permanent light function, 24 VAC/VDC, clear lens. For use with MP and MPS series signal towers. | Stock | 38 | 39.5
B72100223-1F1 | Patlite LED light element, 25mm diameter, red, permanent light function, 24 VDC, NPN polarity, clear lens. For use with ME and MES series signal towers. | Stock | 31 | 32
B72100223-2F1 | Patlite LED light element, 25mm diameter, yellow, permanent light function, 24 VDC, NPN polarity, clear lens. For use with ME and MES series signal towers. | Stock | 31 | 32
B72100226-1F1 | Patlite LED light element, 25mm diameter, red, permanent light function, 24 VDC, PNP polarity, clear lens. For use with ME and MES series signal towers. | Stock | 38 | 39.5
B72100226-2F1 | Patlite LED light element, 25mm diameter, yellow, permanent light function, 24 VDC, PNP polarity, clear lens. For use with ME and MES series signal towers. | Stock | 38 | 39.5
B82G-2AK-AD3-RMG | Norgren Excelon Plus 82 series air filter-regulator, 1/4in female NPT inlet(s), 1/4in female NPT outlet(s), 4-145 psi range, automatic drain, die-cast zinc bowl, sight gauge. For use with Excelon 82 series components. | Stock | 90
B82G-2AK-AP3-RMG | Norgren Excelon Plus 82 series air filter-regulator, 1/4in female NPT inlet(s), 1/4in female NPT outlet(s), 4-145 psi range, automatic drain, polycarbonate bowl, bowl guard. For use with Excelon 82 series components. | Stock | 79
B82G-2AK-QD3-RMG | Norgren Excelon Plus 82 series air filter-regulator, 1/4in female NPT inlet(s), 1/4in female NPT outlet(s), 4-145 psi range, manual drain, die-cast zinc bowl, sight gauge. For use with Excelon 82 series components. | Stock | 69
B82G-2AK-QP3-RMG | Norgren Excelon Plus 82 series air filter-regulator, 1/4in female NPT inlet(s), 1/4in female NPT outlet(s), 4-145 psi range, manual drain, polycarbonate bowl, bowl guard. For use with Excelon 82 series components. | Stock | 59
B82G-3AK-AD3-RMG | Norgren Excelon Plus 82 series air filter-regulator, 3/8in female NPT inlet(s), 3/8in female NPT outlet(s), 4-145 psi range, automatic drain, die-cast zinc bowl, sight gauge. For use with Excelon 82 series components. | Stock | 90
B82G-3AK-AP3-RMG | Norgren Excelon Plus 82 series air filter-regulator, 3/8in female NPT inlet(s), 3/8in female NPT outlet(s), 4-145 psi range, automatic drain, polycarbonate bowl, bowl guard. For use with Excelon 82 series components. | Stock | 79
B82G-3AK-QD3-RMG | Norgren Excelon Plus 82 series air filter-regulator, 3/8in female NPT inlet(s), 3/8in female NPT outlet(s), 4-145 psi range, manual drain, die-cast zinc bowl, sight gauge. For use with Excelon 82 series components. | Stock | 69
B82G-3AK-QP3-RMG | Norgren Excelon Plus 82 series air filter-regulator, 3/8in female NPT inlet(s), 3/8in female NPT outlet(s), 4-145 psi range, manual drain, polycarbonate bowl, bowl guard. For use with Excelon 82 series components. | Stock | 59
B84G-3AK-AD3-RMG | Norgren Excelon Plus 84 series air filter-regulator, 3/8in female NPT inlet(s), 3/8in female NPT outlet(s), 4-145 psi range, automatic drain, die-cast aluminum bowl, sight gauge. For use with Excelon 84 series components. | Stock | 159
B84G-3AK-AP3-RMG | Norgren Excelon Plus 84 series air filter-regulator, 3/8in female NPT inlet(s), 3/8in female NPT outlet(s), 4-145 psi range, automatic drain, polycarbonate bowl, bowl guard. For use with Excelon 84 series components. | Stock | 132
B84G-3AK-QD3-RMG | Norgren Excelon Plus 84 series air filter-regulator, 3/8in female NPT inlet(s), 3/8in female NPT outlet(s), 4-145 psi range, manual drain, die-cast aluminum bowl, sight gauge. For use with Excelon 84 series components. | Stock | 132
B84G-3AK-QP3-RMG | Norgren Excelon Plus 84 series air filter-regulator, 3/8in female NPT inlet(s), 3/8in female NPT outlet(s), 4-145 psi range, manual drain, polycarbonate bowl, bowl guard. For use with Excelon 84 series components. | Stock | 105
B84G-4AK-AD3-RMG | Norgren Excelon Plus 84 series air filter-regulator, 1/2in female NPT inlet(s), 1/2in female NPT outlet(s), 4-145 psi range, automatic drain, die-cast aluminum bowl, sight gauge. For use with Excelon 84 series components. | Stock | 159
B84G-4AK-AP3-RMG | Norgren Excelon Plus 84 series air filter-regulator, 1/2in female NPT inlet(s), 1/2in female NPT outlet(s), 4-145 psi range, automatic drain, polycarbonate bowl, bowl guard. For use with Excelon 84 series components. | Stock | 132
B84G-4AK-QD3-RMG | Norgren Excelon Plus 84 series air filter-regulator, 1/2in female NPT inlet(s), 1/2in female NPT outlet(s), 4-145 psi range, manual drain, die-cast aluminum bowl, sight gauge. For use with Excelon 84 series components. | Stock | 132
B84G-4AK-QP3-RMG | Norgren Excelon Plus 84 series air filter-regulator, 1/2in female NPT inlet(s), 1/2in female NPT outlet(s), 4-145 psi range, manual drain, polycarbonate bowl, bowl guard. For use with Excelon 84 series components. | Stock | 105
B84G-6AK-AD3-RMG | Norgren Excelon Plus 84 series air filter-regulator, 3/4in female NPT inlet(s), 3/4in female NPT outlet(s), 4-145 psi range, automatic drain, die-cast aluminum bowl, sight gauge. For use with Excelon 84 series components. | Stock | 159
B84G-6AK-AP3-RMG | Norgren Excelon Plus 84 series air filter-regulator, 3/4in female NPT inlet(s), 3/4in female NPT outlet(s), 4-145 psi range, automatic drain, polycarbonate bowl, bowl guard. For use with Excelon 84 series components. | Stock | 132
B84G-6AK-QD3-RMG | Norgren Excelon Plus 84 series air filter-regulator, 3/4in female NPT inlet(s), 3/4in female NPT outlet(s), 4-145 psi range, manual drain, die-cast aluminum bowl, sight gauge. For use with Excelon 84 series components. | Stock | 132
B84G-6AK-QP3-RMG | Norgren Excelon Plus 84 series air filter-regulator, 3/4in female NPT inlet(s), 3/4in female NPT outlet(s), 4-145 psi range, manual drain, polycarbonate bowl, bowl guard. For use with Excelon 84 series components. | Stock | 105
BA-078 | ProSense bayonet adapter, 7/8in bayonet length, 7/16in bayonet outside diameter, 9/32in bayonet inside diameter, 1/8in male NPT process connection. For use with adjustable immersion sensors. | Stock | 1.5
BA-100 | ProSense bayonet adapter, 1in bayonet length, 7/16in bayonet outside diameter, 9/32in bayonet inside diameter, 1/8in male NPT process connection. For use with adjustable immersion sensors. | Stock | 1.5
BA-112 | ProSense bayonet adapter, 1-1/2in bayonet length, 7/16in bayonet outside diameter, 9/32in bayonet inside diameter, 1/8in male NPT process connection. For use with adjustable immersion sensors. | Stock | 2
BA-114 | ProSense bayonet adapter, 1-1/4in bayonet length, 7/16in bayonet outside diameter, 9/32in bayonet inside diameter, 1/8in male NPT process connection. For use with adjustable immersion sensors. | Stock | 2
BA-200 | ProSense bayonet adapter, 2in bayonet length, 7/16in bayonet outside diameter, 9/32in bayonet inside diameter, 1/8in male NPT process connection. For use with adjustable immersion sensors. | Stock | 2.25
BA-212 | ProSense bayonet adapter, 2-1/2in bayonet length, 7/16in bayonet outside diameter, 9/32in bayonet inside diameter, 1/8in male NPT process connection. For use with adjustable immersion sensors. | Stock | 2.5
BA-300 | ProSense bayonet adapter, 3in bayonet length, 7/16in bayonet outside diameter, 9/32in bayonet inside diameter, 1/8in male NPT process connection. For use with adjustable immersion sensors. | Stock | 2.75
BA-312 | ProSense bayonet adapter, 3-1/2in bayonet length, 7/16in bayonet outside diameter, 9/32in bayonet inside diameter, 1/8in male NPT process connection. For use with adjustable immersion sensors. | Stock | 3
BAGESP | Southwire tool bag, 2400 denier ballistic weave nylon, 16 compartments. | Stock | 41 | 42.5
BAHB-1-1N | NITRA threaded fitting, hose barb, brass body, brass threads, (1) 1in hose to (1) 1in male NPT connection(s). Package of 1. | Stock | 12 | 13
BAHB-12-12N | NITRA threaded fitting, hose barb, brass body, brass threads, (1) 1/2in hose to (1) 1/2in male NPT connection(s). Package of 5. | Stock | 17 | 18.5
BAHB-12-14N | NITRA threaded fitting, hose barb, brass body, brass threads, (1) 1/2in hose to (1) 1/4in male NPT connection(s). Package of 5. | Stock | 10.5 | 11.5
BAHB-12-38N | NITRA threaded fitting, hose barb, brass body, brass threads, (1) 1/2in hose to (1) 3/8in male NPT connection(s). Package of 5. | Stock | 11.5 | 12.5
BAHB-1-34N | NITRA threaded fitting, hose barb, brass body, brass threads, (1) 1in hose to (1) 3/4in male NPT connection(s). Package of 1. | Stock | 6.5 | 7
BAHB-14-14N | NITRA threaded fitting, hose barb, brass body, brass threads, (1) 1/4in hose to (1) 1/4in male NPT connection(s). Package of 5. | Stock | 8 | 8.75
BAHB-14-18N | NITRA threaded fitting, hose barb, brass body, brass threads, (1) 1/4in hose to (1) 1/8in male NPT connection(s). Package of 5. | Stock | 6.25 | 6.75
BAHB-14-38N | NITRA threaded fitting, hose barb, brass body, brass threads, (1) 1/4in hose to (1) 3/8in male NPT connection(s). Package of 5. | Stock | 10.5 | 11.5
BAHB-316-14N | NITRA threaded fitting, hose barb, brass body, brass threads, (1) 3/16in hose to (1) 1/4in male NPT connection(s). Package of 5. | Stock | 9.5 | 10.5
BAHB-316-18N | NITRA threaded fitting, hose barb, brass body, brass threads, (1) 3/16in hose to (1) 1/8in male NPT connection(s). Package of 5. | Stock | 9.5 | 10.5
BAHB-34-12N | NITRA threaded fitting, hose barb, brass body, brass threads, (1) 3/4in hose to (1) 1/2in male NPT connection(s). Package of 3. | Stock | 13 | 14
BAHB-34-1N | NITRA threaded fitting, hose barb, brass body, brass threads, (1) 3/4in hose to (1) 1in male NPT connection(s). Package of 3. | Stock | 33 | 36
BAHB-34-34N | NITRA threaded fitting, hose barb, brass body, brass threads, (1) 3/4in hose to (1) 3/4in male NPT connection(s). Package of 3. | Stock | 17 | 18.5
BAHB-38-12N | NITRA threaded fitting, hose barb, brass body, brass threads, (1) 3/8in hose to (1) 1/2in male NPT connection(s). Package of 5. | Stock | 18.5 | 20
BAHB-38-14N | NITRA threaded fitting, hose barb, brass body, brass threads, (1) 3/8in hose to (1) 1/4in male NPT connection(s). Package of 5. | Stock | 8 | 8.75
BAHB-38-38N | NITRA threaded fitting, hose barb, brass body, brass threads, (1) 3/8in hose to (1) 3/8in male NPT connection(s). Package of 5. | Stock | 10.5 | 11.5
BAHB-516-14N | NITRA threaded fitting, hose barb, brass body, brass threads, (1) 5/16in hose to (1) 1/4in male NPT connection(s). Package of 5. | Stock | 7.5 | 8.25
BAHB-516-18N | NITRA threaded fitting, hose barb, brass body, brass threads, (1) 5/16in hose to (1) 1/8in male NPT connection(s). Package of 5. | Stock | 9.25 | 10
BAHB-516-38N | NITRA threaded fitting, hose barb, brass body, brass threads, (1) 5/16in hose to (1) 3/8in male NPT connection(s). Package of 5. | Stock | 17 | 18.5
BAHB-58-12N | NITRA threaded fitting, hose barb, brass body, brass threads, (1) 5/8in hose to (1) 1/2in male NPT connection(s). Package of 3. | Stock | 12 | 13
BAHB-58-34N | NITRA threaded fitting, hose barb, brass body, brass threads, (1) 5/8in hose to (1) 3/4in male NPT connection(s). Package of 3. | Stock | 20 | 22
BAHB-58-38N | NITRA threaded fitting, hose barb, brass body, brass threads, (1) 5/8in hose to (1) 3/8in male NPT connection(s). Package of 3. | Stock | 10.5 | 11.5
BAHBL-1-1N | NITRA threaded fitting, hose barb elbow, brass body, brass threads, (1) 1in hose to (1) 1in male NPT connection(s). Package of 1. | Stock | 42.5 | 46.5
BAHBL-12-12N | NITRA threaded fitting, hose barb elbow, brass body, brass threads, (1) 1/2in hose to (1) 1/2in male NPT connection(s). Package of 5. | Stock | 35.5 | 38.5
BAHBL-12-14N | NITRA threaded fitting, hose barb elbow, brass body, brass threads, (1) 1/2in hose to (1) 1/4in male NPT connection(s). Package of 5. | Stock | 24.5 | 26.5
BAHBL-12-38N | NITRA threaded fitting, hose barb elbow, brass body, brass threads, (1) 1/2in hose to (1) 3/8in male NPT connection(s). Package of 5. | Stock | 41.5 | 45
BAHBL-1-34N | NITRA threaded fitting, hose barb elbow, brass body, brass threads, (1) 1in hose to (1) 3/4in male NPT connection(s). Package of 1. | Stock | 24 | 26
BAHBL-14-14N | NITRA threaded fitting, hose barb elbow, brass body, brass threads, (1) 1/4in hose to (1) 1/4in male NPT connection(s). Package of 5. | Stock | 23 | 25
BAHBL-14-18N | NITRA threaded fitting, hose barb elbow, brass body, brass threads, (1) 1/4in hose to (1) 1/8in male NPT connection(s). Package of 5. | Stock | 18.5 | 20
BAHBL-14-38N | NITRA threaded fitting, hose barb elbow, brass body, brass threads, (1) 1/4in hose to (1) 3/8in male NPT connection(s). Package of 5. | Stock | 39 | 42.5
BAHBL-316-14N | NITRA threaded fitting, hose barb elbow, brass body, brass threads, (1) 3/16in hose to (1) 1/4in male NPT connection(s). Package of 5. | Stock | 23 | 25
BAHBL-316-18N | NITRA threaded fitting, hose barb elbow, brass body, brass threads, (1) 3/16in hose to (1) 1/8in male NPT connection(s). Package of 5. | Stock | 18.5 | 20
BAHBL-34-12N | NITRA threaded fitting, hose barb elbow, brass body, brass threads, (1) 3/4in hose to (1) 1/2in male NPT connection(s). Package of 3. | Stock | 41.5 | 45
BAHBL-34-34N | NITRA threaded fitting, hose barb elbow, brass body, brass threads, (1) 3/4in hose to (1) 3/4in male NPT connection(s). Package of 3. | Stock | 60 | 65
BAHBL-38-14N | NITRA threaded fitting, hose barb elbow, brass body, brass threads, (1) 3/8in hose to (1) 1/4in male NPT connection(s). Package of 5. | Stock | 18.5 | 20
BAHBL-38-38N | NITRA threaded fitting, hose barb elbow, brass body, brass threads, (1) 3/8in hose to (1) 3/8in male NPT connection(s). Package of 5. | Stock | 24 | 26
BAHBL-516-38N | NITRA threaded fitting, hose barb elbow, brass body, brass threads, (1) 5/16in hose to (1) 3/8in male NPT connection(s). Package of 5. | Stock | 42.5 | 46.5
BAHBL-58-12N | NITRA threaded fitting, hose barb elbow, brass body, brass threads, (1) 5/8in hose to (1) 1/2in male NPT connection(s). Package of 3. | Stock | 32.5 | 35.5
BAHBL-58-38N | NITRA threaded fitting, hose barb elbow, brass body, brass threads, (1) 5/8in hose to (1) 3/8in male NPT connection(s). Package of 3. | Stock | 28 | 30.5
BAHM-1 | NITRA barbed fitting, hose mender, brass body, (2) 1in hose connection(s). Package of 3. | Stock | 15 | 16.5
BAHM-12 | NITRA barbed fitting, hose mender, brass body, (2) 1/2in hose connection(s). Package of 5. | Stock | 14 | 15.5
BAHM-14 | NITRA barbed fitting, hose mender, brass body, (2) 1/4in hose connection(s). Package of 5. | Stock | 7.5 | 8.25
BAHM-316 | NITRA barbed fitting, hose mender, brass body, (2) 3/16in hose connection(s). Package of 5. | Stock | 5.75 | 6.25
BAHM-34 | NITRA barbed fitting, hose mender, brass body, (2) 3/4in hose connection(s). Package of 3. | Stock | 12.5 | 13.5
BAHM-38 | NITRA barbed fitting, hose mender, brass body, (2) 3/8in hose connection(s). Package of 5. | Stock | 10.5 | 11.5
BAHM-516 | NITRA barbed fitting, hose mender, brass body, (2) 5/16in hose connection(s). Package of 5. | Stock | 9.5 | 10.5
BAHM-58 | NITRA barbed fitting, hose mender, brass body, (2) 5/8in hose connection(s). Package of 3. | Stock | 10 | 11
BAS.2.406 | SapiSelco cable tie base, square, natural, 1.04 x 1.04in, bi-directional, nylon. Package of 100. | Stock | 2.5
BAS.2MT.507 | SapiSelco cable tie base, square, natural, 0.74 x 0.74in, dual-adhesive, bi-directional, nylon. Package of 100. | Stock | 5.75 | 6
BAS.2MT.508 | SapiSelco cable tie base, square, natural, 1.04 x 1.04in, dual-adhesive, bi-directional, nylon. Package of 100. | Stock | 8 | 8.25
BAS.3.406 | SapiSelco cable tie base, square, black, 1.04 x 1.04in, bi-directional, nylon. Package of 100. | Stock | 2.5
BAS.3MT.507 | SapiSelco cable tie base, square, black, 0.74 x 0.74in, dual-adhesive, bi-directional, nylon. Package of 100. | Stock | 5.75 | 6
BAS.3MT.508 | SapiSelco cable tie base, square, black, 1.04 x 1.04in, dual-adhesive, bi-directional, nylon. Package of 100. | Stock | 8 | 8.25
BB060555W | AttaBox BantamBox series enclosure, NEMA 1/3R/4/4X/12, 65 x 50 x 55mm (HxWxD), polycarbonate, RAL 7035 light gray, screw cover. | Stock | 26 | 30.5
BB080805W | AttaBox BantamBox series enclosure, NEMA 1/3R/4/4X/12, 82 x 80 x 55mm (HxWxD), polycarbonate, RAL 7035 light gray, screw cover, purchase subpanel separately. | Stock | 30.5 | 36
BB080809W | AttaBox BantamBox series enclosure, NEMA 1/3R/4/4X/12, 82 x 80 x 85mm (HxWxD), polycarbonate, RAL 7035 light gray, screw cover, purchase subpanel separately. | Stock | 34.5 | 40.5
BB080810W | AttaBox BantamBox series enclosure, NEMA 1/3R/4/4X/12, 82 x 80 x 95mm (HxWxD), polycarbonate, RAL 7035 light gray, screw cover, purchase subpanel separately. | Stock | 35 | 41
BB090603W | AttaBox BantamBox series enclosure, NEMA 1/3R/4/4X/12, 98 x 64 x 37mm (HxWxD), polycarbonate, RAL 7035 light gray, screw cover. | Stock | 29 | 34.5
BB121211W | AttaBox BantamBox series enclosure, NEMA 1/3R/4/4X/12, 122 x 120 x 105mm (HxWxD), polycarbonate, RAL 7035 light gray, screw cover, purchase subpanel separately. | Stock | 49 | 58
BB121255W | AttaBox BantamBox series enclosure, NEMA 1/3R/4/4X/12, 122 x 120 x 55mm (HxWxD), polycarbonate, RAL 7035 light gray, screw cover, purchase subpanel separately. | Stock | 39 | 46
BB121275W | AttaBox BantamBox series enclosure, NEMA 1/3R/4/4X/12, 122 x 120 x 75mm (HxWxD), polycarbonate, RAL 7035 light gray, screw cover, purchase subpanel separately. | Stock | 42 | 49.5
BB125N-50N | ProSense hex head reducer bushing, brass, 1/2in male NPT to 1/8in female NPT. | Stock | 4.75 | 5
BB128010W | AttaBox BantamBox series enclosure, NEMA 1/3R/4/4X/12, 120 x 80 x 100mm (HxWxD), polycarbonate, RAL 7035 light gray, screw cover, purchase subpanel separately. | Stock | 38.5 | 45.5
BB128055W | AttaBox BantamBox series enclosure, NEMA 1/3R/4/4X/12, 120 x 80 x 55mm (HxWxD), polycarbonate, RAL 7035 light gray, screw cover, purchase subpanel separately. | Stock | 33.5 | 39.5
BB161214W | AttaBox BantamBox series enclosure, NEMA 1/3R/4/4X/12, 160 x 120 x 140mm (HxWxD), polycarbonate, RAL 7035 light gray, screw cover, purchase subpanel separately. | Stock | 64 | 75
BB161255W | AttaBox BantamBox series enclosure, NEMA 1/3R/4/4X/12, 160 x 120 x 55mm (HxWxD), polycarbonate, RAL 7035 light gray, screw cover, purchase subpanel separately. | Stock | 53 | 62
BB161290W | AttaBox BantamBox series enclosure, NEMA 1/3R/4/4X/12, 160 x 120 x 90mm (HxWxD), polycarbonate, RAL 7035 light gray, screw cover, purchase subpanel separately. | Stock | 54 | 64
BB168055W | AttaBox BantamBox series enclosure, NEMA 1/3R/4/4X/12, 160 x 80 x 55mm (HxWxD), polycarbonate, RAL 7035 light gray, screw cover, purchase subpanel separately. | Stock | 40.5 | 48
BB168090W | AttaBox BantamBox series enclosure, NEMA 1/3R/4/4X/12, 160 x 80 x 90mm (HxWxD), polycarbonate, RAL 7035 light gray, screw cover, purchase subpanel separately. | Stock | 44 | 52
BB201275W | AttaBox BantamBox series enclosure, NEMA 1/3R/4/4X/12, 200 x 120 x 75mm (HxWxD), polycarbonate, RAL 7035 light gray, screw cover, purchase subpanel separately. | Stock | 56 | 66
BB201290W | AttaBox BantamBox series enclosure, NEMA 1/3R/4/4X/12, 200 x 120 x 90mm (HxWxD), polycarbonate, RAL 7035 light gray, screw cover, purchase subpanel separately. | Stock | 57 | 67
BB201510W | AttaBox BantamBox series enclosure, NEMA 1/3R/4/4X/12, 200 x 150 x 100mm (HxWxD), polycarbonate, RAL 7035 light gray, screw cover, purchase subpanel separately. | Stock | 65 | 77
BB201513W | AttaBox BantamBox series enclosure, NEMA 1/3R/4/4X/12, 200 x 150 x 125mm (HxWxD), polycarbonate, RAL 7035 light gray, screw cover, purchase subpanel separately. | Stock | 67 | 79
BB251611W | AttaBox BantamBox series enclosure, NEMA 1/3R/4/4X/12, 250 x 160 x 115mm (HxWxD), polycarbonate, RAL 7035 light gray, screw cover, purchase subpanel separately. | Stock | 81 | 95
BB251612W | AttaBox BantamBox series enclosure, NEMA 1/3R/4/4X/12, 250 x 160 x 120mm (HxWxD), polycarbonate, RAL 7035 light gray, screw cover, purchase subpanel separately. | Stock | 82 | 96
BB251615W | AttaBox BantamBox series enclosure, NEMA 1/3R/4/4X/12, 250 x 160 x 150mm (HxWxD), polycarbonate, RAL 7035 light gray, screw cover, purchase subpanel separately. | Stock | 84 | 99
BB251690W | AttaBox BantamBox series enclosure, NEMA 1/3R/4/4X/12, 250 x 160 x 90mm (HxWxD), polycarbonate, RAL 7035 light gray, screw cover, purchase subpanel separately. | Stock | 67 | 79
BBCC060555W | AttaBox BantamBox series enclosure, NEMA 1/3R/4/4X/12, 65 x 50 x 55mm (HxWxD), polycarbonate, RAL 7035 light gray, clear polycarbonate screw cover. | Stock | 26.5 | 31.5
BBCC080805W | AttaBox BantamBox series enclosure, NEMA 1/3R/4/4X/12, 82 x 80 x 55mm (HxWxD), polycarbonate, RAL 7035 light gray, clear polycarbonate screw cover, purchase subpanel separately. | Stock | 32 | 38
BBCC090603W | AttaBox BantamBox series enclosure, NEMA 1/3R/4/4X/12, 98 x 64 x 37mm (HxWxD), polycarbonate, RAL 7035 light gray, clear polycarbonate screw cover. | Stock | 32 | 37.5
BBCC121211W | AttaBox BantamBox series enclosure, NEMA 1/3R/4/4X/12, 122 x 120 x 105mm (HxWxD), polycarbonate, RAL 7035 light gray, clear polycarbonate screw cover, purchase subpanel separately. | Stock | 52 | 61
BBCC121275W | AttaBox BantamBox series enclosure, NEMA 1/3R/4/4X/12, 122 x 120 x 75mm (HxWxD), polycarbonate, RAL 7035 light gray, clear polycarbonate screw cover, purchase subpanel separately. | Stock | 45 | 53
BBCC128055W | AttaBox BantamBox series enclosure, NEMA 1/3R/4/4X/12, 120 x 80 x 55mm (HxWxD), polycarbonate, RAL 7035 light gray, clear polycarbonate screw cover, purchase subpanel separately. | Stock | 35.5 | 42
BBCC161214W | AttaBox BantamBox series enclosure, NEMA 1/3R/4/4X/12, 160 x 120 x 140mm (HxWxD), polycarbonate, RAL 7035 light gray, clear polycarbonate screw cover, purchase subpanel separately. | Stock | 67 | 79
BBCC161255W | AttaBox BantamBox series enclosure, NEMA 1/3R/4/4X/12, 160 x 120 x 55mm (HxWxD), polycarbonate, RAL 7035 light gray, clear polycarbonate screw cover, purchase subpanel separately. | Stock | 55 | 65
BBCC161290W | AttaBox BantamBox series enclosure, NEMA 1/3R/4/4X/12, 160 x 120 x 90mm (HxWxD), polycarbonate, RAL 7035 light gray, clear polycarbonate screw cover, purchase subpanel separately. | Stock | 57 | 67
BBCC168090W | AttaBox BantamBox series enclosure, NEMA 1/3R/4/4X/12, 160 x 80 x 90mm (HxWxD), polycarbonate, RAL 7035 light gray, clear polycarbonate screw cover, purchase subpanel separately. | Stock | 46 | 54
BBCC201275W | AttaBox BantamBox series enclosure, NEMA 1/3R/4/4X/12, 200 x 120 x 75mm (HxWxD), polycarbonate, RAL 7035 light gray, clear polycarbonate screw cover, purchase subpanel separately. | Stock | 59 | 69
BBCC201510W | AttaBox BantamBox series enclosure, NEMA 1/3R/4/4X/12, 200 x 150 x 100mm (HxWxD), polycarbonate, RAL 7035 light gray, clear polycarbonate screw cover, purchase subpanel separately. | Stock | 70 | 82
BBCC201513W | AttaBox BantamBox series enclosure, NEMA 1/3R/4/4X/12, 200 x 150 x 125mm (HxWxD), polycarbonate, RAL 7035 light gray, clear polycarbonate screw cover, purchase subpanel separately. | Stock | 73 | 86
BBCC251612W | AttaBox BantamBox series enclosure, NEMA 1/3R/4/4X/12, 250 x 160 x 120mm (HxWxD), polycarbonate, RAL 7035 light gray, clear polycarbonate screw cover, purchase subpanel separately. | Stock | 87 | 102
BBCC251615W | AttaBox BantamBox series enclosure, NEMA 1/3R/4/4X/12, 250 x 160 x 150mm (HxWxD), polycarbonate, RAL 7035 light gray, clear polycarbonate screw cover, purchase subpanel separately. | Stock | 89 | 105
BBEV-EC-3 | Eaton end cap, package of 10. For use with Eaton BBUL series 2-phase and 3-phase busbars. | Stock | 16.75 | 17.5
BBEV-EC-3-2 | Eaton end cap, package of 2. For use with Eaton BBUL series 2-phase and 3-phase busbars. | Stock | 4.5 | 4.75
BBIP-5 | Eaton safety cover, package of 10. For use with up to (5) unused pins on Eaton BBUL series busbars. | Stock | 53 | 55
BBIP-5-5 | Eaton safety cover, package of 5. For use with up to (5) unused pins on Eaton BBUL series busbars. | Stock | 33 | 34.5
BBKT-3 | NITRA mounting bracket, for use with BFR-3 and BR-3 series air prep components. | Stock | 7 | 7.25
BBR128080W | AttaBox BantamBox series enclosure, NEMA 1/3R/4/4X/12, 120 x 80 x 80mm (HxWxD), polycarbonate, RAL 7035 light gray, screw cover, purchase subpanel separately. | Stock | 36.5 | 43
BBUL25-1P-1M57-SP | Eaton busbar, 100A, 480 VAC, cut to length permitted, connects up to (57) 1-pole Eaton FAZ series supplementary protectors without auxiliary components. | Stock | 45.5 | 47.5
BBUL25-2P-2M56-SP | Eaton busbar, 100A, 480 VAC, cut to length permitted, connects up to (28) 2-pole Eaton FAZ series supplementary protectors without auxiliary components. | Stock | 85 | 88
BBUL25-3P-3M57-SP | Eaton busbar, 100A, 480 VAC, cut to length permitted, connects up to (19) 3-pole Eaton FAZ series supplementary protectors without auxiliary components. | Stock | 128 | 133
BBUL-EC-1 | Eaton end cap, package of 10. For use with Eaton BBUL series 1-phase busbars. | Stock | 12.25 | 12.5
BBUL-EC-1-2 | Eaton end cap, package of 2. For use with Eaton BBUL series 1-phase busbars. | Stock | 4.75 | 5
BBUL-TEP-35-1 | Eaton box type wiring lug, 115A, 1000 VAC/VDC, 1 openings, #10 AWG-1/0 copper only. For use with BBUL series 2-phase and 3-phase busbars. | Stock | 14.75 | 15.5
BBUL-TEP-35-3 | Eaton box type wiring lug, 115A, 1000 VAC/VDC, 1 openings, #10 AWG-1/0 copper only. Package of 3. For use with BBUL series 2-phase and 3-phase busbars. | Stock | 41.5 | 43
BBUL-TEPA-35-1 | Eaton box type wiring lug, 115A, 1000 VAC/VDC, 1 openings, #10 AWG-1/0 copper only. For use with BBUL series 1-phase busbars. | Stock | 14.75 | 15.5
BBUL-TEPA-35-3 | Eaton box type wiring lug, 115A, 1000 VAC/VDC, 1 openings, #10 AWG-1/0 copper only. Package of 3. For use with BBUL series 1-phase busbars. | Stock | 41.5 | 43
BCCMM603-3PQ | Bussmann modular combination fuse block, accepts (1) Class Midget and (2) Class CC fuses, 30A, 600V, 3-pole, 18-10 AWG copper only, pressure plate with quick-connect terminals, 35mm DIN rail or panel mount. Package of 5. | Stock | 92 | 96
BCF14-125N | ProSense compression fitting, brass, 1/8in male NPT process connection. For use with 1/4in outside diameter temperature probes. Brass ferrule included. | Stock | 2.75
BCF14-25N | ProSense compression fitting, brass, 1/4in male NPT process connection. For use with 1/4in outside diameter temperature probes. Brass ferrule included. | Stock | 3.25 | 3.5
BCF14-50N | ProSense compression fitting, brass, 1/2in male NPT process connection. For use with 1/4in outside diameter temperature probes. Brass ferrule included. | Stock | 4.75 | 5
BCF18-125N | ProSense compression fitting, brass, 1/8in male NPT process connection. For use with 1/8in outside diameter temperature probes. Brass ferrule included. | Stock | 2.75
BCF18-25N | ProSense compression fitting, brass, 1/4in male NPT process connection. For use with 1/8in outside diameter temperature probes. Brass ferrule included. | Stock | 3.25 | 3.5
BCF18-50N | ProSense compression fitting, brass, 1/2in male NPT process connection. For use with 1/8in outside diameter temperature probes. Brass ferrule included. | Stock | 4.75 | 5
BCM603-1PQ | Bussmann modular fuse block, accepts CC fuses, 30A, 600V, 1-pole, 18-10 AWG copper only, pressure plate with quick-connect terminals, 35mm DIN rail or panel mount. Package of 15. | Stock | 132 | 137
BCM603-1PQ-1 | Bussmann modular fuse block, accepts CC fuses, 30A, 600V, 1-pole, 18-10 AWG copper only, pressure plate with quick-connect terminals, 35mm DIN rail or panel mount. | Stock | 9.75 | 10
BCM603-2PQ | Bussmann modular fuse block, accepts CC fuses, 30A, 600V, 2-pole, 18-10 AWG copper only, pressure plate with quick-connect terminals, 35mm DIN rail or panel mount. Package of 5. | Stock | 67 | 70
BCM603-3PQ | Bussmann modular fuse block, accepts CC fuses, 30A, 600V, 3-pole, 18-10 AWG copper only, pressure plate with quick-connect terminals, 35mm DIN rail or panel mount. Package of 5. | Stock | 86 | 89
BD-24AE-J | Patlite audible alarm, electronic sound, 90 dB at 1m, (32) selectable tone(s), 12-24 VDC, panel or surface mount, ABS plastic housing, light gray, IP54. | Stock | 111 | 115
BD-24AE-K | Patlite audible alarm, electronic sound, 90 dB at 1m, (32) selectable tone(s), 12-24 VDC, panel or surface mount, ABS plastic housing, dark gray, IP54. | Stock | 111 | 115
BDN4XN1 | Hammond pressure compensation plug, glass-filled nylon, pressure compensation and moisture drainage. Nitrile o-ring and brass fixing nut included. | Stock | 43.5 | 48
BDS100U | Bryant bus drop support grip, single-eye, accepts cable diameter size 1 to 1.25in, galvanized steel mesh, 9-1/2in length, eye length 9in, indoor applications only. For use with safety springs S40 or S80 to further reduce tension. | Stock | 15.25 | 16.5
BDS24U | Bryant bus drop support grip, single-eye, accepts cable diameter size 0.24 to 0.32in, galvanized steel mesh, 3-1/2in length, eye length 3in, indoor applications only. For use with safety springs S40 or S80 to further reduce tension. | Stock | 9.75 | 10.5
BDS32U | Bryant bus drop support grip, single-eye, accepts cable diameter size 0.32 to 0.43in, galvanized steel mesh, 4in length, eye length 4in, indoor applications only. For use with safety springs S40 or S80 to further reduce tension. | Stock | 9.75 | 10.5
BDS43U | Bus drop support grip, single-eye, accepts cable diameter size 0.43 to 0.56in, galvanized steel mesh, 4-3/4in length, eye length 6in, indoor applications only. For use with safety springs S40 or S80 to further reduce tension. | Stock | 12 | 13
BDS56U | Bryant bus drop support grip, single-eye, accepts cable diameter size 0.56 to 0.73in, galvanized steel mesh, 6in length, eye length 7in, indoor applications only. For use with safety springs S40 or S80 to further reduce tension. | Stock | 13.5 | 14.5
BDS73U | Bryant bus drop support grip, single-eye, accepts cable diameter size 0.73 to 0.85in, galvanized steel mesh, 6-3/4in length, eye length 7in, indoor applications only. For use with safety springs S40 or S80 to further reduce tension. | Stock | 14 | 15.5
BDS85U | Bryant bus drop support grip, single-eye, accepts cable diameter size 0.85 to 1in, galvanized steel mesh, 8in length, eye length 8in, indoor applications only. For use with safety springs S40 or S80 to further reduce tension. | Stock | 14.75 | 16
BDSR125 | Dust-tight strain relief cord grip, accepts cable diameter size 1.25 to 1.5in, 1-1/2in NPT male thread fitting, galvanized steel mesh, 11-3/4in length, indoor applications only. Steel locknut and insulating bushing included. | Stock | 34.25 | 37.5
BDSR150 | Dust-tight strain relief cord grip, accepts cable diameter size 1.5 to 1.7in, 2in NPT male thread fitting, galvanized steel mesh, 13-1/4in length, indoor applications only. Steel locknut and insulating bushing included. | Stock | 42.75 | 46.5
BDSR32 | Bryant dust-tight strain relief cord grip, accepts cable diameter size 0.32 to 0.43in, 1/2in NPS male thread fitting, galvanized steel mesh, 3-3/4in length, indoor applications only. Steel locknut and insulating bushing included. | Stock | 12.25 | 13.5
BDSR43 | Bryant dust-tight strain relief cord grip, accepts cable diameter size 0.43 to 0.54in, 1/2in NPS male thread fitting, galvanized steel mesh, 4-3/4in length, indoor applications only. Steel locknut and insulating bushing included. | Stock | 12.25 | 13.5
BDSR54 | Bryant dust-tight strain relief cord grip, accepts cable diameter size 0.54 to 0.73in, 3/4in NPS male thread fitting, galvanized steel mesh, 6-1/2in length, indoor applications only. Steel locknut and insulating bushing included. | Stock | 15.25 | 16.5
BDSR73 | Bryant dust-tight strain relief cord grip, accepts cable diameter size 0.73 to 0.97in, 1in NPS male thread fitting, galvanized steel mesh, 7in length, indoor applications only. Steel locknut and insulating bushing included. | Stock | 18.25 | 20
BDSR97 | Dust-tight strain relief cord grip, accepts cable diameter size 0.97 to 1.25in, 1-1/4in NPS male thread fitting, galvanized steel mesh, 9in length, indoor applications only. Steel locknut and insulating bushing included. | Stock | 22 | 24
BDV08012CY | ODE solenoid coil, 12 VDC, 11W, 18mm DIN style wiring plug. | Stock | 28 | 33.5
BDV08024CY | ODE solenoid coil, 24 VDC, 11W, 18mm DIN style wiring plug. | Stock | 28 | 33.5
BDV08024DY | ODE solenoid coil, 24 VAC 50/60 Hz, 17 VA, 18mm DIN style wiring plug. | Stock | 28 | 33.5
BDV08110AY | ODE solenoid coil, 120 VAC (60Hz)/110 VAC (50Hz), 15 VA, 18mm DIN style wiring plug. | Stock | 28 | 33.5
BDV08230AY | ODE solenoid coil, 240 VAC (60Hz)/230 VAC (50Hz), 16 VA, 18mm DIN style wiring plug. | Stock | 28 | 33.5
BF27-2D | WEG Electric 35mm DIN rail/panel mount adapter, for use with RW27-2D series thermal overload relays. | Stock | 8 | 8.5
BF67-5D | WEG Electric 35mm DIN rail/panel mount adapter, for use with RW67-5D series thermal overload relays. | Stock | 14 | 15
BFB-04 | WEG Electric field installable auxiliary contact, front mount, (4) N.C. contact(s), 10A @ 600 VAC/1A @ 300 VDC, screw terminal. For use with CWB9 to CWB80 series contactors. | Stock | 12 | 12.5
BFB-11 | WEG Electric field installable auxiliary contact, front mount, (1) N.O./(1) N.C. contact(s), 10A @ 600 VAC/1A @ 300 VDC, screw terminal. For use with CWB9 to CWB80 series contactors. | Stock | 7.5 | 8
BFB-20 | WEG Electric field installable auxiliary contact, front mount, (2) N.O. contact(s), 10A @ 600 VAC/1A @ 300 VDC, screw terminal. For use with CWB9 to CWB80 series contactors. | Stock | 7.75 | 8.25
BFB-22 | WEG Electric field installable auxiliary contact, front mount, (2) N.O./(2) N.C. contact(s), 10A @ 600 VAC/1A @ 300 VDC, screw terminal. For use with CWB9 to CWB80 series contactors. | Stock | 12 | 12.5
BFB-40 | WEG Electric field installable auxiliary contact, front mount, (4) N.O. contact(s), 10A @ 600 VAC/1A @ 300 VDC, screw terminal. For use with CWB9 to CWB80 series contactors. | Stock | 12 | 12.5
BFC0-02 | WEG Electric auxiliary contact, front mount, (2) N.C. contact(s), 10A @ 240 VAC. For use with any 3-pole CWC07 through CWC016 series miniature contactor. | Stock | 4.75 | 5
BFC0-04 | WEG Electric auxiliary contact, front mount, (4) N.C. contact(s), 10A @ 240 VAC. For use with any 3-pole CWC07 through CWC016 series miniature contactor with standard consumption AC or DC coils. | Stock | 7.75 | 8.25
BFC0-11 | WEG Electric auxiliary contact, front mount, (1) N.O./(1) N.C. contact(s), 10A @ 240 VAC. For use with any 3-pole CWC07 through CWC016 series miniature contactor. | Stock | 4.75 | 5
BFC0-13 | WEG Electric auxiliary contact, front mount, (1) N.O./(3) N.C. contact(s), 10A @ 240 VAC. For use with any 3-pole CWC07 through CWC016 series miniature contactor with standard consumption AC or DC coils. | Stock | 7.5 | 8
BFC0-20 | WEG Electric auxiliary contact, front mount, (2) N.O. contact(s), 10A @ 240 VAC. For use with any 3-pole CWC07 through CWC016 series miniature contactor. | Stock | 4.75 | 5
BFC0-22 | WEG Electric auxiliary contact, front mount, (2) N.O./(2) N.C. contact(s), 10A @ 240 VAC. For use with any 3-pole CWC07 through CWC016 series miniature contactor with standard consumption AC or DC coils. | Stock | 7.5 | 8
BFC025-02 | WEG Electric auxiliary contact, front mount, (2) N.C. contact(s), 10A @ 240 VAC. For use with any 3-pole CWC025 series miniature contactor. | Stock | 4.75 | 5
BFC025-11 | WEG Electric auxiliary contact, front mount, (1) N.O./(1) N.C. contact(s), 10A @ 240 VAC. For use with any 3-pole CWC025 series miniature contactor. | Stock | 4.75 | 5
BFC025-20 | WEG Electric auxiliary contact, front mount, (2) N.O. contact(s), 10A @ 240 VAC. For use with any 3-pole CWC025 series miniature contactor. | Stock | 4.75 | 5
BFC0-31 | WEG Electric auxiliary contact, front mount, (3) N.O./(1) N.C. contact(s), 10A @ 240 VAC. For use with any 3-pole CWC07 through CWC016 series miniature contactor with standard consumption AC or DC coils. | Stock | 7.5 | 8
BFC0-40 | WEG Electric auxiliary contact, front mount, (4) N.O. contact(s), 10A @ 240 VAC. For use with any 3-pole CWC07 through CWC016 series miniature contactor with standard consumption AC or DC coils. | Stock | 7.5 | 8
BFC4-02 | WEG Electric auxiliary contact, front mount, (2) N.C. contact(s), 10A @ 240 VAC. For use with any 4-pole CWC07 through CWC016 series miniature contactor. | Stock | 4.75 | 5
BFC4-04 | WEG Electric auxiliary contact, front mount, (4) N.C. contact(s), 10A @ 240 VAC. For use with any 4-pole CWC07 through CWC016 series miniature contactor with standard consumption AC or DC coils. | Stock | 7.5 | 8
BFC4-11 | WEG Electric auxiliary contact, front mount, (1) N.O./(1) N.C. contact(s), 10A @ 240 VAC. For use with any 4-pole CWC07 through CWC016 series miniature contactor. | Stock | 4.75 | 5
BFC4-13 | WEG Electric auxiliary contact, front mount, (1) N.O./(3) N.C. contact(s), 10A @ 240 VAC. For use with any 4-pole CWC07 through CWC016 series miniature contactor with standard consumption AC or DC coils. | Stock | 7.5 | 8
BFC4-20 | WEG Electric auxiliary contact, front mount, (2) N.O. contact(s), 10A @ 240 VAC. For use with any 4-pole CWC07 through CWC016 series miniature contactor. | Stock | 4.75 | 5
BFC4-22 | WEG Electric auxiliary contact, front mount, (2) N.O./(2) N.C. contact(s), 10A @ 240 VAC. For use with any 4-pole CWC07 through CWC016 series miniature contactor with standard consumption AC or DC coils. | Stock | 7.5 | 8
BFC4-31 | WEG Electric auxiliary contact, front mount, (3) N.O./(1) N.C. contact(s), 10A @ 240 VAC. For use with any 4-pole CWC07 through CWC016 series miniature contactor with standard consumption AC or DC coils. | Stock | 7.5 | 8
BFC4-40 | WEG Electric auxiliary contact, front mount, (4) N.O. contact(s), 10A @ 240 VAC. For use with any 4-pole CWC07 through CWC016 series miniature contactor with standard consumption AC or DC coils. | Stock | 7.5 | 8
BFE-31 | NITRA particulate filter element, replacement, 5 micron particles, polyethylene. For use with BFR-32 series filter regulators. | Stock | 11 | 11.5
BFE-33 | NITRA particulate filter element, replacement, 40 micron particles, polyethylene. For use with BFR-32 series filter regulators. | Stock | 11 | 11.5
BFE-41 | NITRA particulate filter element, replacement, 5 micron particles, polyethylene. For use with BFR-34 series filter regulators. | Stock | 11 | 11.5
BFE-43 | NITRA particulate filter element, replacement, 40 micron particles, polyethylene. For use with BFR-34 series filter regulators. | Stock | 11 | 11.5
BFFC-12N | NITRA pneumatic threaded fitting, straight, brass body, 1/2in female NPT to 1/2in female NPT. Package of 2. | Stock | 8.5 | 9.25
BFFC-12N-14N | NITRA pneumatic threaded fitting, straight, brass body, 1/2in female NPT to 1/4in female NPT. Package of 2. | Stock | 7.25 | 8
BFFC-12N-38N | NITRA pneumatic threaded fitting, straight, brass body, 1/2in female NPT to 3/8in female NPT. Package of 2. | Stock | 6 | 6.5
BFFC-14N | NITRA pneumatic threaded fitting, straight, brass body, 1/4in female NPT to 1/4in female NPT. Package of 5. | Stock | 10 | 11
BFFC-14N-18N | NITRA pneumatic threaded fitting, straight, brass body, 1/4in female NPT to 1/8in female NPT. Package of 5. | Stock | 8 | 8.75
BFFC-18N | NITRA pneumatic threaded fitting, straight, brass body, 1/8in female NPT to 1/8in female NPT. Package of 5. | Stock | 4.75 | 5.25
BFFC-38N | NITRA pneumatic threaded fitting, straight, brass body, 3/8in female NPT to 3/8in female NPT. Package of 5. | Stock | 12.5 | 13.5
BFFC-38N-14N | NITRA pneumatic threaded fitting, straight, brass body, 3/8in female NPT to 1/4in female NPT. Package of 5. | Stock | 12.5 | 13.5
BFFE-14N | NITRA pneumatic threaded fitting, elbow, brass body, 1/4in female NPT to 1/4in female NPT. Package of 2. | Stock | 5.75 | 6.25
BFFE-18N | NITRA pneumatic threaded fitting, elbow, brass body, 1/8in female NPT to 1/8in female NPT. Package of 2. | Stock | 4 | 4.25
BFFE-38N | NITRA pneumatic threaded fitting, elbow, brass body, 3/8in female NPT to 3/8in female NPT. Package of 2. | Stock | 8.5 | 9.25
BFFT-12N | NITRA pneumatic threaded fitting, tee, brass body, (3) 1/2in female NPT. Package of 2. | Stock | 19.5 | 21.5
BFFT-14N | NITRA pneumatic threaded fitting, tee, brass body, (3) 1/4in female NPT. Package of 2. | Stock | 9 | 9.75
BFFT-18N | NITRA pneumatic threaded fitting, tee, brass body, (3) 1/8in female NPT. Package of 2. | Stock | 5 | 5.5
BFFT-38N | NITRA pneumatic threaded fitting, tee, brass body, (3) 3/8in female NPT. Package of 2. | Stock | 10.5 | 11.5
BFHB-12N-14N | NITRA pneumatic threaded fitting, hex bushing, brass body, 1/2in male NPT to 1/4in female NPT. Package of 2. | Stock | 4.5 | 5
BFHB-12N-18N | NITRA pneumatic threaded fitting, hex bushing, brass body, 1/2in male NPT to 1/8in female NPT. Package of 2. | Stock | 5 | 5.5
BFHB-12N-38N | NITRA pneumatic threaded fitting, hex bushing, brass body, 1/2in male NPT to 3/8in female NPT. Package of 2. | Stock | 4.5 | 5
BFHB-14N-18N | NITRA pneumatic threaded fitting, hex bushing, brass body, 1/4in male NPT to 1/8in female NPT. Package of 5. | Stock | 4.75 | 5.25
BFHB-38N-14N | NITRA pneumatic threaded fitting, hex bushing, brass body, 3/8in male NPT to 1/4in female NPT. Package of 5. | Stock | 7.25 | 8
BFHB-38N-18N | NITRA pneumatic threaded fitting, hex bushing, brass body, 3/8in male NPT to 1/8in female NPT. Package of 5. | Stock | 7.25 | 8
BFHHP-12N | NITRA pneumatic threaded fitting, hex head plug, brass body, 1/2in male NPT. Package of 5. | Stock | 9.75 | 10.5
BFHHP-14N | NITRA pneumatic threaded fitting, hex head plug, brass body, 1/4in male NPT. Package of 5. | Stock | 4.5 | 5
BFHHP-18N | NITRA pneumatic threaded fitting, hex head plug, brass body, 1/8in male NPT. Package of 5. | Stock | 3 | 3.25
BFHHP-38N | NITRA pneumatic threaded fitting, hex head plug, brass body, 3/8in male NPT. Package of 5. | Stock | 7 | 7.75
BFMC-12N | NITRA pneumatic threaded fitting, straight, brass body, 1/2in male NPT to 1/2in male NPT. Package of 2. | Stock | 6.5 | 7
BFMC-12N-14N | NITRA pneumatic threaded fitting, straight, brass body, 1/2in male NPT to 1/4in male NPT. Package of 2. | Stock | 5.75 | 6.25
BFMC-12N-38N | NITRA pneumatic threaded fitting, straight, brass body, 1/2in male NPT to 3/8in male NPT. Package of 2. | Stock | 5.75 | 6.25
BFMC-14N | NITRA pneumatic threaded fitting, straight, brass body, 1/4in male NPT to 1/4in male NPT. Package of 5. | Stock | 6.5 | 7
BFMC-14N-18N | NITRA pneumatic threaded fitting, straight, brass body, 1/4in male NPT to 1/8in male NPT. Package of 5. | Stock | 6.25 | 6.75
BFMC-18N | NITRA pneumatic threaded fitting, straight, brass body, 1/8in male NPT to 1/8in male NPT. Package of 5. | Stock | 4.25 | 4.75
BFMC-38N | NITRA pneumatic threaded fitting, straight, brass body, 3/8in male NPT to 3/8in male NPT. Package of 5. | Stock | 10.5 | 11.5
BFMC-38N-14N | NITRA pneumatic threaded fitting, straight, brass body, 3/8in male NPT to 1/4in male NPT. Package of 5. | Stock | 9.25 | 10
BFMC-38N-18N | NITRA pneumatic threaded fitting, straight, brass body, 3/8in male NPT to 1/8in male NPT. Package of 5. | Stock | 8.5 | 9.25
BFMFR-12N-38N | NITRA pneumatic threaded fitting, straight, brass body, 3/8in male NPT to 1/2in female NPT. Package of 2. | Stock | 8 | 8.75
BFMFR-14N-18N | NITRA pneumatic threaded fitting, straight, brass body, 1/8in male NPT to 1/4in female NPT. Package of 5. | Stock | 9.25 | 10
BFMFR-38N-14N | NITRA pneumatic threaded fitting, straight, brass body, 1/4in male NPT to 3/8in female NPT. Package of 5. | Stock | 10 | 11
BFMFR-38N-18N | NITRA pneumatic threaded fitting, straight, brass body, 1/8in male NPT to 3/8in female NPT. Package of 5. | Stock | 9.25 | 10
BFMT-14N | NITRA pneumatic threaded fitting, tee, brass body, (1) 1/4in male NPT to (2) 1/4in female NPT. Package of 2. | Stock | 7.25 | 8
BFMT-18N | NITRA pneumatic threaded fitting, tee, brass body, (1) 1/8in male NPT to (2) 1/8in female NPT. Package of 2. | Stock | 4.75 | 5.25
BFMT-38N | NITRA pneumatic threaded fitting, tee, brass body, (1) 3/8in male NPT to (2) 3/8in female NPT. Package of 2. | Stock | 10 | 11
BFR-3231 | NITRA pneumatic filter-regulator, 1/4in female NPT inlet(s), 1/4in female NPT outlet(s), 0-30 psi adjustable range, manual drain, die-cast aluminum bowl, sight gauge. | Stock | 46.5 | 48.5
BFR-3232 | NITRA pneumatic filter-regulator, 1/4in female NPT inlet(s), 1/4in female NPT outlet(s), 0-60 psi adjustable range, manual drain, die-cast aluminum bowl, sight gauge. | Stock | 46.5 | 48.5
BFR-3233 | NITRA pneumatic filter-regulator, 1/4in female NPT inlet(s), 1/4in female NPT outlet(s), 0-120 psi adjustable range, manual drain, die-cast aluminum bowl, sight gauge. | Stock | 46.5 | 48.5
BFR-3431 | NITRA pneumatic filter-regulator, 1/2in female NPT inlet(s), 1/2in female NPT outlet(s), 0-30 psi adjustable range, manual drain, die-cast aluminum bowl, sight gauge. | Stock | 98 | 102
BFR-3432 | NITRA pneumatic filter-regulator, 1/2in female NPT inlet(s), 1/2in female NPT outlet(s), 0-60 psi adjustable range, manual drain, die-cast aluminum bowl, sight gauge. | Stock | 98 | 102
BFR-3433 | NITRA pneumatic filter-regulator, 1/2in female NPT inlet(s), 1/2in female NPT outlet(s), 0-120 psi adjustable range, manual drain, die-cast aluminum bowl, sight gauge. | Stock | 98 | 102
BFRHP-12N | NITRA pneumatic threaded fitting, recessed hex plug, brass body, 1/2in male NPT. Package of 5. | Stock | 9.25 | 10
BFRHP-14N | NITRA pneumatic threaded fitting, recessed hex plug, brass body, 1/4in male NPT. Package of 5. | Stock | 3.25 | 3.5
BFRHP-38N | NITRA pneumatic threaded fitting, recessed hex plug, brass body, 3/8in male NPT. Package of 5. | Stock | 4.5 | 5
BFSE-12N | NITRA pneumatic threaded fitting, street elbow, brass body, 1/2in female NPT to 1/2 male NPT. Package of 2. | Stock | 14 | 15.5
BFSE-14N | NITRA pneumatic threaded fitting, street elbow, brass body, 1/4in female NPT to 1/4 male NPT. Package of 2. | Stock | 4.25 | 4.75
BFSE-18N | NITRA pneumatic threaded fitting, street elbow, brass body, 1/8in female NPT to 1/8 male NPT. Package of 2. | Stock | 2.25 | 2.5
BFSE-38N | NITRA pneumatic threaded fitting, street elbow, brass body, 3/8in female NPT to 3/8 male NPT. Package of 2. | Stock | 6.5 | 7
BG5925-22-910-24 | Dold safety relay, safety mat/edges, 2-channel, 24 VDC, (2) N.O. safety output(s), (1) N.C. monitoring output(s), fixed screw terminals. | Stock | 141 | 147
BG5933-22-61-24 | Dold safety relay, two-hand control, 2-channel, 24 VDC, (2) N.O. safety output(s), (1) N.C. monitoring output(s), fixed screw terminals. | Stock | 157 | 163
BH5902-22-01MF2-61 | Dold safety relay, light curtain controller, 2-channel, 24 VDC, (2) N.O. safety output(s), (1) N.C. monitoring output(s), fixed screw terminals. | Stock | 382 | 397
BH5928-92-61-24-1 | Dold safety relay, emergency stop and safety gates, release delay, 0.1 to 1 second, 2-channel, 24 VAC/VDC, (3) N.O. time delay and (2) N.O. safety output(s), (1) N.C. monitoring output(s), fixed screw terminals. | Stock | 224 | 233
BH5928-92-61-24-30 | Dold safety relay, emergency stop and safety gates, release delay, 3 to 30 seconds, 2-channel, 24 VAC/VDC, (3) N.O. time delay and (2) N.O. safety output(s), (1) N.C. monitoring output(s), fixed screw terminals. | Stock | 224 | 233
BH5928-92-61-24-5 | Dold safety relay, emergency stop and safety gates, release delay, 0.5 to 5 seconds, 2-channel, 24 VAC/VDC, (3) N.O. time delay and (2) N.O. safety output(s), (1) N.C. monitoring output(s), fixed screw terminals. | Stock | 224 | 233
BH5932-22-113-24 | Dold safety relay, speed monitoring, (2) PNP sensor inputs, 2-channel, 24 VAC/VDC, (2) N.O. and (1) N.C. safety output(s), fixed screw terminals. | Stock | 319 | 332
BH5933-48-61-110 | Dold safety relay, two-hand control, 2-channel, 110 VAC, (3) N.O. safety output(s), (1) N.C. monitoring output(s), fixed screw terminals. | Stock | 214 | 223
BIC0 | WEG Electric mechanical interlock, front mount. For use with CWC07 through CWC016 series miniature contactor. Mechanically connects contactors to prevents both from being pulled in at the same time. | Stock | 3.25 | 3.5
BKFM6012 | Hammond enclosure barrier, adjustable depth, carbon steel, RAL 9003 white, powder coat finish. For use with 60(H) x 10 or 12(D) HN4FM and 1422N4 double-door enclosures. | from vendor up to 15 business days | 206 | 220
BKFM6018 | Hammond enclosure barrier, carbon steel, RAL 9003 white, powder coat finish. For use with 60(H) x 18(D) HN4FM and 1422N4 double-door enclosures. | from vendor up to 15 business days | 225 | 239
BKFM7218 | Hammond enclosure barrier, adjustable depth, carbon steel, RAL 9003 white, powder coat finish. For use with 72(H) x 12 or 18(D) HN4FM and 1422N4 double-door enclosures. | from vendor up to 15 business days | 231 | 246
BKFM7224 | Hammond enclosure barrier, carbon steel, RAL 9003 white, powder coat finish. For use with 72(H) x 24(D) HN4FM and 1422N4 double-door enclosures. | from vendor up to 15 business days | 253 | 269
BKWM2408 | Hammond enclosure barrier, carbon steel, RAL 9003 white, powder coat finish. For use with 24(H) x 8(D) HN4WM double-door enclosures. | from vendor up to 15 business days | 126 | 134
BKWM3010 | Hammond enclosure barrier, carbon steel, RAL 9003 white, powder coat finish. For use with 30(H) x 10(D) HN4WM double-door enclosures. | from vendor up to 15 business days | 138 | 147
BKWM3612 | Hammond enclosure barrier, carbon steel, RAL 9003 white, powder coat finish. For use with 36(H) x 12(D) HN4WM double-door enclosures. | from vendor up to 15 business days | 156 | 166
BKWM4212 | Hammond enclosure barrier, carbon steel, RAL 9003 white, powder coat finish. For use with 42(H) x 12(D) HN4WM double-door enclosures. | from vendor up to 15 business days | 163 | 174
BKWM4812 | Hammond enclosure barrier, carbon steel, RAL 9003 white, powder coat finish. For use with 48(H) x 12(D) HN4WM double-door enclosures. | from vendor up to 15 business days | 185 | 198
BL-11 | Bimed hex nut, PG7 thread type, polyamide, light gray. Package of 5. | Stock | 1.25 | 1.5
BL-12 | Bimed hex nut, PG9 thread type, polyamide, light gray. Package of 5. | Stock | 1.25 | 1.5
BL-13 | Bimed hex nut, PG11 thread type, polyamide, light gray. Package of 5. | Stock | 1.25 | 1.5
BL-14 | Bimed hex nut, PG13.5 thread type, polyamide, light gray. Package of 5. | Stock | 1.25 | 1.5
BL-15 | Bimed hex nut, PG16 thread type, polyamide, light gray. Package of 5. | Stock | 1.25 | 1.5
BL-16 | Bimed hex nut, PG21 thread type, polyamide, light gray. Package of 5. | Stock | 1.25 | 1.5
BL-17 | Bimed hex nut, PG29 thread type, polyamide, light gray. Package of 5. | Stock | 1.25 | 1.5
BL-18 | Bimed hex nut, PG36 thread type, polyamide, light gray. Package of 2. | Stock | 1.25 | 1.5
BL-19 | Bimed hex nut, PG42 thread type, polyamide, light gray. Package of 2. | Stock | 1.5 | 1.75
BL-20 | Bimed hex nut, PG48 thread type, polyamide, light gray. Package of 2. | Stock | 1.75 | 2
BL-21 | Bimed hex nut, PG7 thread type, polyamide, black. Package of 5. | Stock | 1.25 | 1.5
BL-22 | Bimed hex nut, PG9 thread type, polyamide, black. Package of 5. | Stock | 1.25 | 1.5
BL-23 | Bimed hex nut, PG11 thread type, polyamide, black. Package of 5. | Stock | 1.25 | 1.5
BL-24 | Bimed hex nut, PG13.5 thread type, polyamide, black. Package of 5. | Stock | 1.25 | 1.5
BL-25 | Bimed hex nut, PG16 thread type, polyamide, black. Package of 5. | Stock | 1.25 | 1.5
BL-26 | Bimed hex nut, PG21 thread type, polyamide, black. Package of 5. | Stock | 1.25 | 1.5
BL-27 | Bimed hex nut, PG29 thread type, polyamide, black. Package of 5. | Stock | 1.25 | 1.5
BL-28 | Bimed hex nut, PG36 thread type, polyamide, black. Package of 2. | Stock | 1.25 | 1.5
BL-29 | Bimed hex nut, PG42 thread type, polyamide, black. Package of 2. | Stock | 1.5 | 1.75
BL-30 | Bimed hex nut, PG48 thread type, polyamide, black. Package of 2. | Stock | 1.75 | 2
BL82-201A | Norgren Excelon Plus 82 series air combination filter-regulator-lubricator, 1/4in female NPT inlet(s), 1/4in female NPT outlet(s), 4-145 psi range, polycarbonate bowl, automatic drain, manual shutoff valve. | Stock | 179
BL82-221A | Norgren Excelon Plus 82 series air combination filter-regulator-lubricator, 1/4in female NPT inlet(s), 1/4in female NPT outlet(s), 4-145 psi range, polycarbonate bowl, manual drain, manual shutoff valve. | Stock | 159
BL82-251A | Norgren Excelon Plus 82 series air combination filter-regulator-lubricator, 1/4in female NPT inlet(s), 1/4in female NPT outlet(s), 4-145 psi range, die-cast zinc bowl, automatic drain, manual shutoff valve. | Stock | 201
BL82-271A | Norgren Excelon Plus 82 series air combination filter-regulator-lubricator, 1/4in female NPT inlet(s), 1/4in female NPT outlet(s), 4-145 psi range, die-cast zinc bowl, manual drain, manual shutoff valve. | Stock | 180
BL82-301A | Norgren Excelon Plus 82 series air combination filter-regulator-lubricator, 3/8in female NPT inlet(s), 3/8in female NPT outlet(s), 4-145 psi range, polycarbonate bowl, automatic drain, manual shutoff valve. | Stock | 179
BL82-321A | Norgren Excelon Plus 82 series air combination filter-regulator-lubricator, 3/8in female NPT inlet(s), 3/8in female NPT outlet(s), 4-145 psi range, polycarbonate bowl, manual drain, manual shutoff valve. | Stock | 159
BL82-351A | Norgren Excelon Plus 82 series air combination filter-regulator-lubricator, 3/8in female NPT inlet(s), 3/8in female NPT outlet(s), 4-145 psi range, die-cast zinc bowl, automatic drain, manual shutoff valve. | Stock | 201
BL82-371A | Norgren Excelon Plus 82 series air combination filter-regulator-lubricator, 3/8in female NPT inlet(s), 3/8in female NPT outlet(s), 4-145 psi range, die-cast zinc bowl, manual drain, manual shutoff valve. | Stock | 180
BL84-301A | Norgren Excelon Plus 84 series air combination filter-regulator-lubricator, 3/8in female NPT inlet(s), 3/8in female NPT outlet(s), 4-145 psi range, polycarbonate bowl, automatic drain, manual shutoff valve. | Stock | 276
BL84-351A | Norgren Excelon Plus 84 series air combination filter-regulator-lubricator, 3/8in female NPT inlet(s), 3/8in female NPT outlet(s), 4-145 psi range, die-cast aluminum bowl, automatic drain, manual shutoff valve. | Stock | 328
BL84-401A | Norgren Excelon Plus 84 series air combination filter-regulator-lubricator, 1/2in female NPT inlet(s), 1/2in female NPT outlet(s), 4-145 psi range, polycarbonate bowl, automatic drain, manual shutoff valve. | Stock | 276
BL84-451A | Norgren Excelon Plus 84 series air combination filter-regulator-lubricator, 1/2in female NPT inlet(s), 1/2in female NPT outlet(s), 4-145 psi range, die-cast aluminum bowl, automatic drain, manual shutoff valve. | Stock | 328
BL84-601A | Norgren Excelon Plus 84 series air combination filter-regulator-lubricator, 3/4in female NPT inlet(s), 3/4in female NPT outlet(s), 4-145 psi range, polycarbonate bowl, automatic drain, manual shutoff valve. | Stock | 276
BL84-651A | Norgren Excelon Plus 84 series air combination filter-regulator-lubricator, 3/4in female NPT inlet(s), 3/4in female NPT outlet(s), 4-145 psi range, die-cast aluminum bowl, automatic drain, manual shutoff valve. | Stock | 328
BLB-11 | WEG Electric field installable auxiliary contact, side mount, (1) N.O./(1) N.C. contact(s), 10A @ 600 VAC/1A @ 300 VDC, screw terminal. For use with CWB9 to CWB80 series contactors. | Stock | 8.25 | 8.75
BLD | Plugbox electrical plug and connector lockout device, polypropylene, red. For use with 20A and 30A locking blade plugs and connectors. Provides an assured method of complying with OSHA lockout/tagout regulation. | Stock | 27.5 | 30.5
BLD2 | Plugbox electrical plug and connector lockout device, polypropylene, red. For use with 30A straight blade plugs and connectors. Provides an assured method of complying with OSHA lockout/tagout regulation. | Stock | 42.75 | 47.5
BLDMP | Plugbox electrical plug and connector lockout device, polypropylene, red. For use with 15A and 20A straight blade and 15A locking blade plugs and connectors. Provides an assured method of complying with OSHA lockout/tagout regulation. | Stock | 19 | 21
BM0H | AutomationDirect mechanical interlock, for use with GH15BN, GH15CN, GH15DN, GH15ET, GH15FT GH15GT, GH15HT, GH15JT, GH15KT, GH15LT or GH15MT series contactors, mechanically connects contactors to prevents both from being pulled in at the same time. | Stock | 17.5 | 18
BM-202H | Patlite audible alarm buzzer, electronic sound, 85 dB at 1m, (2) selectable tone(s), 24 VAC/VDC, 30mm, panel mount, ABS plastic housing, black, IP30. | Stock | 33 | 34.5
BM-212H | Patlite audible alarm buzzer, electronic sound, 90 dB at 1m, (2) selectable tone(s), 120 VAC, 30mm, panel mount, ABS plastic housing, black, IP30. | Stock | 33 | 34.5
BM3H-AD | AutomationDirect mechanical interlock, for use with GH15NT, GH15PT, GH15RT, GH15ST or GH15TT series contactors, mechanically connects contactors to prevents both from being pulled in at the same time. | Stock | 27.5 | 28.5
BM3RHB-001 | Fuji Electric manual motor protector, rotary, 1A, thermal overload, 0.63-1.0A adjustable, 13A instantaneous trip rating, open, 45mm frame. | Stock | 59 | 66
BM3RHB-004 | Fuji Electric manual motor protector, rotary, 4A, thermal overload, 2.5-4.0A adjustable, 52A instantaneous trip rating, open, 45mm frame. | Stock | 59 | 66
BM3RHB-010 | Fuji Electric manual motor protector, rotary, 10A, thermal overload, 6.3-10.0A adjustable, 130A instantaneous trip rating, open, 45mm frame. | Stock | 63 | 70
BM3RHB-013 | Fuji Electric manual motor protector, rotary, 13A, thermal overload, 9.0-13.0A adjustable, 169A instantaneous trip rating, open, 45mm frame. | Stock | 63 | 70
BM3RHB-016 | Fuji Electric manual motor protector, rotary, 16A, thermal overload, 11.0-16.0A adjustable, 208A instantaneous trip rating, open, 45mm frame. | Stock | 63 | 70
BM3RHB-020 | Fuji Electric manual motor protector, rotary, 20A, thermal overload, 14.0-20.0A adjustable, 260A instantaneous trip rating, open, 45mm frame. | Stock | 63 | 70
BM3RHB-025 | Fuji Electric manual motor protector, rotary, 25A, thermal overload, 19.0-25.0A adjustable, 325A instantaneous trip rating, open, 45mm frame. | Stock | 76 | 85
BM3RHB-032 | Fuji Electric manual motor protector, rotary, 32A, thermal overload, 24.0-32.0A adjustable, 416A instantaneous trip rating, open, 45mm frame. | Stock | 96 | 107
BM3RHB-1P6 | Fuji Electric manual motor protector, rotary, 1.6A, thermal overload, 1.0-1.6A adjustable, 20.8A instantaneous trip rating, open, 45mm frame. | Stock | 59 | 66
BM3RHB-2P5 | Fuji Electric manual motor protector, rotary, 2.5A, thermal overload, 1.6-2.5A adjustable, 32.5A instantaneous trip rating, open, 45mm frame. | Stock | 59 | 66
BM3RHB-6P3 | Fuji Electric manual motor protector, rotary, 6.3A, thermal overload, 4.0-6.3A Adjustable, 81.9A instantaneous trip rating, open, 45mm frame. | Stock | 59 | 66
BM3RHB-P16 | Fuji Electric manual motor protector, rotary, 0.16A, thermal overload, 0.1-0.16A adjustable, 2.1A instantaneous trip rating, open, 45mm frame. | Stock | 59 | 66
BM3RHB-P25 | Fuji Electric manual motor protector, rotary, 0.25A, thermal overload, 0.16-0.25A adjustable, 3.3A instantaneous trip rating, open, 45mm frame. | Stock | 59 | 66
BM3RHB-P40 | Fuji Electric manual motor protector, rotary, 0.4A, thermal overload, 0.25-0.4A adjustable, 5.2A instantaneous trip rating, open, 45mm frame. | Stock | 59 | 66
BM3RHB-P63 | Fuji Electric manual motor protector, rotary, 0.63A, thermal overload, 0.4-0.63A adjustable, 8.2A instantaneous trip rating, open, 45mm frame. | Stock | 59 | 66
BM3VHB-010 | Fuji Electric manual motor protector, rotary, 10A, thermal overload, 6.3-10.0A adjustable, 130A instantaneous trip rating, open, 55mm frame. | Stock | 146 | 163
BM3VHB-013 | Fuji Electric manual motor protector, rotary, 13A, thermal overload, 9.0-13.0A adjustable, 169A instantaneous trip rating, open, 55mm frame. | Stock | 146 | 163
BM3VHB-016 | Fuji Electric manual motor protector, rotary, 16A, thermal overload, 11.0-16.0A adjustable, 208A instantaneous trip rating, open, 55mm frame. | Stock | 146 | 163
BM3VHB-020 | Fuji Electric manual motor protector, rotary, 20A, thermal overload, 14.0-20.0A adjustable, 260A instantaneous trip rating, open, 55mm frame. | Stock | 146 | 163
BM3VHB-025 | Fuji Electric manual motor protector, rotary, 25A, thermal overload, 19.0-25.0A adjustable, 325A instantaneous trip rating, open, 55mm frame. | Stock | 172 | 192
BM3VHB-032 | Fuji Electric manual motor protector, rotary, 32A, thermal overload, 24.0-32.0A adjustable, 416A instantaneous trip rating, open, 55mm frame. | Stock | 182 | 203
BM3VHB-040 | Fuji Electric manual motor protector, rotary, 40A, thermal overload, 28.0-40.0A adjustable, 520A instantaneous trip rating, open, 55mm frame. | Stock | 182 | 203
BM3VHB-050 | Fuji Electric manual motor protector, rotary, 50A, thermal overload, 35.0-50.0A adjustable, 650A instantaneous trip rating, open, 55mm frame. | Stock | 189 | 211
BM3VHB-063 | Fuji Electric manual motor protector, rotary, 63A, thermal overload, 45.0-63.0A adjustable, 819A instantaneous trip rating, open, 55mm frame. | Stock | 189 | 211
BMBCX-E1 | Bimed cable gland, M16 x 1.5mm thread type, nickel-plated brass, accepts 5 to 10mm diameter cable, IP68. Package of 5. Mounting hardware included. | Stock | 12.5 | 14.5
BMBCX-E2 | Bimed cable gland, M20 x 1.5mm thread type, nickel-plated brass, accepts 6 to 12mm diameter cable, IP68. Package of 5. Mounting hardware included. | Stock | 17.5 | 20
BMBCX-E3 | Bimed cable gland, M25 x 1.5mm thread type, nickel-plated brass, accepts 11 to 17mm diameter cable, IP68. Package of 5. Mounting hardware included. | Stock | 20.25 | 23
BMBCX-E4 | Bimed cable gland, M32 x 1.5mm thread type, nickel-plated brass, accepts 15 to 21mm diameter cable, IP68. Package of 5. Mounting hardware included. | Stock | 33.25 | 38
BMBCX-E5 | Bimed cable gland, M40 x 1.5mm thread type, nickel-plated brass, accepts 19 to 28mm diameter cable, IP68. Package of 2. Mounting hardware included. | Stock | 22 | 25
BMBCX-E6 | Bimed cable gland, M50 x 1.5mm thread type, nickel-plated brass, accepts 27 to 38mm diameter cable, IP68. Package of 2. Mounting hardware included. | Stock | 39.5 | 45
BMBCX-E7 | Bimed cable gland, M63 x 1.5mm thread type, nickel-plated brass, accepts 34 to 44mm diameter cable, IP68. Package of 2. Mounting hardware included. | Stock | 73.5 | 84
BMBCX-ES | Bimed cable gland, M12 x 1.5mm thread type, nickel-plated brass, accepts 3 to 6.5mm diameter cable, IP68. Package of 5. Mounting hardware included. | Stock | 10 | 11.5
BMBL-01 | Bimed hex nut, M12 x 1.5mm thread type, nickel-plated brass. Package of 5. | Stock | 1.75 | 2
BMBL-02 | Bimed hex nut, M16 x 1.5mm thread type, nickel-plated brass. Package of 5. | Stock | 2.25 | 2.5
BMBL-03 | Bimed hex nut, M20 x 1.5mm thread type, nickel-plated brass. Package of 5. | Stock | 2.75 | 3.25
BMBL-04 | Bimed hex nut, M25 x 1.5mm thread type, nickel-plated brass. Package of 5. | Stock | 3.5 | 4
BMBL-05 | Bimed hex nut, M32 x 1.5mm thread type, nickel-plated brass. Package of 5. | Stock | 4.5 | 5.25
BMBL-06 | Bimed hex nut, M40 x 1.5mm thread type, nickel-plated brass. Package of 2. | Stock | 4 | 4.5
BMBL-07 | Bimed hex nut, M50 x 1.5mm thread type, nickel-plated brass. Package of 2. | Stock | 10 | 11.5
BMBL-08 | Bimed hex nut, M63 x 1.5mm thread type, nickel-plated brass. Package of 2. | Stock | 11 | 12.5
BM-ENX-11-W | Bimed cable gland, M16 x 1.5mm thread type, polyamide, light gray, accepts 4 to 8mm diameter cable, IP68. Package of 5. Mounting hardware included. | Stock | 2.25 | 2.5
BM-ENX-12-W | Bimed cable gland, M20 x 1.5mm thread type, polyamide, light gray, accepts 6 to 12mm diameter cable, IP68. Package of 5. Mounting hardware included. | Stock | 2.75 | 3.25
BM-ENX-13-W | Bimed cable gland, M25 x 1.5mm thread type, polyamide, light gray, accepts 11 to 17mm diameter cable, IP68. Package of 5. Mounting hardware included. | Stock | 3.75 | 4.25
BM-ENX-14-W | Bimed cable gland, M32 x 1.5mm thread type, polyamide, light gray, accepts 15 to 21mm diameter cable, IP68. Package of 5. Mounting hardware included. | Stock | 8.25 | 9.5
BM-ENX-15-W | Bimed cable gland, M40 x 1.5mm thread type, polyamide, light gray, accepts 19 to 28mm diameter cable, IP68. Package of 2. Mounting hardware included. | Stock | 6 | 6.75
BM-ENX-16-W | Bimed cable gland, M50 x 1.5mm thread type, polyamide, light gray, accepts 30 to 38mm diameter cable, IP68. Package of 2. Mounting hardware included. | Stock | 11.75 | 13.5
BM-ENX-17-W | Bimed cable gland, M63 x 1.5mm thread type, polyamide, light gray, accepts 34 to 44mm diameter cable, IP68. Package of 2. Mounting hardware included. | Stock | 12.25 | 14
BM-ENX-1S-W | Bimed cable gland, M12 x 1.5mm thread type, polyamide, light gray, accepts 3 to 6.5mm diameter cable, IP68. Package of 5. Mounting hardware included. | Stock | 2.25 | 2.5
BM-ENX-21-W | Bimed cable gland, M16 x 1.5mm thread type, polyamide, black, accepts 4 to 8mm diameter cable, IP68. Package of 5. Mounting hardware included. | Stock | 2.25 | 2.5
BM-ENX-22-W | Bimed cable gland, M20 x 1.5mm thread type, polyamide, black, accepts 6 to 12mm diameter cable, IP68. Package of 5. Mounting hardware included. | Stock | 2.75 | 3.25
BM-ENX-23-W | Bimed cable gland, M25 x 1.5mm thread type, polyamide, black, accepts 11 to 17mm diameter cable, IP68. Package of 5. Mounting hardware included. | Stock | 3.75 | 4.25
BM-ENX-24-W | Bimed cable gland, M32 x 1.5mm thread type, polyamide, black, accepts 15 to 21mm diameter cable, IP68. Package of 5. Mounting hardware included. | Stock | 8.25 | 9.5
BM-ENX-25-W | Bimed cable gland, M40 x 1.5mm thread type, polyamide, black, accepts 19 to 28mm diameter cable, IP68. Package of 2. Mounting hardware included. | Stock | 6 | 6.75
BM-ENX-26-W | Bimed cable gland, M50 x 1.5mm thread type, polyamide, black, accepts 30 to 38mm diameter cable, IP68. Package of 2. Mounting hardware included. | Stock | 11.75 | 13.5
BM-ENX-27-W | Bimed cable gland, M63 x 1.5mm thread type, polyamide, black, accepts 34 to 44mm diameter cable, IP68. Package of 2. Mounting hardware included. | Stock | 12.25 | 14
BM-ENX-2S-W | Bimed cable gland, M12 x 1.5mm thread type, polyamide, black, accepts 3 to 6.5mm diameter cable, IP68. Package of 5. Mounting hardware included. | Stock | 2.25 | 2.5
BMF-414200 | IDEM safety switch actuator, replacement, non-contact master coded RFID, 316 stainless steel housing, 33 x 33mm. | Stock | 46.5 | 60
BMF-M-414001 | IDEM safety switch set, non-contact master coded RFID, (2) N.C. safety output(s), (1) N.O. monitoring output(s), 316 stainless steel housing, 18mm diameter x 75mm body, pigtail, 16.4ft/5m cable length. | Stock | 225 | 248
BMF-M-414002 | IDEM safety switch set, non-contact master coded RFID, (2) N.C. safety output(s), (1) N.O. monitoring output(s), 316 stainless steel housing, 18mm diameter x 75mm body, pigtail, 32.8ft/10m cable length. | Stock | 240 | 264
BMF-M-414003 | IDEM safety switch set, non-contact master coded RFID, (2) N.C. safety output(s), (1) N.O. monitoring output(s), 316 stainless steel housing, 18mm diameter x 75mm body, 8-pin M12 quick-disconnect, 9.8in/250mm cable length. | Stock | 246 | 270
BMF-U-414101 | IDEM safety switch set, non-contact uniquely coded RFID, (2) N.C. safety output(s), (1) N.O. monitoring output(s), 316 stainless steel housing, 18mm diameter x 75mm body, pigtail, 16.4ft/5m cable length. | Stock | 225 | 248
BMF-U-414102 | IDEM safety switch set, non-contact uniquely coded RFID, (2) N.C. safety output(s), (1) N.O. monitoring output(s), 316 stainless steel housing, 18mm diameter x 75mm body, pigtail, 32.8ft/10m cable length. | Stock | 240 | 264
BMF-U-414103 | IDEM safety switch set, non-contact uniquely coded RFID, (2) N.C. safety output(s), (1) N.O. monitoring output(s), 316 stainless steel housing, 18mm diameter x 75mm body, 8-pin M12 quick-disconnect, 9.8in/250mm cable length. | Stock | 246 | 270
BML-11 | Bimed hex nut, M16 x 1.5mm thread type, polyamide, light gray. Package of 5. | Stock | 1.25 | 1.5
BML-12 | Bimed hex nut, M20 x 1.5mm thread type, polyamide, light gray. Package of 5. | Stock | 1.25 | 1.5
BML-13 | Bimed hex nut, M25 x 1.5mm thread type, polyamide, light gray. Package of 5. | Stock | 1.25 | 1.5
BML-14 | Bimed hex nut, M32 x 1.5mm thread type, polyamide, light gray. Package of 5. | Stock | 1.25 | 1.5
BML-15 | Bimed hex nut, M40 x 1.5mm thread type, polyamide, light gray. Package of 2. | Stock | 1.25 | 1.5
BML-16 | Bimed hex nut, M50 x 1.5mm thread type, polyamide, light gray. Package of 2. | Stock | 1.25 | 1.5
BML-17 | Bimed hex nut, M63 x 1.5mm thread type, polyamide, light gray. Package of 2. | Stock | 1.75 | 2
BML-1S | Bimed hex nut, M12 x 1.5mm thread type, polyamide, light gray. Package of 5. | Stock | 1.25 | 1.5
BML-21 | Bimed hex nut, M16 x 1.5mm thread type, polyamide, black. Package of 5. | Stock | 1.25 | 1.5
BML-22 | Bimed hex nut, M20 x 1.5mm thread type, polyamide, black. Package of 5. | Stock | 1.25 | 1.5
BML-23 | Bimed hex nut, M25 x 1.5mm thread type, polyamide, black. Package of 5. | Stock | 1.25 | 1.5
BML-24 | Bimed hex nut, M32 x 1.5mm thread type, polyamide, black. Package of 5. | Stock | 1.25 | 1.5
BML-25 | Bimed hex nut, M40 x 1.5mm thread type, polyamide, black. Package of 2. | Stock | 1.25 | 1.5
BML-26 | Bimed hex nut, M50 x 1.5mm thread type, polyamide, black. Package of 2. | Stock | 1.25 | 1.5
BML-27 | Bimed hex nut, M63 x 1.5mm thread type, polyamide, black. Package of 2. | Stock | 1.75 | 2
BML-2S | Bimed hex nut, M12 x 1.5mm thread type, polyamide, black. Package of 5. | Stock | 1.25 | 1.5
BMM603-1PQ | Bussmann modular fuse block, accepts Midget fuses, 30A, 600V, 1-pole, 18-10 AWG copper only, pressure plate with quick-connect terminals, 35mm DIN rail or panel mount. Package of 15. | Stock | 96 | 100
BMM603-1PQ-1 | Bussmann modular fuse block, accepts Midget fuses, 30A, 600V, 1-pole, 18-10 AWG copper only, pressure plate with quick-connect terminals, 35mm DIN rail or panel mount. | Stock | 7.25 | 7.5
BMM603-2PQ | Bussmann modular fuse block, accepts Midget fuses, 30A, 600V, 2-pole, 18-10 AWG copper only, pressure plate with quick-connect terminals, 35mm DIN rail or panel mount. Package of 5. | Stock | 55 | 57
BMM603-3PQ | Bussmann modular fuse block, accepts Midget fuses, 30A, 600V, 3-pole, 18-10 AWG copper only, pressure plate with quick-connect terminals, 35mm DIN rail or panel mount. Package of 5. | Stock | 69 | 72
BMR-416014 | IDEM safety switch set, non-contact magnetic, (2) N.C. safety output(s), (1) N.O. monitoring output(s), 316 stainless steel housing, 18mm diameter x 75mm body, pigtail, 16.4ft/5m cable length. | Stock | 149 | 140
BMR-416015 | IDEM safety switch set, non-contact magnetic, (2) N.C. safety output(s), (1) N.O. monitoring output(s), 316 stainless steel housing, 18mm diameter x 75mm body, pigtail, 32.8ft/10m cable length. | Stock | 164 | 154
BMR-416016 | IDEM safety switch set, non-contact magnetic, (2) N.C. safety output(s), (1) N.O. monitoring output(s), 316 stainless steel housing, 18mm diameter x 75mm body, 8-pin M12 quick-disconnect, 9.8in/250mm cable length. | Stock | 170 | 160
BMSPX-11-W | Bimed cable gland, M16 x 1.5mm thread type, polyamide, light gray, accepts 5 to 10mm diameter cable, IP68, with strain relief. Package of 5. Mounting hardware included. | Stock | 4.25 | 4.75
BMSPX-13-W | Bimed cable gland, M20 x 1.5mm thread type, polyamide, light gray, accepts 10 to 14mm diameter cable, IP68, with strain relief. Package of 5. Mounting hardware included. | Stock | 7.75 | 8.75
BMSPX-15-W | Bimed cable gland, M25 x 1.5mm thread type, polyamide, light gray, accepts 13 to 18mm diameter cable, IP68, with strain relief. Package of 5. Mounting hardware included. | Stock | 10 | 11.5
BMSPX-1S-W | Bimed cable gland, M12 x 1.5mm thread type, polyamide, light gray, accepts 3 to 6.5mm diameter cable, IP68, with strain relief. Package of 5. Mounting hardware included. | Stock | 3.75 | 4.25
BMSPX-21-W | Bimed cable gland, M16 x 1.5mm thread type, polyamide, black, accepts 5 to 10mm diameter cable, IP68, with strain relief. Package of 5. Mounting hardware included. | Stock | 4.25 | 4.75
BMSPX-23-W | Bimed cable gland, M20 x 1.5mm thread type, polyamide, black, accepts 10 to 14mm diameter cable, IP68, with strain relief. Package of 5. Mounting hardware included. | Stock | 7.75 | 8.75
BMSPX-25-W | Bimed cable gland, M25 x 1.5mm thread type, polyamide, black, accepts 13 to 18mm diameter cable, IP68, with strain relief. Package of 5. Mounting hardware included. | Stock | 10 | 11.5
BMSPX-2S-W | Bimed cable gland, M12 x 1.5mm thread type, polyamide, black, accepts 3 to 6.5mm diameter cable, IP68, with strain relief. Package of 5. Mounting hardware included. | Stock | 3.75 | 4.25
BMX-11-W | Bimed cable gland, PG7 thread type, polyamide, light gray, accepts 3 to 6.5mm diameter cable, IP68. Package of 5. Mounting hardware included. | Stock | 2.25 | 2.5
BMX-12-W | Bimed cable gland, PG9 thread type, polyamide, light gray, accepts 4 to 8mm diameter cable, IP68. Package of 5. Mounting hardware included. | Stock | 2.25 | 2.5
BMX-13-W | Bimed cable gland, PG11 thread type, polyamide, light gray, accepts 5 to 10mm diameter cable, IP68. Package of 5. Mounting hardware included. | Stock | 2.25 | 2.5
BMX-14-W | Bimed cable gland, PG13.5 thread type, polyamide, light gray, accepts 6 to 12mm diameter cable, IP68. Package of 5. Mounting hardware included. | Stock | 2.75 | 3.25
BMX-15-W | Bimed cable gland, PG16 thread type, polyamide, light gray, accepts 10 to 14mm diameter cable, IP68. Package of 5. Mounting hardware included. | Stock | 3.25 | 3.75
BMX-16-W | Bimed cable gland, PG21 thread type, polyamide, light gray, accepts 13 to 18mm diameter cable, IP68. Package of 5. Mounting hardware included. | Stock | 4.25 | 4.75
BMX-17-W | Bimed cable gland, PG29 thread type, polyamide, light gray, accepts 18 to 25mm diameter cable, IP68. Package of 5. Mounting hardware included. | Stock | 8.75 | 10
BMX-18-W | Bimed cable gland, PG36 thread type, polyamide, light gray, accepts 22 to 32mm diameter cable, IP68. Package of 2. Mounting hardware included. | Stock | 17.25 | 19.5
BMX-19-W | Bimed cable gland, PG42 thread type, polyamide, light gray, accepts 30 to 38mm diameter cable, IP68. Package of 2. Mounting hardware included. | Stock | 11.75 | 13.5
BMX-20-W | Bimed cable gland, PG48 thread type, polyamide, light gray, accepts 34 to 44mm diameter cable, IP68. Package of 2. Mounting hardware included. | Stock | 12.25 | 14
BMX-21-W | Bimed cable gland, PG7 thread type, polyamide, black, accepts 3 to 6.5mm diameter cable, IP68. Package of 5. Mounting hardware included. | Stock | 2.25 | 2.5
BMX-22-W | Bimed cable gland, PG9 thread type, polyamide, black, accepts 4 to 8mm diameter cable, IP68. Package of 5. Mounting hardware included. | Stock | 2.25 | 2.5
BMX-23-W | Bimed cable gland, PG11 thread type, polyamide, black, accepts 5 to 10mm diameter cable, IP68. Package of 5. Mounting hardware included. | Stock | 2.25 | 2.5
BMX-24-W | Bimed cable gland, PG13.5 thread type, polyamide, black, accepts 6 to 12mm diameter cable, IP68. Package of 5. Mounting hardware included. | Stock | 2.75 | 3.25
BMX-25-W | Bimed cable gland, PG16 thread type, polyamide, black, accepts 10 to 14mm diameter cable, IP68. Package of 5. Mounting hardware included. | Stock | 3.25 | 3.75
BMX-26-W | Bimed cable gland, PG21 thread type, polyamide, black, accepts 13 to 18mm diameter cable, IP68. Package of 5. Mounting hardware included. | Stock | 4.25 | 4.75
BMX-27-W | Bimed cable gland, PG29 thread type, polyamide, black, accepts 18 to 25mm diameter cable, IP68. Package of 5. Mounting hardware included. | Stock | 8.75 | 10
BMX-28-W | Bimed cable gland, PG36 thread type, polyamide, black, accepts 22 to 32mm diameter cable, IP68. Package of 2. Mounting hardware included. | Stock | 17.25 | 19.5
BMX-29-W | Bimed cable gland, PG42 thread type, polyamide, black, accepts 30 to 38mm diameter cable, IP68. Package of 2. Mounting hardware included. | Stock | 11.75 | 13.5
BMX-30-W | Bimed cable gland, PG48 thread type, polyamide, black, accepts 34 to 44mm diameter cable, IP68. Package of 2. Mounting hardware included. | Stock | 12.25 | 14
BN4040403 | Wiegmann enclosure, NEMA 4/12/13, 4 x 4 x 3in (HxWxD), wall mount, carbon steel, ANSI 61 gray, powder coat finish, lift-off cover, (4) stainless steel clamps. | Stock | 53 | 54
BN4040403CH | Wiegmann enclosure, NEMA 4/12/13, 4 x 4 x 3in (HxWxD), wall mount, carbon steel, ANSI 61 gray, powder coat finish, single-door, (1) stainless steel clamp. | from vendor up to 0 business day | 61 | 62
BN4040403SS | Wiegmann enclosure, NEMA 4/4X/12/13, 4 x 4 x 3in (HxWxD), wall mount, 304 stainless steel, No. 3 intermediate polished finish, lift-off cover, (4) stainless steel clamps. | from vendor up to 0 business day | 131 | 134
BN4040403SSA | Wiegmann enclosure, NEMA 4/4X/12/13, 4 x 4 x 3in (HxWxD), wall mount, 316L stainless steel, No. 3 intermediate polished finish, lift-off cover, (4) stainless steel clamps. | from vendor up to 5 business days | 174 | 178
BN4060403 | Wiegmann enclosure, NEMA 4/12/13, 6 x 4 x 3in (HxWxD), wall mount, carbon steel, ANSI 61 gray, powder coat finish, lift-off cover, (4) stainless steel clamps. | Stock | 60 | 62
BN4060403AL | Wiegmann enclosure, NEMA 4/4X/12/13, 6 x 4 x 3in (HxWxD), wall mount, 5052-H32 aluminum, No. 3 intermediate polished finish, lift-off cover, (4) stainless steel clamps. | from vendor up to 0 business day | 177 | 181
BN4060403CH | Wiegmann enclosure, NEMA 4/12/13, 6 x 4 x 3in (HxWxD), wall mount, carbon steel, ANSI 61 gray, powder coat finish, single-door, (1) stainless steel clamp. | from vendor up to 0 business day | 69 | 70
BN4060403SS | Wiegmann enclosure, NEMA 4/4X/12/13, 6 x 4 x 3in (HxWxD), wall mount, 304 stainless steel, No. 3 intermediate polished finish, lift-off cover, (4) stainless steel clamps. | Stock | 167 | 171
BN4060403SSA | Wiegmann enclosure, NEMA 4/4X/12/13, 6 x 4 x 3in (HxWxD), wall mount, 316L stainless steel, No. 3 intermediate polished finish, lift-off cover, (4) stainless steel clamps. | from vendor up to 10 business days | 238 | 244
BN4060404CHSS | Wiegmann enclosure, NEMA 4/4X/12/13, 6 x 4 x 4in (HxWxD), wall mount, 304 stainless steel, No. 3 intermediate polished finish, single-door, (1) stainless steel clamp. | from vendor up to 0 business day | 192 | 197
BN4060404CHSSA | Wiegmann enclosure, NEMA 4/4X/12/13, 6 x 4 x 4in (HxWxD), wall mount, 316L stainless steel, No. 3 intermediate polished finish, single-door, (1) stainless steel clamp. | from vendor up to 0 business day | 238 | 244
BN4060604 | Wiegmann enclosure, NEMA 4/12/13, 6 x 6 x 4in (HxWxD), wall mount, carbon steel, ANSI 61 gray, powder coat finish, lift-off cover, (4) stainless steel clamps. | from vendor up to 0 business day | 70 | 72
BN4060604AL | Wiegmann enclosure, NEMA 4/4X/12/13, 6 x 6 x 4in (HxWxD), wall mount, 5052-H32 aluminum, No. 3 intermediate polished finish, lift-off cover, (4) stainless steel clamps. | from vendor up to 0 business day | 197 | 202
BN4060604CH | Wiegmann enclosure, NEMA 4/12/13, 6 x 6 x 4in (HxWxD), wall mount, carbon steel, ANSI 61 gray, powder coat finish, single-door, (1) stainless steel clamp. | from vendor up to 0 business day | 78 | 80
BN4060604CHAL | Wiegmann enclosure, NEMA 4/4X/12/13, 6 x 6 x 4in (HxWxD), wall mount, 5052-H32 aluminum, No. 3 intermediate polished finish, single-door, (1) stainless steel clamp. | from vendor up to 0 business day | 196 | 201
BN4060604CHQT | Wiegmann Ultimate Mini-Max series enclosure, NEMA 4/12, 6 x 6 x 4in (HxWxD), wall mount, carbon steel, ANSI 61 gray, powder coat finish, single-door, 1/4-turn semi-flush oil-tight latch. | Stock | 76 | 77
BN4060604CHQTSS | Wiegmann Ultimate Mini-Max series enclosure, NEMA 4/4X/12, 6 x 6 x 4in (HxWxD), wall mount, 304 stainless steel, No. 3 intermediate polished finish, single-door, 1/4-turn semi-flush oil-tight latch. | from vendor up to 0 business day | 227 | 233
BN4060604CHQTSSA | Wiegmann Ultimate Mini-Max series enclosure, NEMA 4/4X/12, 6 x 6 x 4in (HxWxD), wall mount, 316L stainless steel, No. 3 intermediate polished finish, single-door, 1/4-turn semi-flush oil-tight latch. | from vendor up to 0 business day | 295 | 303
BN4060604CHSS | Wiegmann enclosure, NEMA 4/4X/12/13, 6 x 6 x 4in (HxWxD), wall mount, 304 stainless steel, No. 3 intermediate polished finish, single-door, (1) stainless steel clamp. | from vendor up to 0 business day | 210 | 215
BN4060604CHSSA | Wiegmann enclosure, NEMA 4/4X/12/13, 6 x 6 x 4in (HxWxD), wall mount, 316L stainless steel, No. 3 intermediate polished finish, single-door, (1) stainless steel clamp. | from vendor up to 0 business day | 268 | 274
BN4060604SS | Wiegmann enclosure, NEMA 4/4X/12/13, 6 x 6 x 4in (HxWxD), wall mount, 304 stainless steel, No. 3 intermediate polished finish, lift-off cover, (4) stainless steel clamps. | from vendor up to 0 business day | 190 | 195
BN4060604SSA | Wiegmann enclosure, NEMA 4/4X/12/13, 6 x 6 x 4in (HxWxD), wall mount, 316L stainless steel, No. 3 intermediate polished finish, lift-off cover, (4) stainless steel clamps. | from vendor up to 5 business days | 268 | 274
BN4080603 | Wiegmann enclosure, NEMA 4/12/13, 8 x 6 x 3in (HxWxD), wall mount, carbon steel, ANSI 61 gray, powder coat finish, lift-off cover, (4) stainless steel clamps. | Stock | 74 | 76
BN4080603AL | Wiegmann enclosure, NEMA 4/4X/12/13, 8 x 6 x 3in (HxWxD), wall mount, 5052-H32 aluminum, No. 3 intermediate polished finish, lift-off cover, (4) stainless steel clamps. | from vendor up to 0 business day | 206 | 211
BN4080603CH | Wiegmann enclosure, NEMA 4/12/13, 8 x 6 x 3in (HxWxD), wall mount, carbon steel, ANSI 61 gray, powder coat finish, single-door, (2) stainless steel clamps. | from vendor up to 0 business day | 85 | 87
BN4080603CHAL | Wiegmann enclosure, NEMA 4/4X/12/13, 8 x 6 x 3in (HxWxD), wall mount, 5052-H32 aluminum, No. 3 intermediate polished finish, single-door, (2) stainless steel clamps. | from vendor up to 5 business days | 211 | 216
BN4080604CHQT | Wiegmann Ultimate Mini-Max series enclosure, NEMA 4/12, 8 x 6 x 4in (HxWxD), wall mount, carbon steel, ANSI 61 gray, powder coat finish, single-door, 1/4-turn semi-flush oil-tight latch. | Stock | 88 | 90
BN4080604CHQTSS | Wiegmann Ultimate Mini-Max series enclosure, NEMA 4/4X/12, 8 x 6 x 4in (HxWxD), wall mount, 304 stainless steel, No. 3 intermediate polished finish, single-door, 1/4-turn semi-flush oil-tight latch. | from vendor up to 0 business day | 264 | 271
BN4080604CHQTSSA | Wiegmann Ultimate Mini-Max series enclosure, NEMA 4/4X/12, 8 x 6 x 4in (HxWxD), wall mount, 316L stainless steel, No. 3 intermediate polished finish, single-door, 1/4-turn semi-flush oil-tight latch. | from vendor up to 10 business days | 343 | 351
BN4080604CHSS | Wiegmann enclosure, NEMA 4/4X/12/13, 8 x 6 x 4in (HxWxD), wall mount, 304 stainless steel, No. 3 intermediate polished finish, single-door, (2) stainless steel clamps. | from vendor up to 0 business day | 240 | 246
BN4080604CHSSA | Wiegmann enclosure, NEMA 4/4X/12/13, 8 x 6 x 4in (HxWxD), wall mount, 316L stainless steel, No. 3 intermediate polished finish, single-door, (2) stainless steel clamps. | from vendor up to 0 business day | 297 | 305
BN4080604SS | Wiegmann enclosure, NEMA 4/4X/12/13, 8 x 6 x 4in (HxWxD), wall mount, 304 stainless steel, No. 3 intermediate polished finish, lift-off cover, (4) stainless steel clamps. | from vendor up to 0 business day | 220 | 225
BN4080604SSA | Wiegmann enclosure, NEMA 4/4X/12/13, 8 x 6 x 4in (HxWxD), wall mount, 316L stainless steel, No. 3 intermediate polished finish, lift-off cover, (4) stainless steel clamps. | from vendor up to 10 business days | 297 | 304
BN4100804 | Wiegmann enclosure, NEMA 4/12/13, 10 x 8 x 4in (HxWxD), wall mount, carbon steel, ANSI 61 gray, powder coat finish, lift-off cover, (6) stainless steel clamps. | from vendor up to 0 business day | 92 | 94
BN4100804AL | Wiegmann enclosure, NEMA 4/4X/12/13, 10 x 8 x 4in (HxWxD), wall mount, 5052-H32 aluminum, No. 3 intermediate polished finish, lift-off cover, (6) stainless steel clamps. | from vendor up to 0 business day | 222 | 227
BN4100804CH | Wiegmann enclosure, NEMA 4/12/13, 10 x 8 x 4in (HxWxD), wall mount, carbon steel, ANSI 61 gray, powder coat finish, single-door, (2) stainless steel clamps. | from vendor up to 0 business day | 102 | 105
BN4100804CHAL | Wiegmann enclosure, NEMA 4/4X/12/13, 10 x 8 x 4in (HxWxD), wall mount, 5052-H32 aluminum, No. 3 intermediate polished finish, single-door, (2) stainless steel clamps. | from vendor up to 0 business day | 242 | 248
BN4100804CHQT | Wiegmann Ultimate Mini-Max series enclosure, NEMA 4/12, 10 x 8 x 4in (HxWxD), wall mount, carbon steel, ANSI 61 gray, powder coat finish, single-door, 1/4-turn semi-flush oil-tight latch. | Stock | 100 | 102
BN4100804CHQTSS | Wiegmann Ultimate Mini-Max series enclosure, NEMA 4/4X/12, 10 x 8 x 4in (HxWxD), wall mount, 304 stainless steel, No. 3 intermediate polished finish, single-door, 1/4-turn semi-flush oil-tight latch. | from vendor up to 0 business day | 288 | 295
BN4100804CHQTSSA | Wiegmann Ultimate Mini-Max series enclosure, NEMA 4/4X/12, 10 x 8 x 4in (HxWxD), wall mount, 316L stainless steel, No. 3 intermediate polished finish, single-door, 1/4-turn semi-flush oil-tight latch. | from vendor up to 5 business days | 374 | 383
BN4100804CHSS | Wiegmann enclosure, NEMA 4/4X/12/13, 10 x 8 x 4in (HxWxD), wall mount, 304 stainless steel, No. 3 intermediate polished finish, single-door, (2) stainless steel clamps. | from vendor up to 0 business day | 289 | 296
BN4100804CHSSA | Wiegmann enclosure, NEMA 4/4X/12/13, 10 x 8 x 4in (HxWxD), wall mount, 316L stainless steel, No. 3 intermediate polished finish, single-door, (2) stainless steel clamps. | from vendor up to 0 business day | 368 | 377
BN4100804SS | Wiegmann enclosure, NEMA 4/4X/12/13, 10 x 8 x 4in (HxWxD), wall mount, 304 stainless steel, No. 3 intermediate polished finish, lift-off cover, (6) stainless steel clamps. | Stock | 269 | 276
BN4100804SSA | Wiegmann enclosure, NEMA 4/4X/12/13, 10 x 8 x 4in (HxWxD), wall mount, 316L stainless steel, No. 3 intermediate polished finish, lift-off cover, (6) stainless steel clamps. | from vendor up to 5 business days | 368 | 377
BN4100806CH | Wiegmann enclosure, NEMA 4/12/13, 10 x 8 x 6in (HxWxD), wall mount, carbon steel, ANSI 61 gray, powder coat finish, single-door, (2) stainless steel clamps. | from vendor up to 0 business day | 119 | 122
BN4100806CHQT | Wiegmann Ultimate Mini-Max series enclosure, NEMA 4/12, 10 x 8 x 6in (HxWxD), wall mount, carbon steel, ANSI 61 gray, powder coat finish, single-door, 1/4-turn semi-flush oil-tight latch. | Stock | 116 | 119
BN4100806CHQTSS | Wiegmann Ultimate Mini-Max series enclosure, NEMA 4/4X/12, 10 x 8 x 6in (HxWxD), wall mount, 304 stainless steel, No. 3 intermediate polished finish, single-door, 1/4-turn semi-flush oil-tight latch. | from vendor up to 0 business day | 325 | 332
BN4100806CHQTSSA | Wiegmann Ultimate Mini-Max series enclosure, NEMA 4/4X/12, 10 x 8 x 6in (HxWxD), wall mount, 316L stainless steel, No. 3 intermediate polished finish, single-door, 1/4-turn semi-flush oil-tight latch. | from vendor up to 0 business day | 422 | 432
BN4121005 | Wiegmann enclosure, NEMA 4/12/13, 12 x 10 x 5in (HxWxD), wall mount, carbon steel, ANSI 61 gray, powder coat finish, lift-off cover, (8) stainless steel clamps. | from vendor up to 0 business day | 118 | 121
BN4121005AL | Wiegmann enclosure, NEMA 4/4X/12/13, 12 x 10 x 5in (HxWxD), wall mount, 5052-H32 aluminum, No. 3 intermediate polished finish, lift-off cover, (8) stainless steel clamps. | from vendor up to 0 business day | 297 | 305
BN4121005CH | Wiegmann enclosure, NEMA 4/12/13, 12 x 10 x 5in (HxWxD), wall mount, carbon steel, ANSI 61 gray, powder coat finish, single-door, (2) stainless steel clamps. | from vendor up to 0 business day | 131 | 134
BN4121005CHAL | Wiegmann enclosure, NEMA 4/4X/12/13, 12 x 10 x 5in (HxWxD), wall mount, 5052-H32 aluminum, No. 3 intermediate polished finish, single-door, (2) stainless steel clamps. | from vendor up to 0 business day | 313 | 320
BN4121005SS | Wiegmann enclosure, NEMA 4/4X/12/13, 12 x 10 x 5in (HxWxD), wall mount, 304 stainless steel, No. 3 intermediate polished finish, lift-off cover, (8) stainless steel clamps. | Stock | 383 | 393
BN4121005SSA | Wiegmann enclosure, NEMA 4/4X/12/13, 12 x 10 x 5in (HxWxD), wall mount, 316L stainless steel, No. 3 intermediate polished finish, lift-off cover, (8) stainless steel clamps. | from vendor up to 10 business days | 516 | 528
BN4121006CHQT | Wiegmann Ultimate Mini-Max series enclosure, NEMA 4/12, 12 x 10 x 6in (HxWxD), wall mount, carbon steel, ANSI 61 gray, powder coat finish, single-door, 1/4-turn semi-flush oil-tight latch. | Stock | 125 | 128
BN4121006CHQTSS | Wiegmann Ultimate Mini-Max series enclosure, NEMA 4/4X/12, 12 x 10 x 6in (HxWxD), wall mount, 304 stainless steel, No. 3 intermediate polished finish, single-door, 1/4-turn semi-flush oil-tight latch. | from vendor up to 0 business day | 432 | 443
BN4121006CHQTSSA | Wiegmann Ultimate Mini-Max series enclosure, NEMA 4/4X/12, 12 x 10 x 6in (HxWxD), wall mount, 316L stainless steel, No. 3 intermediate polished finish, single-door, 1/4-turn semi-flush oil-tight latch. | from vendor up to 5 business days | 563 | 576
BN4121006CHSS | Wiegmann enclosure, NEMA 4/4X/12/13, 12 x 10 x 6in (HxWxD), wall mount, 304 stainless steel, No. 3 intermediate polished finish, single-door, (2) stainless steel clamps. | from vendor up to 0 business day | 405 | 415
BN4121006CHSSA | Wiegmann enclosure, NEMA 4/4X/12/13, 12 x 10 x 6in (HxWxD), wall mount, 316L stainless steel, No. 3 intermediate polished finish, single-door, (2) stainless steel clamps. | from vendor up to 0 business day | 516 | 528
BN4121008CHQT | Wiegmann Ultimate Mini-Max series enclosure, NEMA 4/12, 12 x 10 x 8in (HxWxD), wall mount, carbon steel, ANSI 61 gray, powder coat finish, single-door, 1/4-turn semi-flush oil-tight latch. | Stock | 155 | 159
BN4121008CHQTSS | Wiegmann Ultimate Mini-Max series enclosure, NEMA 4/4X/12, 12 x 10 x 8in (HxWxD), wall mount, 304 stainless steel, No. 3 intermediate polished finish, single-door, 1/4-turn semi-flush oil-tight latch. | from vendor up to 0 business day | 494 | 506
BN4121008CHQTSSA | Wiegmann Ultimate Mini-Max series enclosure, NEMA 4/4X/12, 12 x 10 x 8in (HxWxD), wall mount, 316L stainless steel, No. 3 intermediate polished finish, single-door, 1/4-turn semi-flush oil-tight latch. | from vendor up to 10 business days | 643 | 658
BN4121010CHQT | Wiegmann Ultimate Mini-Max series enclosure, NEMA 4/12, 12 x 10 x 10in (HxWxD), wall mount, carbon steel, ANSI 61 gray, powder coat finish, single-door, 1/4-turn semi-flush oil-tight latch. | Stock | 184 | 189
BN4121010CHQTSS | Wiegmann Ultimate Mini-Max series enclosure, NEMA 4/4X/12, 12 x 10 x 10in (HxWxD), wall mount, 304 stainless steel, No. 3 intermediate polished finish, single-door, 1/4-turn semi-flush oil-tight latch. | from vendor up to 0 business day | 543 | 556
BN4121010CHQTSSA | Wiegmann Ultimate Mini-Max series enclosure, NEMA 4/4X/12, 12 x 10 x 10in (HxWxD), wall mount, 316L stainless steel, No. 3 intermediate polished finish, single-door, 1/4-turn semi-flush oil-tight latch. | from vendor up to 10 business days | 706 | 723
BN4121206CH | Wiegmann enclosure, NEMA 4/12/13, 12 x 12 x 6in (HxWxD), wall mount, carbon steel, ANSI 61 gray, powder coat finish, single-door, (2) stainless steel clamps. | from vendor up to 0 business day | 138 | 141
BN4121206CHQT | Wiegmann Ultimate Mini-Max series enclosure, NEMA 4/12, 12 x 12 x 6in (HxWxD), wall mount, carbon steel, ANSI 61 gray, powder coat finish, single-door, 1/4-turn semi-flush oil-tight latch. | Stock | 134 | 138
BN4121206CHQTSS | Wiegmann Ultimate Mini-Max series enclosure, NEMA 4/4X/12, 12 x 12 x 6in (HxWxD), wall mount, 304 stainless steel, No. 3 intermediate polished finish, single-door, 1/4-turn semi-flush oil-tight latch. | from vendor up to 0 business day | 469 | 481
BN4121206CHQTSSA | Wiegmann Ultimate Mini-Max series enclosure, NEMA 4/4X/12, 12 x 12 x 6in (HxWxD), wall mount, 316L stainless steel, No. 3 intermediate polished finish, single-door, 1/4-turn semi-flush oil-tight latch. | from vendor up to 0 business day | 610 | 625
BN4121206CHSS | Wiegmann enclosure, NEMA 4/4X/12/13, 12 x 12 x 6in (HxWxD), wall mount, 304 stainless steel, No. 3 intermediate polished finish, single-door, (2) stainless steel clamps. | from vendor up to 0 business day | 447 | 458
BN4121206CHSSA | Wiegmann enclosure, NEMA 4/4X/12/13, 12 x 12 x 6in (HxWxD), wall mount, 316L stainless steel, No. 3 intermediate polished finish, single-door, (2) stainless steel clamps. | from vendor up to 0 business day | 569 | 583
BN4121208CHQT | Wiegmann Ultimate Mini-Max series enclosure, NEMA 4/12, 12 x 12 x 8in (HxWxD), wall mount, carbon steel, ANSI 61 gray, powder coat finish, single-door, 1/4-turn semi-flush oil-tight latch. | Stock | 170 | 174
BN4121208CHQTSS | Wiegmann Ultimate Mini-Max series enclosure, NEMA 4/4X/12, 12 x 12 x 8in (HxWxD), wall mount, 304 stainless steel, No. 3 intermediate polished finish, single-door, 1/4-turn semi-flush oil-tight latch. | from vendor up to 0 business day | 507 | 519
BN4121208CHQTSSA | Wiegmann Ultimate Mini-Max series enclosure, NEMA 4/4X/12, 12 x 12 x 8in (HxWxD), wall mount, 316L stainless steel, No. 3 intermediate polished finish, single-door, 1/4-turn semi-flush oil-tight latch. | from vendor up to 10 business days | 658 | 674
BN4121210CHQT | Wiegmann Ultimate Mini-Max series enclosure, NEMA 4/12, 12 x 12 x 10in (HxWxD), wall mount, carbon steel, ANSI 61 gray, powder coat finish, single-door, 1/4-turn semi-flush oil-tight latch. | Stock | 206 | 211
BN4121210CHQTSS | Wiegmann Ultimate Mini-Max series enclosure, NEMA 4/4X/12, 12 x 12 x 10in (HxWxD), wall mount, 304 stainless steel, No. 3 intermediate polished finish, single-door, 1/4-turn semi-flush oil-tight latch. | from vendor up to 0 business day | 580 | 594
BN4121210CHQTSSA | Wiegmann Ultimate Mini-Max series enclosure, NEMA 4/4X/12, 12 x 12 x 10in (HxWxD), wall mount, 316L stainless steel, No. 3 intermediate polished finish, single-door, 1/4-turn semi-flush oil-tight latch. | from vendor up to 10 business days | 754 | 772
BN4141206 | Wiegmann enclosure, NEMA 4/12/13, 14 x 12 x 6in (HxWxD), wall mount, carbon steel, ANSI 61 gray, powder coat finish, lift-off cover, (8) stainless steel clamps. | Stock | 149 | 153
BN4141206AL | Wiegmann enclosure, NEMA 4/4X/12/13, 14 x 12 x 6in (HxWxD), wall mount, 5052-H32 aluminum, No. 3 intermediate polished finish, lift-off cover, (8) stainless steel clamps. | from vendor up to 0 business day | 362 | 371
BN4141206CH | Wiegmann enclosure, NEMA 4/12/13, 14 x 12 x 6in (HxWxD), wall mount, carbon steel, ANSI 61 gray, powder coat finish, single-door, (2) stainless steel clamps. | from vendor up to 0 business day | 165 | 169
BN4141206CHAL | Wiegmann enclosure, NEMA 4/4X/12/13, 14 x 12 x 6in (HxWxD), wall mount, 5052-H32 aluminum, No. 3 intermediate polished finish, single-door, (2) stainless steel clamps. | from vendor up to 0 business day | 359 | 368
BN4141206CHQT | Wiegmann Ultimate Mini-Max series enclosure, NEMA 4/12, 14 x 12 x 6in (HxWxD), wall mount, carbon steel, ANSI 61 gray, powder coat finish, single-door, 1/4-turn semi-flush oil-tight latch. | Stock | 161 | 165
BN4141206CHQTSS | Wiegmann Ultimate Mini-Max series enclosure, NEMA 4/4X/12, 14 x 12 x 6in (HxWxD), wall mount, 304 stainless steel, No. 3 intermediate polished finish, single-door, 1/4-turn semi-flush oil-tight latch. | from vendor up to 0 business day | 482 | 494
BN4141206CHQTSSA | Wiegmann Ultimate Mini-Max series enclosure, NEMA 4/4X/12, 14 x 12 x 6in (HxWxD), wall mount, 316L stainless steel, No. 3 intermediate polished finish, single-door, 1/4-turn semi-flush oil-tight latch. | from vendor up to 5 business days | 627 | 642
BN4141206CHSS | Wiegmann enclosure, NEMA 4/4X/12/13, 14 x 12 x 6in (HxWxD), wall mount, 304 stainless steel, No. 3 intermediate polished finish, single-door, (2) stainless steel clamps. | from vendor up to 0 business day | 503 | 515
BN4141206CHSSA | Wiegmann enclosure, NEMA 4/4X/12/13, 14 x 12 x 6in (HxWxD), wall mount, 316L stainless steel, No. 3 intermediate polished finish, single-door, (2) stainless steel clamps. | from vendor up to 0 business day | 623 | 638
BN4141206SS | Wiegmann enclosure, NEMA 4/4X/12/13, 14 x 12 x 6in (HxWxD), wall mount, 304 stainless steel, No. 3 intermediate polished finish, lift-off cover, (8) stainless steel clamps. | Stock | 482 | 494
BN4141206SSA | Wiegmann enclosure, NEMA 4/4X/12/13, 14 x 12 x 6in (HxWxD), wall mount, 316L stainless steel, No. 3 intermediate polished finish, lift-off cover, (8) stainless steel clamps. | from vendor up to 10 business days | 622 | 637
BN4141208CHQT | Wiegmann Ultimate Mini-Max series enclosure, NEMA 4/12, 14 x 12 x 8in (HxWxD), wall mount, carbon steel, ANSI 61 gray, powder coat finish, single-door, 1/4-turn semi-flush oil-tight latch. | Stock | 186 | 190
BN4141208CHQTSS | Wiegmann Ultimate Mini-Max series enclosure, NEMA 4/4X/12, 14 x 12 x 8in (HxWxD), wall mount, 304 stainless steel, No. 3 intermediate polished finish, single-door, 1/4-turn semi-flush oil-tight latch. | from vendor up to 0 business day | 519 | 531
BN4141208CHQTSSA | Wiegmann Ultimate Mini-Max series enclosure, NEMA 4/4X/12, 14 x 12 x 8in (HxWxD), wall mount, 316L stainless steel, No. 3 intermediate polished finish, single-door, 1/4-turn semi-flush oil-tight latch. | from vendor up to 5 business days | 676 | 692
BN4161406 | Wiegmann enclosure, NEMA 4/12/13, 16 x 14 x 6in (HxWxD), wall mount, carbon steel, ANSI 61 gray, powder coat finish, lift-off cover, (10) stainless steel clamps. | Stock | 175 | 179
BN4161406AL | Wiegmann enclosure, NEMA 4/4X/12/13, 16 x 14 x 6in (HxWxD), wall mount, 5052-H32 aluminum, No. 3 intermediate polished finish, lift-off cover, (10) stainless steel clamps. | from vendor up to 0 business day | 370 | 379
BN4161406CH | Wiegmann enclosure, NEMA 4/12/13, 16 x 14 x 6in (HxWxD), wall mount, carbon steel, ANSI 61 gray, powder coat finish, single-door, (2) stainless steel clamps. | from vendor up to 0 business day | 195 | 199
BN4161406CHAL | Wiegmann enclosure, NEMA 4/4X/12/13, 16 x 14 x 6in (HxWxD), wall mount, 5052-H32 aluminum, No. 3 intermediate polished finish, single-door, (2) stainless steel clamps. | from vendor up to 0 business day | 416 | 426
BN4161406CHQT | Wiegmann Ultimate Mini-Max series enclosure, NEMA 4/12, 16 x 14 x 6in (HxWxD), wall mount, carbon steel, ANSI 61 gray, powder coat finish, single-door, 1/4-turn semi-flush oil-tight latch. | Stock | 189 | 194
BN4161406CHQTSS | Wiegmann Ultimate Mini-Max series enclosure, NEMA 4/4X/12, 16 x 14 x 6in (HxWxD), wall mount, 304 stainless steel, No. 3 intermediate polished finish, single-door, 1/4-turn semi-flush oil-tight latch. | from vendor up to 0 business day | 519 | 531
BN4161406CHQTSSA | Wiegmann Ultimate Mini-Max series enclosure, NEMA 4/4X/12, 16 x 14 x 6in (HxWxD), wall mount, 316L stainless steel, No. 3 intermediate polished finish, single-door, 1/4-turn semi-flush oil-tight latch. | from vendor up to 5 business days | 675 | 691
BN4161406CHSS | Wiegmann enclosure, NEMA 4/4X/12/13, 16 x 14 x 6in (HxWxD), wall mount, 304 stainless steel, No. 3 intermediate polished finish, single-door, (2) stainless steel clamps. | from vendor up to 0 business day | 582 | 595
BN4161406CHSSA | Wiegmann enclosure, NEMA 4/4X/12/13, 16 x 14 x 6in (HxWxD), wall mount, 316L stainless steel, No. 3 intermediate polished finish, single-door, (2) stainless steel clamps. | from vendor up to 0 business day | 741 | 759
BN4161406SS | Wiegmann enclosure, NEMA 4/4X/12/13, 16 x 14 x 6in (HxWxD), wall mount, 304 stainless steel, No. 3 intermediate polished finish, lift-off cover, (10) stainless steel clamps. | Stock | 577 | 591
BN4161406SSA | Wiegmann enclosure, NEMA 4/4X/12/13, 16 x 14 x 6in (HxWxD), wall mount, 316L stainless steel, No. 3 intermediate polished finish, lift-off cover, (10) stainless steel clamps. | from vendor up to 10 business days | 741 | 758
BN4161408CHQT | Wiegmann Ultimate Mini-Max series enclosure, NEMA 4/12, 16 x 14 x 8in (HxWxD), wall mount, carbon steel, ANSI 61 gray, powder coat finish, single-door, 1/4-turn semi-flush oil-tight latch. | Stock | 207 | 212
BN4161408CHQTSS | Wiegmann Ultimate Mini-Max series enclosure, NEMA 4/4X/12, 16 x 14 x 8in (HxWxD), wall mount, 304 stainless steel, No. 3 intermediate polished finish, single-door, 1/4-turn semi-flush oil-tight latch. | from vendor up to 0 business day | 556 | 569
BN4161408CHQTSSA | Wiegmann Ultimate Mini-Max series enclosure, NEMA 4/4X/12, 16 x 14 x 8in (HxWxD), wall mount, 316L stainless steel, No. 3 intermediate polished finish, single-door, 1/4-turn semi-flush oil-tight latch. | from vendor up to 0 business day | 722 | 740
BNBCX-01 | Bimed cable gland, 3/8in NPT thread type, nickel-plated brass, accepts 4 to 8mm diameter cable, IP68. Package of 5. Mounting hardware included. | Stock | 19.5 | 22
BNBCX-02 | Bimed cable gland, 1/2in NPT thread type, nickel-plated brass, accepts 6 to 12mm diameter cable, IP68. Package of 5. Mounting hardware included. | Stock | 23.5 | 27
BNBCX-03 | Bimed cable gland, 3/4in NPT thread type, nickel-plated brass, accepts 13 to 18mm diameter cable, IP68. Package of 5. Mounting hardware included. | Stock | 39 | 44.5
BNBCX-04 | Bimed cable gland, 1in NPT thread type, nickel-plated brass, accepts 18 to 25mm diameter cable, IP68. Package of 5. Mounting hardware included. | Stock | 81 | 92
BNLN-01 | Bimed hex nut, 3/8in NPT thread type, nickel-plated brass. Package of 5. | Stock | 5 | 5.75
BNLN-02 | Bimed hex nut, 1/2in NPT thread type, nickel-plated brass. Package of 5. | Stock | 6.25 | 7.25
BNLN-03 | Bimed hex nut, 3/4in NPT thread type, nickel-plated brass. Package of 5. | Stock | 8.75 | 10
BNLN-04 | Bimed hex nut, 1in NPT thread type, nickel-plated brass. Package of 5. | Stock | 10 | 11.5
BNSPAX-11-W | Bimed cable gland, 3/8in NPT thread type, polyamide, light gray, accepts 5 to 10mm diameter cable, IP68, with strain relief. Package of 5. Mounting hardware included. | Stock | 4.75 | 5.5
BNSPAX-21-W | Bimed cable gland, 3/8in NPT thread type, polyamide, black, accepts 5 to 10mm diameter cable, IP68, with strain relief. Package of 5. Mounting hardware included. | Stock | 4.75 | 5.5
BNSPBX-12-W | Bimed cable gland, 1/2in NPT thread type, polyamide, light gray, accepts 6 to 12mm diameter cable, IP68, with strain relief. Package of 5. Mounting hardware included. | Stock | 7.25 | 8.25
BNSPBX-22-W | Bimed cable gland, 1/2in NPT thread type, polyamide, black, accepts 6 to 12mm diameter cable, IP68, with strain relief. Package of 5. Mounting hardware included. | Stock | 7.25 | 8.25
BNSPDX-13-W | Bimed cable gland, 3/4in NPT thread type, polyamide, light gray, accepts 13 to 18mm diameter cable, IP68, with strain relief. Package of 5. Mounting hardware included. | Stock | 10.75 | 12
BNSPDX-23-W | Bimed cable gland, 3/4in NPT thread type, polyamide, black, accepts 13 to 18mm diameter cable, IP68, with strain relief. Package of 5. Mounting hardware included. | Stock | 10.75 | 12
BP060A-L | Metrol limit switch, precision touch, 6mm diameter, threaded, 1mm pitch, 32.8mm length, 3mm head, stainless steel, ball plunger, 8-13N contact force, dry contact(s), N.O., 6.5ft/2m cable length, pigtail. | Stock | 43 | 44.5
BP060A-LF | Metrol limit switch, precision touch, 6mm diameter, threaded, 1mm pitch, 32.8mm length, 3mm head, stainless steel, ball plunger, 1N contact force, dry contact(s), N.O., 6.5ft/2m cable length, pigtail. | Stock | 43 | 44.5
BP080A-L | Metrol limit switch, precision touch, 8mm diameter, threaded, 1.25mm pitch, 30mm length, 4mm head, stainless steel, ball plunger, 8-16N contact force, dry contact(s), N.O., 6.5ft/2m cable length, pigtail. | Stock | 51 | 53
BP080A-LF | Metrol limit switch, precision touch, 8mm diameter, threaded, 1.25mm pitch, 30mm length, 4mm head, stainless steel, ball plunger, 1N contact force, dry contact(s), N.O., 6.5ft/2m cable length, pigtail. | Stock | 51 | 53
BP100A-L | Metrol limit switch, precision touch, 10mm diameter, threaded, 1.5mm pitch, 33mm length, 5mm head, stainless steel, ball plunger, 10-20N contact force, dry contact(s), N.O., 6.5ft/2m cable length, pigtail. | Stock | 54 | 56
BP100A-LF | Metrol limit switch, precision touch, 10mm diameter, threaded, 1.5mm pitch, 33mm length, 5mm head, stainless steel, ball plunger, 1N contact force, dry contact(s), N.O., 6.5ft/2m cable length, pigtail. | Stock | 54 | 56
BP1010A | AttaBox subpanel, 3003-H14 aluminum. For use with AH10106xxx Heartland series enclosures. | Stock | 16.5 | 20
BP108A | AttaBox subpanel, 3003-H14 aluminum. For use with 10x8/11x9 (HxW) FRx100806xx Freedom series, Mx1008xx & WH-M1008Hxx MachoBox series, CE1109xx Centurion series and CO9PBW pushbutton enclosures. | Stock | 14 | 17.25
BP108CS | AttaBox subpanel, carbon steel, white, powder coat finish. For use with 10x8/11x9 (HxW) FRx100806xx Freedom series, Mx1008xx & WH-M1008Hxx MachoBox series, CE1109xx Centurion series and CO9PBW pushbutton enclosures. | Stock | 14 | 17.25
BP108FG | AttaBox subpanel, fiberglass, gray. For use with 10x8/11x9 (HxW) FRx100806xx Freedom series, Mx1008xx & WH-M1008Hxx MachoBox series, CE1109xx Centurion series and CO9PBW pushbutton enclosures. | from vendor up to 5 business days | 12.5 | 22.5
BP1210A | AttaBox subpanel, 3003-H14 aluminum. For use with 12x10/13x11 (HxW) FRx121006xx Freedom series, Mx1210xx & WH-M1210Hxx MachoBox series and CE1311xx Centurion series enclosures. | Stock | 17 | 21
BP1210CS | AttaBox subpanel, carbon steel, white, powder coat finish. For use with 12x10/13x11 (HxW) FRx121006xx Freedom series, Mx1210xx & WH-M1210Hxx MachoBox series and CE1311xx Centurion series enclosures. | Stock | 17 | 21
BP1210FG | AttaBox subpanel, fiberglass, gray. For use with 12x10/13x11 (HxW) FRx121006xx Freedom series, Mx1210xx & WH-M1210Hxx MachoBox series and CE1311xx Centurion series enclosures. | from vendor up to 5 business days | 16.25 | 29
BP1412A | AttaBox subpanel, 3003-H14 aluminum. For use with 14x12/15x13 (HxW) FRx14120xxx Freedom series, Mx1412xx & WH-M1412Hxx MachoBox series and CE1513xx Centurion series enclosures. | Stock | 20.5 | 25
BP1412CS | AttaBox subpanel, carbon steel, white, powder coat finish. For use with 14x12/15x13 (HxW) FRx14120xxx Freedom series, Mx1412xx & WH-M1412Hxx MachoBox series and CE1513xx Centurion series enclosures. | Stock | 20.5 | 25
BP1412FG | AttaBox subpanel, fiberglass, gray. For use with 14x12/15x13 (HxW) FRx14120xxx Freedom series, Mx1412xx & WH-M1412Hxx MachoBox series and CE1513xx Centurion series enclosures. | from vendor up to 5 business days | 22.5 | 36.5
BP1614A | AttaBox subpanel, 3003-H14 aluminum. For use with 16x14 (HxW) FRx161408xx Freedom series and Mx1614xx & WH-M1614Hxx MachoBox series enclosures. | Stock | 26.5 | 33
BP1614CS | AttaBox subpanel, carbon steel, white, powder coat finish. For use with 16x14 (HxW) FRx161408xx Freedom series and Mx1614xx & WH-M1614Hxx MachoBox series enclosures. | Stock | 26.5 | 33
BP1614FG | AttaBox subpanel, fiberglass, gray. For use with 16x14 (HxW) FRx161408xx Freedom series and Mx1614xx & WH-M1614Hxx MachoBox series enclosures. | from vendor up to 5 business days | 28 | 45
BP1816A | AttaBox subpanel, 3003-H14 aluminum. For use with 18x16 (HxW) FRx181610xx Freedom series and Mx1816xx & WH-M1816Hxx MachoBox series enclosures. | Stock | 34.5 | 42.5
BP1816CS | AttaBox subpanel, carbon steel, white, powder coat finish. For use with 18x16 (HxW) FRx181610xx Freedom series and Mx1816xx & WH-M1816Hxx MachoBox series enclosures. | Stock | 34.5 | 42.5
BP1816FG | AttaBox subpanel, fiberglass, gray. For use with 18x16 (HxW) FRx181610xx Freedom series and Mx1816xx & WH-M1816Hxx MachoBox series enclosures. | from vendor up to 5 business days | 34.5 | 50
BP2016CD | AttaBox subpanel, carbon steel, white, powder coat finish. For use with 20x16 (HxW) FD2016 Triton series disconnect enclosures. | from vendor up to 15 business days | 173 | 213
BP2412CD | AttaBox subpanel, carbon steel, white, powder coat finish. For use with 24x12 (HxW) FD2412 Triton series disconnect enclosures. | from vendor up to 15 business days | 160 | 197
BP2424CD | AttaBox subpanel, carbon steel, white, powder coat finish. For use with 24x24 (HxW) FD2424 Triton series disconnect enclosures. | from vendor up to 15 business days | 223 | 274
BP3024CD | AttaBox subpanel, carbon steel, white, powder coat finish. For use with 30x24 (HxW) FD3024 Triton series disconnect enclosures. | from vendor up to 15 business days | 235 | 288
BP3630CD | AttaBox subpanel, carbon steel, white, powder coat finish. For use with 36x30 (HxW) FD3630 Triton series disconnect enclosures. | from vendor up to 15 business days | 301 | 369
BP4SWA | Metrol limit switch, precision touch, 4mm diameter, smooth, 12.8mm length, 3mm head, tungsten carbide, ball plunger, 1N contact force, dry contact(s), N.O., 1.6ft/0.5m cable length, core wire. | Stock | 61 | 63
BP5MWA | Metrol limit switch, precision touch, 5mm diameter, threaded, 0.5mm pitch, 20mm length, 3mm head, tungsten carbide, ball plunger, 1N contact force, dry contact(s), N.O., 1.6ft/0.5m cable length, core wire. | Stock | 57 | 59
BP64A | AttaBox subpanel, 3003-H14 aluminum. For use with 6x4 (HxW) Mx604xx & WH-M604Hxx MachoBox series enclosures. | Stock | 7.5 | 9.25
BP64CS | AttaBox subpanel, carbon steel, white, powder coat finish. For use with 6x4 (HxW) Mx604xx & WH-M604Hxx MachoBox series enclosures. | from vendor up to 5 business days | 7.5 | 14.5
BP64FG | AttaBox subpanel, fiberglass, gray. For use with 6x4 (HxW) Mx604xx & WH-M604Hxx MachoBox series enclosures. | from vendor up to 5 business days | 5.5 | 12.75
BP66A | AttaBox subpanel, 3003-H14 aluminum. For use with 6x6/7x7 (HxW) FRx60604xx Freedom series, Mx606xx & WH-M606Hxx MachoBox series, CE707xx Centurion series and CO4PBW pushbutton enclosures. | Stock | 7.75 | 9.5
BP66CS | AttaBox subpanel, carbon steel, white, powder coat finish. For use with 6x6/7x7 (HxW) FRx60604xx Freedom series, Mx606xx & WH-M606Hxx MachoBox series, CE707xx Centurion series and CO4PBW pushbutton enclosures. | from vendor up to 5 business days | 7.75 | 9.5
BP66FG | AttaBox subpanel, fiberglass, gray. For use with 6x6/7x7 (HxW) FRx60604xx Freedom series, Mx606xx & WH-M606Hxx MachoBox series, CE707xx Centurion series and CO4PBW pushbutton enclosures. | from vendor up to 5 business days | 6.5 | 15
BP76CS | AttaBox subpanel, carbon steel, white, powder coat finish. For use with 7x6 (HxW) CO763 Commander series enclosures. | from vendor up to 15 business days | 8.25 | 14.75
BP86A | AttaBox subpanel, 3003-H14 aluminum. For use with 8x6/9x7 (HxW) FRx80604xx Freedom series, Mx806xx & WH-M806Hxx MachoBox series, CE907xx Centurion series and CO6PBW pushbutton enclosures. | Stock | 9.25 | 11.5
BP86CS | AttaBox subpanel, carbon steel, white, powder coat finish. For use with 8x6/9x7 (HxW) FRx80604xx Freedom series, Mx806xx & WH-M806Hxx MachoBox series, CE907xx Centurion series and CO6PBW pushbutton enclosures. | from vendor up to 5 business days | 9.25 | 11.5
BP86FG | AttaBox subpanel, fiberglass, gray. For use with 8x6/9x7 (HxW) FRx80604xx Freedom series, Mx806xx & WH-M806Hxx MachoBox series, CE907xx Centurion series and CO6PBW pushbutton enclosures. | from vendor up to 5 business days | 8.5 | 17
BP88CS | AttaBox subpanel, carbon steel, white, powder coat finish. For use with 8x8 (HxW) FRx80804xx Freedom series and Mx808xx MachoBox series enclosures. | from vendor up to 5 business days | 13 | 17.75
BP88FG | AttaBox subpanel, fiberglass, gray. For use with 8x8 (HxW) FRx80804xx Freedom series and Mx808xx MachoBox series enclosures. | from vendor up to 5 business days | 11.75 | 19.75
BP96CS | AttaBox subpanel, carbon steel, white, powder coat finish. For use with 9x6 (HxW) CO963 Commander series enclosures. | from vendor up to 15 business days | 11.75 | 15.75
BPAK | Hammond blank adapter plate assembly, ANSI 61 gray. For use with all Hammond disconnect enclosures with universal cutouts. | Stock | 101 | 109
BPAKG-P10 | Integra adjustable depth mounting kit, gray. For use with Premium series polycarbonate enclosures. Includes (4) brackets with set screws. | Stock | 19.5 | 20.5
BPB0808P | AttaBox subpanel, phenolic resin hard paper. For use with 3x3 (HxW) BB0808xxW & BBCC080805W BantamBox series enclosures. | Stock | 3.5 | 4.25
BPB1212P | AttaBox subpanel, phenolic resin hard paper. For use with 5x5 (HxW) BB1212xxW & BBCC1212xxW BantamBox series enclosures. | Stock | 5.5 | 6.75
BPB1280P | AttaBox subpanel, phenolic resin hard paper. For use with 5x3 (HxW) BB1280xxW, BBR128080W & BBCC128055W BantamBox series enclosures. | Stock | 3.5 | 4.5
BPB1612P | AttaBox subpanel, phenolic resin hard paper. For use with 6x5 (HxW) BB1612xxW & BBCC1612xxW BantamBox series enclosures. | Stock | 5 | 6.75
BPB1680P | AttaBox subpanel, phenolic resin hard paper. For use with 6x3 (HxW) BB1680xxW & BBCC168090W BantamBox series enclosures. | Stock | 4.25 | 5.25
BPB2012P | AttaBox subpanel, phenolic resin hard paper. For use with 8x5 (HxW) BB2012xxW & BBCC201275W BantamBox series enclosures. | Stock | 5 | 6.25
BPB2015P | AttaBox subpanel, phenolic resin hard paper. For use with 8x6 (HxW) BB20151xW & BBCC20151xW BantamBox series enclosures. | Stock | 7.25 | 8.75
BPB2516P | AttaBox subpanel, phenolic resin hard paper. For use with 10x6 (HxW) BB2516xxW & BBCC25161xW BantamBox series enclosures. | Stock | 8.5 | 10.5
BPF-413200 | IDEM safety switch actuator, replacement, non-contact master coded RFID, plastic housing, 33 x 33mm. | Stock | 27.5 | 37
BPF-M-413001 | IDEM safety switch set, non-contact master coded RFID, (2) N.C. safety output(s), (1) N.O. monitoring output(s), polyester housing, 18mm diameter x 75mm body, pigtail, 16.4ft/5m cable length. | Stock | 143 | 135
BPF-M-413002 | IDEM safety switch set, non-contact master coded RFID, (2) N.C. safety output(s), (1) N.O. monitoring output(s), polyester housing, 18mm diameter x 75mm body, pigtail, 32.8ft/10m cable length. | Stock | 158 | 148
BPF-M-413003 | IDEM safety switch set, non-contact master coded RFID, (2) N.C. safety output(s), (1) N.O. monitoring output(s), polyester housing, 18mm diameter x 75mm body, 8-pin M12 quick-disconnect, 9.8in/250mm cable length. | Stock | 164 | 154
BPF-U-413101 | IDEM safety switch set, non-contact uniquely coded RFID, (2) N.C. safety output(s), (1) N.O. monitoring output(s), polyester housing, 18mm diameter x 75mm body, pigtail, 16.4ft/5m cable length. | Stock | 143 | 135
BPF-U-413102 | IDEM safety switch set, non-contact uniquely coded RFID, (2) N.C. safety output(s), (1) N.O. monitoring output(s), polyester housing, 18mm diameter x 75mm body, pigtail, 32.8ft/10m cable length. | Stock | 158 | 148
BPF-U-413103 | IDEM safety switch set, non-contact uniquely coded RFID, (2) N.C. safety output(s), (1) N.O. monitoring output(s), polyester housing, 18mm diameter x 75mm body, 8-pin M12 quick-disconnect, 9.8in/250mm cable length. | Stock | 164 | 154
BPL-11 | Bimed hex nut, 3/8in NPT thread type, polyamide, light gray. Package of 5. | Stock | 1.25 | 1.5
BPL-12 | Bimed hex nut, 1/2in NPT thread type, polyamide, light gray. Package of 5. | Stock | 1.25 | 1.5
BPL-13 | Bimed hex nut, 3/4in NPT thread type, polyamide, light gray. Package of 5. | Stock | 1.75 | 2
BPL-14 | Bimed hex nut, 1in NPT thread type, polyamide, light gray. Package of 5. | Stock | 3.25 | 3.75
BPL-21 | Bimed hex nut, 3/8in NPT thread type, polyamide, black. Package of 5. | Stock | 1.25 | 1.5
BPL-22 | Bimed hex nut, 1/2in NPT thread type, polyamide, black. Package of 5. | Stock | 1.25 | 1.5
BPL-23 | Bimed hex nut, 3/4in NPT thread type, polyamide, black. Package of 5. | Stock | 1.75 | 2
BPL-24 | Bimed hex nut, 1in NPT thread type, polyamide, black. Package of 5. | Stock | 3.25 | 3.75
BPM2016A | AttaBox subpanel, 3003-H14 aluminum. For use with 20x16 (HxW) FRx201610xx Freedom series and Mx808xx & WH-M2016Hxx MachoBox series enclosures. | Stock | 43.5 | 54
BPM2016CS | AttaBox subpanel, carbon steel, white, powder coat finish. For use with 20x16 (HxW) FRx201610xx Freedom series and Mx808xx & WH-M2016Hxx MachoBox series enclosures. | Stock | 43.5 | 54
BPM2016FG | AttaBox subpanel, fiberglass, gray. For use with 20x16 (HxW) FRx201610xx Freedom series and Mx808xx & WH-M2016Hxx MachoBox series enclosures. | from vendor up to 5 business days | 42.5 | 59
BPM2020A | AttaBox subpanel, 3003-H14 aluminum. For use with 20x20 (HxW) M2020xxx MachoBox series enclosures. | Stock | 122 | 150
BPM2020CS | AttaBox subpanel, carbon steel, white, powder coat finish. For use with 20x20 (HxW) M2020xxx MachoBox series enclosures. | Stock | 128 | 157
BPM2020FG | AttaBox subpanel, fiberglass, gray. For use with 20x20 (HxW) M2020xxx MachoBox series enclosures. | from vendor up to 5 business days | 138 | 169
BPM2420A | AttaBox subpanel, 3003-H14 aluminum. For use with 24x20 (HxW) M2420xxx MachoBox series enclosures. | Stock | 148 | 181
BPM2420CS | AttaBox subpanel, carbon steel, white, powder coat finish. For use with 24x20 (HxW) M2420xxx MachoBox series enclosures. | Stock | 154 | 190
BPM2420FG | AttaBox subpanel, fiberglass, gray. For use with 24x20 (HxW) M2420xxx MachoBox series enclosures. | from vendor up to 5 business days | 167 | 205
BPM2424A | AttaBox subpanel, 3003-H14 aluminum. For use with 24x24 (HxW) M2424xxx MachoBox series enclosures. | Stock | 181 | 223
BPM2424CS | AttaBox subpanel, carbon steel, white, powder coat finish. For use with 24x24 (HxW) M2424xxx MachoBox series enclosures. | Stock | 190 | 233
BPM2424FG | AttaBox subpanel, fiberglass, gray. For use with 24x24 (HxW) M2424xxx MachoBox series enclosures. | from vendor up to 5 business days | 205 | 252
BPM3024A | AttaBox subpanel, 3003-H14 aluminum. For use with 24x30/30x24 (HxW) Mxxxx4HPL MachoBox series enclosures. | Stock | 214 | 263
BPR-415014 | IDEM safety switch set, non-contact magnetic, (2) N.C. safety output(s), (1) N.O. monitoring output(s), polyester housing, 18mm diameter x 75mm body, pigtail, 16.4ft/5m cable length. | Stock | 93 | 88
BPR-415015 | IDEM safety switch set, non-contact magnetic, (2) N.C. safety output(s), (1) N.O. monitoring output(s), polyester housing, 18mm diameter x 75mm body, pigtail, 32.8ft/10m cable length. | Stock | 108 | 102
BPR-415016 | IDEM safety switch set, non-contact magnetic, (2) N.C. safety output(s), (1) N.O. monitoring output(s), polyester housing, 18mm diameter x 75mm body, 8-pin M12 quick-disconnect, 9.8in/250mm cable length. | Stock | 114 | 108
BPT1610A | AttaBox subpanel, 3003-H14 aluminum. For use with 16x10 (HxW) T16107HWT Triton series enclosures. | from vendor up to 5 business days | 51 | 63
BPT1610CS | AttaBox subpanel, carbon steel, white, powder coat finish. For use with 16x10 (HxW) T16107HWT Triton series enclosures. | from vendor up to 20 business days | 33.5 | 41
BPT2016A | AttaBox subpanel, 3003-H14 aluminum. For use with 20x16 (HxW) T201612HWT & TW201610HWT Triton series enclosures. | Stock | 57 | 70
BPT2016CS | AttaBox subpanel, carbon steel, white, powder coat finish. For use with 20x16 (HxW) T201612HWT & TW201610HWT Triton series enclosures. | Stock | 57 | 70
BPT2412A | AttaBox subpanel, 3003-H14 aluminum. For use with 24x12 (HxW) T2412xxHWT & TW241210HWT Triton series enclosures. | Stock | 55 | 68
BPT2412CS | AttaBox subpanel, carbon steel, white, powder coat finish. For use with 24x12 (HxW) T2412xxHWT & TW241210HWT Triton series enclosures. | from vendor up to 20 business days | 55 | 88
BPT2420A | AttaBox subpanel, 3003-H14 aluminum. For use with 24x20 (HxW) T24208HWT & TW24208HWT Triton series enclosures. | Stock | 112 | 138
BPT2420CS | AttaBox subpanel, carbon steel, white, powder coat finish. For use with 24x20 (HxW) T24208HWT & TW24208HWT Triton series enclosures. | Stock | 112 | 138
BPT2424A | AttaBox subpanel, 3003-H14 aluminum. For use with 24x24 (HxW) T24241xxxT & TW242410HWT Triton series enclosures. | Stock | 138 | 169
BPT2424CS | AttaBox subpanel, carbon steel, white, powder coat finish. For use with 24x24 (HxW) T24241xxxT & TW242410HWT Triton series enclosures. | Stock | 190 | 233
BPT3020A | AttaBox subpanel, 3003-H14 aluminum. For use with 30x20 (HxW) T3020xxxxT & TW30208HWT Triton series enclosures. | Stock | 143 | 176
BPT3020CS | AttaBox subpanel, carbon steel, white, powder coat finish. For use with 30x20 (HxW) T3020xxxxT & TW30208HWT Triton series enclosures. | from vendor up to 15 business days | 143 | 176
BPT3024A | AttaBox subpanel, 3003-H14 aluminum. For use with 30x24 (HxW) T3024xxxxT & TW302410HWT Triton series enclosures. | Stock | 176 | 217
BPT3024CS | AttaBox subpanel, carbon steel, white, powder coat finish. For use with 30x24 (HxW) T3024xxxxT & TW302410HWT Triton series enclosures. | Stock | 176 | 217
BPT3630A | AttaBox subpanel, 3003-H14 aluminum. For use with 36x30 (HxW) T3630xxxxT & TW363012HWT Triton series enclosures. | Stock | 275 | 338
BPT3630CS | AttaBox subpanel, carbon steel, white, powder coat finish. For use with 36x30 (HxW) T3630xxxxT & TW363012HWT Triton series enclosures. | Stock | 275 | 338
BPT4836A | AttaBox subpanel, 3003-H14 aluminum. For use with 48x36 (HxW) T48361xxxT & TW483612HWT Triton series enclosures. | Stock | 399 | 490
BPT4836CS | AttaBox subpanel, carbon steel, white, powder coat finish. For use with 48x36 (HxW) T48361xxxT & TW483612HWT Triton series enclosures. | Stock | 399 | 490
BPT6036A | AttaBox subpanel, 3003-H14 aluminum. For use with 60x36 (HxW) T60361xxxT Triton series enclosures. | Stock | 494 | 608
BPT6036CS | AttaBox subpanel, carbon steel, white, powder coat finish. For use with 60x36 (HxW) T60361xxxT Triton series enclosures. | from vendor up to 15 business days | 494 | 608
BR-321 | NITRA pneumatic regulator, 1/4in female NPT inlet(s), 1/4in female NPT outlet(s), 0-30 psi adjustable range. | Stock | 42.5 | 44
BR-322 | NITRA pneumatic regulator, 1/4in female NPT inlet(s), 1/4in female NPT outlet(s), 0-60 psi adjustable range. | Stock | 42.5 | 44
BR-323 | NITRA pneumatic regulator, 1/4in female NPT inlet(s), 1/4in female NPT outlet(s), 0-120 psi adjustable range. | Stock | 42.5 | 44
BR-341 | NITRA pneumatic regulator, 1/2in female NPT inlet(s), 1/2in female NPT outlet(s), 0-30 psi adjustable range. | Stock | 80 | 83
BR-342 | NITRA pneumatic regulator, 1/2in female NPT inlet(s), 1/2in female NPT outlet(s), 0-60 psi adjustable range. | Stock | 80 | 83
BR-343 | NITRA pneumatic regulator, 1/2in female NPT inlet(s), 1/2in female NPT outlet(s), 0-120 psi adjustable range. | Stock | 80 | 83
BRS2P1919BK | Hammond heavy duty rack shelf, 3U, 19in rack width, 19in depth, 550lb capacity, carbon steel, black, powder coat finish. | Stock | 113 | 116
BRS2P1924BK | Hammond heavy duty rack shelf, 3U, 19in rack width, 24in depth, 550lb capacity, carbon steel, black, powder coat finish. | Stock | 129 | 132
BRS2P2319BK | Hammond heavy duty rack shelf, 3U, 23in rack width, 19in depth, 550lb capacity, carbon steel, black, powder coat finish. | Stock | 121 | 124
BRS2P2324BK | Hammond heavy duty rack shelf, 3U, 23in rack width, 24in depth, 550lb capacity, carbon steel, black, powder coat finish. | Stock | 137 | 140
BRY14W33 | Bryant watertight straight blade electrical plug, 20A, 125 VAC, 1-phase, 2-pole, 3-wire, NEMA 5-20, accepts cord size 0.325-0.625in, UL Type 4, 4X, 6 and 6P, thermoplastic elastomer (PTE) housing, yellow. | Stock | 20.75 | 23
BRY14W47 | Bryant watertight straight blade electrical plug, 15A, 125 VAC, 1-phase, 2-pole, 3-wire, NEMA 5-15, accepts cord size 0.325-0.625in, UL Type 4, 4X, 6 and 6P, thermoplastic elastomer (PTE) housing, yellow. | Stock | 19.5 | 21.5
BRY15W33 | Bryant watertight straight blade electrical connector with cap, 20A, 125 VAC, 1-phase, 2-pole, 3-wire, NEMA 5-20, accepts cord size 0.325-0.625in, UL Type 4, 4X, 6 and 6P, thermoplastic elastomer (PTE) housing, yellow. | Stock | 27.5 | 30.5
BRY15W47 | Bryant watertight straight blade electrical connector with cap, 15A, 125 VAC, 1-phase, 2-pole, 3-wire, NEMA 5-15, accepts cord size 0.325-0.625in, UL Type 4, 4X, 6 and 6P, thermoplastic elastomer (PTE) housing, yellow. | Stock | 25.75 | 28.5
BRY24W34 | Bryant watertight locking electrical plug, 15A, 277 VAC, 1-phase, 2-pole, 3-wire, NEMA L7-15, accepts cord size 0.3-0.62in, UL Type 4, 4X, 6 and 6P, thermoplastic elastomer (PTE) housing, yellow. | Stock | 25 | 28
BRY24W47 | Bryant watertight locking electrical plug, 15A, 125 VAC, 1-phase, 2-pole, 3-wire, NEMA L5-15, accepts cord size 0.3-0.62in, UL Type 4, 4X, 6 and 6P, thermoplastic elastomer (PTE) housing, yellow. | Stock | 21.5 | 24
BRY25W34 | Bryant watertight locking electrical connector with cap, 15A, 277 VAC, 1-phase, 2-pole, 3-wire, NEMA L7-15, accepts cord size 0.3-0.62in, UL Type 4, 4X, 6 and 6P, thermoplastic elastomer (PTE) housing, yellow. | Stock | 38.5 | 42.5
BRY25W47 | Bryant watertight locking electrical connector with cap, 15A, 125 VAC, 1-phase, 2-pole, 3-wire, NEMA L5-15, accepts cord size 0.3-0.62in, UL Type 4, 4X, 6 and 6P, thermoplastic elastomer (PTE) housing, yellow. | Stock | 25.75 | 28.5
BRY26W47 | Bryant watertight locking electrical plug, 20A, 125 VAC, 1-phase, 2-pole, 3-wire, NEMA L5-20, accepts cord size 0.325-0.75in, UL Type 4, 4X, 6 and 6P, thermoplastic elastomer (PTE) housing, yellow. | Stock | 33.5 | 37
BRY26W48 | Bryant watertight locking electrical plug, 20A, 250 VAC, 1-phase, 2-pole, 3-wire, NEMA L6-20, accepts cord size 0.325-0.75in, UL Type 4, 4X, 6 and 6P, thermoplastic elastomer (PTE) housing, yellow. | Stock | 33.5 | 37
BRY26W75 | Bryant watertight locking electrical plug, 20A, 250 VAC, 3-phase, 3-pole, 4-wire, NEMA L15-20, accepts cord size 0.325-0.875in, UL Type 4, 4X, 6 and 6P, thermoplastic elastomer (PTE) housing, yellow. | Stock | 47 | 52
BRY26W76 | Bryant watertight locking electrical plug, 20A, 480 VAC, 3-phase, 3-pole, 4-wire, NEMA L16-20, accepts cord size 0.325-0.875in, UL Type 4, 4X, 6 and 6P, thermoplastic elastomer (PTE) housing, yellow. | Stock | 46.5 | 52
BRY27W47 | Bryant watertight locking electrical connector with cap, 20A, 125 VAC, 1-phase, 2-pole, 3-wire, NEMA L5-20, accepts cord size 0.325-0.75in, UL Type 4, 4X, 6 and 6P, thermoplastic elastomer (PTE) housing, yellow. | Stock | 51.25 | 57
BRY27W48 | Bryant watertight locking electrical connector with cap, 20A, 250 VAC, 1-phase, 2-pole, 3-wire, NEMA L6-20, accepts cord size 0.325-0.75in, UL Type 4, 4X, 6 and 6P, thermoplastic elastomer (PTE) housing, yellow. | Stock | 51.25 | 57
BRY27W75 | Bryant watertight locking electrical connector with cap, 20A, 250 VAC, 3-phase, 3-pole, 4-wire, NEMA L15-20, accepts cord size 0.325-0.875in, UL Type 4, 4X, 6 and 6P, thermoplastic elastomer (PTE) housing, yellow. | Stock | 62.25 | 69
BRY27W76 | Bryant watertight locking electrical connector with cap, 20A, 480 VAC, 3-phase, 3-pole, 4-wire, NEMA L16-20, accepts cord size 0.325-0.875in, UL Type 4, 4X, 6 and 6P, thermoplastic elastomer (PTE) housing, yellow. | Stock | 61 | 68
BRY28W75 | Bryant watertight locking electrical plug, 30A, 250 VAC, 3-phase, 3-pole, 4-wire, NEMA L15-30, accepts cord size 0.385-1.05in, UL Type 4, 4X, 6 and 6P, thermoplastic elastomer (PTE) housing, yellow. | Stock | 57.5 | 64
BRY28W76 | Bryant watertight locking electrical plug, 30A, 480 VAC, 3-phase, 3-pole, 4-wire, NEMA L16-30, accepts cord size 0.385-1.05in, UL Type 4, 4X, 6 and 6P, thermoplastic elastomer (PTE) housing, yellow. | Stock | 57 | 63
BRY29W75 | Bryant watertight locking electrical connector with cap, 30A, 250 VAC, 3-phase, 3-pole, 4-wire, NEMA L15-30, accepts cord size 0.385-1.05in, UL Type 4, 4X, 6 and 6P, thermoplastic elastomer (PTE) housing, yellow. | Stock | 101 | 112
BRY29W76 | Bryant watertight locking electrical connector with cap, 30A, 480 VAC, 3-phase, 3-pole, 4-wire, NEMA L16-30, accepts cord size 0.385-1.05in, UL Type 4, 4X, 6 and 6P, thermoplastic elastomer (PTE) housing, yellow. | Stock | 99 | 110
BRY3054 | Bryant blank cover plate, UL Type 3R. For use with portable outlet box BRY3099. | Stock | 4.25 | 4.75
BRY3056 | Bryant cover plate, UL Type 3R, lift cover. For use with portable outlet box BRY3099. | Stock | 23.25 | 26
BRY3099 | Bryant dead end portable outlet box, (1) 3/4in female NPT conduit entries, accepts cord size 0.38 - 0.5in, NEMA 1, PBT thermoplastic elastomer housing, yellow. | Stock | 54 | 60
BRY5262 | Bryant duplex straight blade receptacle, 15A, 125 VAC, 1-phase, 2-pole, 3-wire, NEMA 5-15, nylon molded housing, brown. | Stock | 13.75 | 15
BRY5262CR | Bryant straight blade duplex receptacle, 15A, 125 VAC, 1-phase, 2-pole, 3-wire, NEMA 5-15, nylon molded housing, yellow. | Stock | 21 | 23
BRY5262GRY | Bryant heavy-duty straight blade duplex receptacle, 15A, 125 VAC, 1-phase, 2-pole, 3-wire, NEMA 5-15, nylon molded housing, gray. | Stock | 12 | 13
BRY5266NP | Bryant straight blade plug, 15A, 125 VAC, 1-phase, 2-pole, 3-wire, NEMA 5-15, accepts cord size 0.3-0.65in, nylon housing, black and white. | Stock | 9.5 | 10.5
BRY5269NC | Bryant straight blade connector, 15A, 125 VAC, 1-phase, 2-pole, 3-wire, NEMA 5-15, accepts cord size 0.3-0.65in, nylon housing, black and white. | Stock | 16.75 | 18.5
BRY5362 | Bryant duplex straight blade receptacle, 20A, 125 VAC, 1-phase, 2-pole, 3-wire, NEMA 5-20, nylon molded housing, brown. | Stock | 16.75 | 18
BRY5362CR | Bryant straight blade duplex receptacle, 20A, 125 VAC, 1-phase, 2-pole, 3-wire, NEMA 5-20, nylon molded housing, yellow. | Stock | 27 | 29.5
BRY5362GRY | Bryant heavy-duty straight blade duplex receptacle, 20A, 125 VAC, 1-phase, 2-pole, 3-wire, NEMA 5-20, nylon molded housing, gray. | Stock | 15 | 16.5
BRY5366NP | Bryant straight blade plug, 20A, 125 VAC, 1-phase, 2-pole, 3-wire, NEMA 5-20, accepts cord size 0.3-0.65in, nylon housing, black and white. | Stock | 12 | 13
BRY5369NC | Bryant straight blade connector, 20A, 125 VAC, 1-phase, 2-pole, 3-wire, NEMA 5-20, accepts cord size 0.3-0.65in, nylon housing, black and white. | Stock | 21 | 23
BRY5462 | Bryant duplex straight blade receptacle, 20A, 250 VAC, 1-phase, 2-pole, 3-wire, NEMA 6-20, nylon molded housing, brown. | Stock | 20.5 | 22.5
BRY5466NP | Bryant straight blade plug, 20A, 250 VAC, 1-phase, 2-pole, 3-wire, NEMA 6-20, accepts cord size 0.3-0.65in, nylon housing, black and white. | Stock | 19.75 | 21.5
BRY5469NC | Bryant straight blade connector, 20A, 250 VAC, 1-phase, 2-pole, 3-wire, NEMA 6-20, accepts cord size 0.3-0.65in, nylon housing, black and white. | Stock | 30.5 | 33.5
BRY5662 | Bryant duplex straight blade receptacle, 15A, 250 VAC, 1-phase, 2-pole, 3-wire, NEMA 6-15, nylon molded housing, brown. | Stock | 17.5 | 19
BRY5666NP | Bryant straight blade plug, 15A, 250 VAC, 1-phase, 2-pole, 3-wire, NEMA 6-15, accepts cord size 0.3-0.65in, nylon housing, black and white. | Stock | 15 | 16.5
BRY5669NC | Bryant straight blade connector, 15A, 250 VAC, 1-phase, 2-pole, 3-wire, NEMA 6-15, accepts cord size 0.3-0.65in, nylon housing, black and white. | Stock | 25.75 | 28
BSBCX-01 | Bimed cable gland, PG7 thread type, nickel-plated brass, accepts 3 to 6.5mm diameter cable, IP68. Package of 5. Mounting hardware included. | Stock | 10 | 11.5
BSBCX-02 | Bimed cable gland, PG9 thread type, nickel-plated brass, accepts 4 to 8mm diameter cable, IP68. Package of 5. Mounting hardware included. | Stock | 11 | 12.5
BSBCX-03 | Bimed cable gland, PG11 thread type, nickel-plated brass, accepts 5 to 10mm diameter cable, IP68. Package of 5. Mounting hardware included. | Stock | 13.5 | 15.5
BSBCX-04 | Bimed cable gland, PG13.5 thread type, nickel-plated brass, accepts 6 to 12mm diameter cable, IP68. Package of 5. Mounting hardware included. | Stock | 15.75 | 18
BSBCX-05 | Bimed cable gland, PG16 thread type, nickel-plated brass, accepts 10 to 14mm diameter cable, IP68. Package of 5. Mounting hardware included. | Stock | 17.5 | 20
BSBCX-06 | Bimed cable gland, PG21 thread type, nickel-plated brass, accepts 13 to 18mm diameter cable, IP68. Package of 5. Mounting hardware included. | Stock | 27.75 | 31.5
BSBCX-07 | Bimed cable gland, PG29 thread type, nickel-plated brass, accepts 18 to 25mm diameter cable, IP68. Package of 5. Mounting hardware included. | Stock | 45.75 | 52
BSBCX-08 | Bimed cable gland, PG36 thread type, nickel-plated brass, accepts 22 to 32mm diameter cable, IP68. Package of 2. Mounting hardware included. | Stock | 33.25 | 38
BSBCX-09 | Bimed cable gland, PG42 thread type, nickel-plated brass, accepts 30 to 38mm diameter cable, IP68. Mounting hardware included. | Stock | 54 | 62
BSBCX-10 | Bimed cable gland, PG48 thread type, nickel-plated brass, accepts 34 to 44mm diameter cable, IP68. Mounting hardware included. | Stock | 71.25 | 81
BSL-01 | Bimed hex nut, PG7 thread type, nickel-plated brass. Package of 5. | Stock | 1.75 | 2
BSL-02 | Bimed hex nut, PG9 thread type, nickel-plated brass. Package of 5. | Stock | 1.75 | 2
BSL-03 | Bimed hex nut, PG11 thread type, nickel-plated brass. Package of 5. | Stock | 1.75 | 2
BSL-04 | Bimed hex nut, PG13.5 thread type, nickel-plated brass. Package of 5. | Stock | 2.25 | 2.5
BSL-05 | Bimed hex nut, PG16 thread type, nickel-plated brass. Package of 5. | Stock | 2.25 | 2.5
BSL-06 | Bimed hex nut, PG21 thread type, nickel-plated brass. Package of 5. | Stock | 4 | 4.5
BSL-07 | Bimed hex nut, PG29 thread type, nickel-plated brass. Package of 2. | Stock | 2.5 | 2.75
BSL-08 | Bimed hex nut, PG36 thread type, nickel-plated brass. Package of 2. | Stock | 3.5 | 4
BSL-09 | Bimed hex nut, PG42 thread type, nickel-plated brass. | Stock | 2.5 | 2.75
BSL-10 | Bimed hex nut, PG48 thread type, nickel-plated brass. | Stock | 3 | 3.5
BSPAX-11-W | Bimed cable gland, 3/8in NPT thread type, polyamide, light gray, accepts 5 to 10mm diameter cable, IP68. Package of 5. Mounting hardware included. | Stock | 3.75 | 4.25
BSPAX-21-W | Bimed cable gland, 3/8in NPT thread type, polyamide, black, accepts 5 to 10mm diameter cable, IP68. Package of 5. Mounting hardware included. | Stock | 3.75 | 4.25
BSPBX-12-W | Bimed cable gland, 1/2in NPT thread type, polyamide, light gray, accepts 6 to 12mm diameter cable, IP68. Package of 5. Mounting hardware included. | Stock | 4.75 | 5.5
BSPBX-22-W | Bimed cable gland, 1/2in NPT thread type, polyamide, black, accepts 6 to 12mm diameter cable, IP68. Package of 5. Mounting hardware included. | Stock | 4.75 | 5.5
BSPCX-12-W | Bimed cable gland, 1/2in NPT thread type, polyamide, light gray, accepts 10 to 14mm diameter cable, IP68. Package of 5. Mounting hardware included. | Stock | 6.5 | 7.5
BSPCX-22-W | Bimed cable gland, 1/2in NPT thread type, polyamide, black, accepts 10 to 14mm diameter cable, IP68. Package of 5. Mounting hardware included. | Stock | 6.5 | 7.5
BSPDX-13-W | Bimed cable gland, 3/4in NPT thread type, polyamide, light gray, accepts 13 to 18mm diameter cable, IP68. Package of 5. Mounting hardware included. | Stock | 7.75 | 8.75
BSPDX-23-W | Bimed cable gland, 3/4in NPT thread type, polyamide, black, accepts 13 to 18mm diameter cable, IP68. Package of 5. Mounting hardware included. | Stock | 7.75 | 8.75
BSPX-14-W | Bimed cable gland, 1in NPT thread type, polyamide, light gray, accepts 18 to 25mm diameter cable, IP68. Package of 5. Mounting hardware included. | Stock | 15 | 17
BSPX-24-W | Bimed cable gland, 1in NPT thread type, polyamide, black, accepts 18 to 25mm diameter cable, IP68. Package of 5. Mounting hardware included. | Stock | 15 | 17
BSSPX-11-W | Bimed cable gland, PG7 thread type, polyamide, light gray, accepts 3 to 6.5mm diameter cable, IP68, with strain relief. Package of 5. Mounting hardware included. | Stock | 2.75 | 3.25
BSSPX-12-W | Bimed cable gland, PG9 thread type, polyamide, light gray, accepts 4 to 8mm diameter cable, IP68, with strain relief. Package of 5. Mounting hardware included. | Stock | 3.25 | 3.75
BSSPX-13-W | Bimed cable gland, PG11 thread type, polyamide, light gray, accepts 5 to 10mm diameter cable, IP68, with strain relief. Package of 5. Mounting hardware included. | Stock | 3.75 | 4.25
BSSPX-14-W | Bimed cable gland, PG13.5 thread type, polyamide, light gray, accepts 6 to 12mm diameter cable, IP68, with strain relief. Package of 5. Mounting hardware included. | Stock | 4.25 | 4.75
BSSPX-15-W | Bimed cable gland, PG16 thread type, polyamide, light gray, accepts 10 to 14mm diameter cable, IP68, with strain relief. Package of 5. Mounting hardware included. | Stock | 7.25 | 8.25
BSSPX-16-W | Bimed cable gland, PG21 thread type, polyamide, light gray, accepts 13 to 18mm diameter cable, IP68, with strain relief. Package of 5. Mounting hardware included. | Stock | 9.25 | 10.5
BSSPX-21-W | Bimed cable gland, PG7 thread type, polyamide, black, accepts 3 to 6.5mm diameter cable, IP68, with strain relief. Package of 5. Mounting hardware included. | Stock | 2.75 | 3.25
BSSPX-22-W | Bimed cable gland, PG9 thread type, polyamide, black, accepts 4 to 8mm diameter cable, IP68, with strain relief. Package of 5. Mounting hardware included. | Stock | 3.25 | 3.75
BSSPX-23-W | Bimed cable gland, PG11 thread type, polyamide, black, accepts 5 to 10mm diameter cable, IP68, with strain relief. Package of 5. Mounting hardware included. | Stock | 3.75 | 4.25
BSSPX-24-W | Bimed cable gland, PG13.5 thread type, polyamide, black, accepts 6 to 12mm diameter cable, IP68, with strain relief. Package of 5. Mounting hardware included. | Stock | 4.25 | 4.75
BSSPX-25-W | Bimed cable gland, PG16 thread type, polyamide, black, accepts 10 to 14mm diameter cable, IP68, with strain relief. Package of 5. Mounting hardware included. | Stock | 7.25 | 8.25
BSSPX-26-W | Bimed cable gland, PG21 thread type, polyamide, black, accepts 13 to 18mm diameter cable, IP68, with strain relief. Package of 5. Mounting hardware included. | Stock | 9.25 | 10.5
BSV-24P-D | Patlite audible alarm, electronic sound, 85 dB at 1m, (15) selectable tone(s), 12-24 VDC, panel or surface mount, polycarbonate housing, dark gray, IP54. | Stock | 127 | 132
BSV-24P-W | Patlite audible alarm, electronic sound, 85 dB at 1m, (15) selectable tone(s), 12-24 VDC, 30mm, panel or surface mount, polycarbonate housing, off-white, IP54. | Stock | 127 | 132
BUCK.001 | SapiSelco cable tie assortment kit, black and natural. Package of 1200. Includes (300) 3.93in cable ties, (300) 7.09in cable ties, (300) 7.87in cable ties and (300) 9.84in cable ties. | Stock | 18.75 | 19.5
BUCK.002 | SapiSelco cable tie assortment kit, black and natural. Package of 800. Includes (200) 3.93in cable ties, (200) 5.51in cable ties, (200) 7.09in cable ties and (200) 7.87in cable ties. | Stock | 13.5 | 14
BUCK.003 | SapiSelco cable tie assortment kit, red, blue, green and yellow. Package of 800. Includes (400) 5.51in cable ties and (400) 7.87in cable ties. | Stock | 15 | 15.5
BUSBAR2X10 | Hammond modular busbar, 10in length, (12) 9/32in holes. (2) insulators, (2) brackets, and hardware included. | Stock | 102 | 104
BUSBAR4X10 | Hammond modular busbar, 10in length, (12) 9/32in and (7) 1/8in holes. (2) insulators, (2) brackets, and hardware included. | Stock | 133 | 136
BVM-3425 | NITRA pneumatic modular valve manifold, fiberglass-reinforced thermoplastic, (4) stations, (1) 1/4in push-to-connect tubing inlet(s), (4) 5/32in (4mm) push-to-connect tubing outlet(s). For use with BVS-3 series valves. | Stock | 62 | 64
BVM-3825 | NITRA pneumatic modular valve manifold, fiberglass-reinforced thermoplastic, (8) stations, (1) 1/4in push-to-connect tubing inlet(s), (8) 5/32in (4mm) push-to-connect tubing outlet(s). For use with BVS-3 series valves. | Stock | 97 | 101
BVM-3BP | NITRA blanking plug, fiberglass reinforced plastic. For use with BVM-3x manifolds. | Stock | 8.5 | 8.75
BVM-4225 | NITRA pneumatic modular valve manifold, fiberglass-reinforced thermoplastic, (2) stations, (2) 3/8in push-to-connect tubing inlet(s), (2) 3/8in push-to-connect tubing exhaust(s). For use with BVS-425 series valves. | Stock | 24.5 | 25.5
BVM-4325 | NITRA pneumatic modular valve manifold, fiberglass-reinforced thermoplastic, (3) stations, (2) 3/8in push-to-connect tubing inlet(s), (2) 3/8in push-to-connect tubing exhaust(s). For use with BVS-425 series valves. | Stock | 27 | 28
BVM-4425 | NITRA pneumatic modular valve manifold, fiberglass-reinforced thermoplastic, (4) stations, (2) 3/8in push-to-connect tubing inlet(s), (2) 3/8in push-to-connect tubing exhaust(s). For use with BVS-425 series valves. | Stock | 29 | 30
BVM-4BP1 | NITRA blanking plug, fiberglass reinforced plastic. For use with BVM-4x25 manifolds. | Stock | 15.5 | 16
BVM-4BP2 | NITRA blanking plug, fiberglass reinforced plastic. For use with BVM-4x6M manifolds. | Stock | 15.5 | 16
BVPS-2 | NITRA control distribution block, AC/DC, 2 stations, M12 connector. For use with BVS-4 series valves. | Stock | 49 | 51
BVPS-3 | NITRA control distribution block, AC/DC, 3 stations, M12 connector. For use with BVS-4 series valves. | Stock | 74 | 77
BVPS-4 | NITRA control distribution block, AC/DC, 4 stations, M12 connector. For use with BVS-4 series valves. | Stock | 98 | 102
BVPS-BP | NITRA blanking plug, for use with BVPS series control distribution blocks. | Stock | 13.5 | 14
BVS-32A1-24D | NITRA solenoid valve, 3-port (3-way), 2-position, N.O., single solenoid spring return, (1) 5/32in (4mm) PTC tubing inlet(s), (1) 5/32in (4mm) PTC tubing outlet(s), (1) vent hole exhaust(s), Cv=0.02, 24 VDC, 1.2W, removable 18in pigtail. | Stock | 32.5 | 34
BVS-32C1-120A | NITRA solenoid valve, 3-port (3-way), 2-position, N.C., single solenoid spring return, (1) 5/32in (4mm) PTC tubing inlet(s), (1) 5/32in (4mm) PTC tubing outlet(s), (1) vent hole exhaust(s), Cv=0.02, 120 VAC, 1.5VA, removable 18in pigtail. | Stock | 35 | 36.5
BVS-32C1-12D | NITRA solenoid valve, 3-port (3-way), 2-position, N.C., single solenoid spring return, (1) 5/32in (4mm) PTC tubing inlet(s), (1) 5/32in (4mm) PTC tubing outlet(s), (1) vent hole exhaust(s), Cv=0.02, 12 VDC, 1.3W, removable 18in pigtail. | Stock | 32.5 | 34
BVS-32C1-24D | NITRA solenoid valve, 3-port (3-way), 2-position, N.C., single solenoid spring return, (1) 5/32in (4mm) PTC tubing inlet(s), (1) 5/32in (4mm) PTC tubing outlet(s), (1) vent hole exhaust(s), Cv=0.02, 24 VDC, 1.2W, removable 18in pigtail. | Stock | 32.5 | 34
BVS-32C1-24DL | NITRA solenoid valve, 3-port (3-way), 2-position, N.C., single solenoid spring return, (1) 5/32in (4mm) PTC tubing inlet(s), (1) 5/32in (4mm) PTC tubing outlet(s), (1) vent hole exhaust(s), Cv=0.02, 24 VDC, 0.5W, removable 18in pigtail. | Stock | 31 | 32
BVS-33C1-12D | NITRA solenoid valve, 3-port (3-way), 2-position, N.C., single solenoid spring return, (1) 5/32in (4mm) PTC tubing inlet(s), (1) 5/32in (4mm) PTC tubing outlet(s), (1) vent hole exhaust(s), Cv=0.05, 12 VDC, 1.3W, removable 18in pigtail. | Stock | 32.5 | 34
BVS-33C1-24D | NITRA solenoid valve, 3-port (3-way), 2-position, N.C., single solenoid spring return, (1) 5/32in (4mm) PTC tubing inlet(s), (1) 5/32in (4mm) PTC tubing outlet(s), (1) vent hole exhaust(s), Cv=0.05, 24 VDC, 1.2W, removable 18in pigtail. | Stock | 32.5 | 34
BVS-4251-120A | NITRA solenoid valve, 4-port (4-way), 2-position, single solenoid spring return, (1) 1/4in PTC tubing inlet(s), (2) 1/4in PTC tubing outlet(s), (1) 1/4in push-to-connect tubing exhaust(s), Cv=0.8, 120 VAC, 1.5VA, removable 18in pigtail. | Stock | 53 | 55
BVS-4251-12D | NITRA solenoid valve, 4-port (4-way), 2-position, single solenoid spring return, (1) 1/4in PTC tubing inlet(s), (2) 1/4in PTC tubing outlet(s), (1) 1/4in push-to-connect tubing exhaust(s), Cv=0.8, 12 VDC, 1.3W, removable 18in pigtail. | Stock | 51 | 53
BVS-4251-24A | NITRA solenoid valve, 4-port (4-way), 2-position, single solenoid spring return, (1) 1/4in PTC tubing inlet(s), (2) 1/4in PTC tubing outlet(s), (1) 1/4in push-to-connect tubing exhaust(s), Cv=0.8, 24 VAC, 1.2VA, removable 18in pigtail. | Stock | 54 | 56
BVS-4251-24D | NITRA solenoid valve, 4-port (4-way), 2-position, single solenoid spring return, (1) 1/4in PTC tubing inlet(s), (2) 1/4in PTC tubing outlet(s), (1) 1/4in push-to-connect tubing exhaust(s), Cv=0.8, 24 VDC, 1.2W, removable 18in pigtail. | Stock | 51 | 53
BVS-4252-120A | NITRA solenoid valve, 4-port (4-way), 2-position, single solenoid spring return, (1) 1/4in PTC tubing inlet(s), (2) 1/4in PTC tubing outlet(s), (1) 1/4in push-to-connect tubing exhaust(s), Cv=0.8, 120 VAC, 1.5VA, 8mm DIN style wiring plug. | Stock | 57 | 59
BVS-4252-12D | NITRA solenoid valve, 4-port (4-way), 2-position, single solenoid spring return, (1) 1/4in PTC tubing inlet(s), (2) 1/4in PTC tubing outlet(s), (1) 1/4in push-to-connect tubing exhaust(s), Cv=0.8, 12 VDC, 1.3W, 8mm DIN style wiring plug. | Stock | 54 | 56
BVS-4252-24A | NITRA solenoid valve, 4-port (4-way), 2-position, single solenoid spring return, (1) 1/4in PTC tubing inlet(s), (2) 1/4in PTC tubing outlet(s), (1) 1/4in push-to-connect tubing exhaust(s), Cv=0.8, 24 VAC, 1.2VA, 8mm DIN style wiring plug. | Stock | 57 | 59
BVS-4252-24D | NITRA solenoid valve, 4-port (4-way), 2-position, single solenoid spring return, (1) 1/4in PTC tubing inlet(s), (2) 1/4in PTC tubing outlet(s), (1) 1/4in push-to-connect tubing exhaust(s), Cv=0.8, 24 VDC, 1.2W, 8mm DIN style wiring plug. | Stock | 54 | 56
BVS-425-2P | NITRA pilot valve, 4-port (4-way), 2-position, double air pilot, (1) 1/4in PTC tubing inlet(s), (2) 1/4in PTC tubing outlet(s), (1) 1/4in push-to-connect tubing exhaust(s), (2) 5/32in (4mm) PTC tubing, Cv=0.8. | Stock | 38 | 39.5
BVS-46M1-24D | NITRA solenoid valve, 4-port (4-way), 2-position, single solenoid spring return, (1) 6mm PTC tubing inlet(s), (2) 6mm PTC tubing outlet(s), (1) 6mm push-to-connect tubing exhaust(s), Cv=0.8, 24 VDC, 1.2W, removable 18in pigtail. | Stock | 51 | 53
BVS-46M2-24D | NITRA solenoid valve, 4-port (4-way), 2-position, single solenoid spring return, (1) 6mm PTC tubing inlet(s), (2) 6mm PTC tubing outlet(s), (1) 6mm push-to-connect tubing exhaust(s), Cv=0.8, 24 VDC, 1.2W, 8mm DIN style wiring plug. | Stock | 54 | 56
BW125JAGU-3P015SB | Fuji Electric molded case circuit breaker, BW125 series, 15A, 600 VAC / 250 VDC, 3-pole, characteristics, thermal magnetic, 30kA @ 480 VAC interrupting rating, panel mount. Line and load lug terminals and terminal covers included. | Stock | 218 | 243
BW125JAGU-3P020SB | Fuji Electric molded case circuit breaker, BW125 series, 20A, 600 VAC / 250 VDC, 3-pole, characteristics, thermal magnetic, 30kA @ 480 VAC interrupting rating, panel mount. Line and load lug terminals and terminal covers included. | Stock | 218 | 243
BW125JAGU-3P030SB | Fuji Electric molded case circuit breaker, BW125 series, 30A, 600 VAC / 250 VDC, 3-pole, characteristics, thermal magnetic, 30kA @ 480 VAC interrupting rating, panel mount. Line and load lug terminals and terminal covers included. | Stock | 218 | 243
BW125JAGU-3P040SB | Fuji Electric molded case circuit breaker, BW125 series, 40A, 600 VAC / 250 VDC, 3-pole, characteristics, thermal magnetic, 30kA @ 480 VAC interrupting rating, panel mount. Line and load lug terminals and terminal covers included. | Stock | 218 | 243
BW125JAGU-3P050SB | Fuji Electric molded case circuit breaker, BW125 series, 50A, 600 VAC / 250 VDC, 3-pole, characteristics, thermal magnetic, 30kA @ 480 VAC interrupting rating, panel mount. Line and load lug terminals and terminal covers included. | Stock | 218 | 243
BW125JAGU-3P060SB | Fuji Electric molded case circuit breaker, BW125 series, 60A, 600 VAC / 250 VDC, 3-pole, characteristics, thermal magnetic, 30kA @ 480 VAC interrupting rating, panel mount. Line and load lug terminals and terminal covers included. | Stock | 218 | 243
BW125JAGU-3P070SB | Fuji Electric molded case circuit breaker, BW125 series, 70A, 600 VAC / 250 VDC, 3-pole, characteristics, thermal magnetic, 30kA @ 480 VAC interrupting rating, panel mount. Line and load lug terminals and terminal covers included. | Stock | 218 | 243
BW125JAGU-3P075SB | Fuji Electric molded case circuit breaker, BW125 series, 75A, 600 VAC / 250 VDC, 3-pole, characteristics, thermal magnetic, 30kA @ 480 VAC interrupting rating, panel mount. Line and load lug terminals and terminal covers included. | Stock | 218 | 243
BW125JAGU-3P080SB | Fuji Electric molded case circuit breaker, BW125 series, 80A, 600 VAC / 250 VDC, 3-pole, characteristics, thermal magnetic, 30kA @ 480 VAC interrupting rating, panel mount. Line and load lug terminals and terminal covers included. | Stock | 218 | 243
BW125JAGU-3P090SB | Fuji Electric molded case circuit breaker, BW125 series, 90A, 600 VAC / 250 VDC, 3-pole, characteristics, thermal magnetic, 30kA @ 480 VAC interrupting rating, panel mount. Line and load lug terminals and terminal covers included. | Stock | 218 | 243
BW125JAGU-3P100SB | Fuji Electric molded case circuit breaker, BW125 series, 100A, 600 VAC / 250 VDC, 3-pole, characteristics, thermal magnetic, 30kA @ 480 VAC interrupting rating, panel mount. Line and load lug terminals and terminal covers included. | Stock | 218 | 243
BW125JAGU-3P125SB | Fuji Electric molded case circuit breaker, BW125 series, 125A, 600 VAC / 250 VDC, 3-pole, characteristics, thermal magnetic, 30kA @ 480 VAC interrupting rating, panel mount. Line and load lug terminals and terminal covers included. | Stock | 218 | 243
BW250JAGU-3P125SB | Fuji Electric molded case circuit breaker, BW250 series, 125A, 600 VAC / 250 VDC, 3-pole, characteristics, thermal magnetic, 30kA @ 480 VAC interrupting rating, panel mount. Line and load lug terminals and terminal covers included. | Stock | 490 | 546
BW250JAGU-3P150SB | Fuji Electric molded case circuit breaker, BW250 series, 150A, 600 VAC / 250 VDC, 3-pole, characteristics, thermal magnetic, 30kA @ 480 VAC interrupting rating, panel mount. Line and load lug terminals and terminal covers included. | Stock | 490 | 546
BW250JAGU-3P160SB | Fuji Electric molded case circuit breaker, BW250 series, 160A, 600 VAC / 250 VDC, 3-pole, characteristics, thermal magnetic, 30kA @ 480 VAC interrupting rating, panel mount. Line and load lug terminals and terminal covers included. | Stock | 490 | 546
BW250JAGU-3P175SB | Fuji Electric molded case circuit breaker, BW250 series, 175A, 600 VAC / 250 VDC, 3-pole, characteristics, thermal magnetic, 30kA @ 480 VAC interrupting rating, panel mount. Line and load lug terminals and terminal covers included. | Stock | 490 | 546
BW250JAGU-3P200SB | Fuji Electric molded case circuit breaker, BW250 series, 200A, 600 VAC / 250 VDC, 3-pole, characteristics, thermal magnetic, 30kA @ 480 VAC interrupting rating, panel mount. Line and load lug terminals and terminal covers included. | Stock | 490 | 546
BW250JAGU-3P225SB | Fuji Electric molded case circuit breaker, BW250 series, 225A, 600 VAC / 250 VDC, 3-pole, characteristics, thermal magnetic, 30kA @ 480 VAC interrupting rating, panel mount. Line and load lug terminals and terminal covers included. | Stock | 490 | 546
BW250JAGU-3P250SB | Fuji Electric molded case circuit breaker, BW250 series, 250A, 600 VAC / 250 VDC, 3-pole, characteristics, thermal magnetic, 30kA @ 480 VAC interrupting rating, panel mount. Line and load lug terminals and terminal covers included. | Stock | 490 | 546
BW400SAGU-3P250SB | Fuji Electric molded case circuit breaker, BW400 series, 250A, 480 VAC / 250 VDC, 3-pole, characteristics, thermal magnetic, 35kA @ 480 VAC interrupting rating, panel mount. Line and load lug terminals included. | Stock | 899 | 1003
BW400SAGU-3P300SB | Fuji Electric molded case circuit breaker, BW400 series, 300A, 480 VAC / 250 VDC, 3-pole, characteristics, thermal magnetic, 35kA @ 480 VAC interrupting rating, panel mount. Line and load lug terminals included. | Stock | 899 | 1003
BW400SAGU-3P350SB | Fuji Electric molded case circuit breaker, BW400 series, 350A, 480 VAC / 250 VDC, 3-pole, characteristics, thermal magnetic, 35kA @ 480 VAC interrupting rating, panel mount. Line and load lug terminals included. | Stock | 902 | 1006
BW400SAGU-3P400SB | Fuji Electric molded case circuit breaker, BW400 series, 400A, 480 VAC / 250 VDC, 3-pole, characteristics, thermal magnetic, 35kA @ 480 VAC interrupting rating, panel mount. Line and load lug terminals included. | Stock | 899 | 1003
BW630RAGU-3P500SB | Fuji Electric molded case circuit breaker, BW630 series, 500A, 480 VAC / 250 VDC, 3-pole, characteristics, thermal magnetic, 50kA @ 480 VAC interrupting rating, panel mount. Line and load lug terminals included. | Stock | 1333 | 1487
BW630RAGU-3P600SB | Fuji Electric molded case circuit breaker, BW630 series, 600A, 480 VAC / 250 VDC, 3-pole, characteristics, thermal magnetic, 50kA @ 480 VAC interrupting rating, panel mount. Line and load lug terminals included. | Stock | 1333 | 1487
BW800RAGU-3P700SB | Fuji Electric molded case circuit breaker, BW800 series, 700A, 480 VAC / 250 VDC, 3-pole, characteristics, thermal magnetic, 50kA @ 480 VAC interrupting rating, panel mount. Line and load lug terminals included. | Stock | 1833 | 2044
BW800RAGU-3P800SB | Fuji Electric molded case circuit breaker, BW800 series, 800A, 480 VAC / 250 VDC, 3-pole, characteristics, thermal magnetic, 50kA @ 480 VAC interrupting rating, panel mount. Line and load lug terminals included. | Stock | 1833 | 2044
BW9BTHA-L3W | Fuji Electric terminal shroud, line or load side. Package of 2. For use with Fuji Electric 400A frame MCCBs. | Stock | 59 | 66
BW9BTJA-L3W | Fuji Electric terminal shroud, line or load side. Package of 2. For use with Fuji Electric 630A and 800A frame MCCBs. | Stock | 62 | 69
BW9F0CA-15A | Fuji Electric flange handle, lever, black, external front mount, 2-position, lockable in ON-OFF, defeatable, NEMA 12. For use with Fuji Electric 125A frame MCCBs. 1.5m cable included. | Stock | 284 | 317
BW9F0CA-20A | Fuji Electric flange handle, lever, black, external front mount, 2-position, lockable in ON-OFF, defeatable, NEMA 12. For use with Fuji Electric 125A frame MCCBs. 2m cable included. | Stock | 296 | 330
BW9F0GA-15A | Fuji Electric flange handle, lever, black, external front mount, 2-position, lockable in ON-OFF, defeatable, NEMA 12. For use with Fuji Electric 250A frame MCCBs. 1.5m cable included. | Stock | 296 | 330
BW9F0GA-20A | Fuji Electric flange handle, lever, black, external front mount, 2-position, lockable in ON-OFF, defeatable, NEMA 12. For use with Fuji Electric 250A frame MCCBs. 2m cable included. | Stock | 310 | 346
BW9F0HA-15A | Fuji Electric flange handle, lever, black, external front mount, 2-position, lockable in ON-OFF, defeatable, NEMA 12. For use with Fuji Electric 400A frame MCCBs. 1.5m cable and MCCB terminal covers included. | Stock | 430 | 480
BW9F0HA-20A | Fuji Electric flange handle, lever, black, external front mount, 2-position, lockable in ON-OFF, defeatable, NEMA 12. For use with Fuji Electric 400A frame MCCBs. 2m cable and MCCB terminal covers included. | Stock | 443 | 494
BW9F0JA-15A | Fuji Electric flange handle, lever, black, external front mount, 2-position, lockable in ON-OFF, defeatable, NEMA 12. For use with Fuji Electric 630A and 800A frame MCCBs. 1.5m cable and MCCB terminal covers included. | Stock | 465 | 519
BW9F0JA-20A | Fuji Electric flange handle, lever, black, external front mount, 2-position, lockable in ON-OFF, defeatable, NEMA 12. For use with Fuji Electric 630A and 800A frame MCCBs. 2m cable and MCCB terminal covers included. | Stock | 478 | 533
BW9FAG0 | Fuji Electric field installable shunt trip, left or right side mount, 100-120 VAC coil voltage, 19.69in 20AWG lead wires. For use with Fuji Electric 125A and 250A frame MCCBs. | Stock | 59 | 66
BW9FHA-A | Fuji Electric field installable shunt trip, left side mount, 100-240 VAC/100-220 VDC coil voltage, 19.69in 20AWG lead wires. For use with Fuji Electric 400A, 630A and 800A frame MCCBs. | Stock | 59 | 66
BW9FHA-R | Fuji Electric field installable shunt trip, left side mount, 24-48 VAC/VDC coil voltage, 19.69in 20AWG lead wires. For use with Fuji Electric 400A, 630A and 800A frame MCCBs. | Stock | 59 | 66
BW9FRG0 | Fuji Electric field installable shunt trip, left or right side mount, 24 VAC/VDC coil voltage, 19.69in 20AWG lead wires. For use with Fuji Electric 125A and 250A frame MCCBs. | Stock | 59 | 66
BW9Q1CA | Fuji Electric lockout attachment, for use with Fuji Electric 125A and 250A frame MCCBs. | Stock | 14.5 | 16
BW9QNHA | Fuji Electric lockout attachment, for use with Fuji Electric 400A, 630A and 800A frame MCCBs. | Stock | 35 | 39
BW9RGAR | Fuji Electric field installable undervoltage trip, left side mount, 24 VDC sensing range, 19.69in 20AWG lead wires. For use with Fuji Electric 125A and 250A frame MCCBs. | Stock | 59 | 66
BW9RGAT | Fuji Electric field installable undervoltage trip, left side mount, 110-130 VAC sensing range, 19.69in 20AWG lead wires. For use with Fuji Electric 125A and 250A frame MCCBs. | Stock | 59 | 66
BW9RHA-1 | Fuji Electric field installable undervoltage trip, left side mount, 120-130 VAC sensing range, 19.69in 20AWG lead wires. For use with Fuji Electric 400A, 630A and 800A frame MCCBs. | Stock | 59 | 66
BW9RHA-R | Fuji Electric field installable undervoltage trip, left side mount, 24-48 VAC/VDC sensing range, 19.69in 20AWG lead wires. For use with Fuji Electric 400A, 630A and 800A frame MCCBs. | Stock | 57 | 64
BW9SL0CA-3 | Fuji Electric box type wiring lug, replacement, line or load mount, 1 openings, #14 AWG-1/0 copper only wire(s). Package of 3. For use with Fuji Electric 125A frame MCCBs sizes: up to 125A. | Stock | 60 | 67
BW9SL0GA-3 | Fuji Electric box type wiring lug, replacement, line or load mount, 1 openings, #1 AWG-3/0 copper only wire(s). Package of 3. For use with Fuji Electric 250A frame MCCBs sizes: 125A, 150A, 160A and 175A. | Stock | 68 | 76
BW9SL1GA-3 | Fuji Electric box type wiring lug, replacement, line or load mount, 1 openings, 2/0 AWG-300 MCM copper only wire(s). Package of 3. For use with Fuji Electric 250A frame MCCBs sizes: 200A, 225A and 250A. | Stock | 75 | 84
BW9V0CA | Fuji Electric rotary handle, selector, black, external front mount, 2-position, lockable in OFF only, defeatable, IP54. For use with Fuji Electric 125A frame MCCBs. 0.4in shaft and operator included. | Stock | 54 | 60
BW9V0GA | Fuji Electric rotary handle, selector, black, external front mount, 2-position, lockable in OFF only, defeatable, IP54. For use with Fuji Electric 250A frame MCCBs. 0.4in shaft and operator included. | Stock | 54 | 60
BW9V0HA | Fuji Electric rotary handle, pistol, black, external front mount, 2-position, lockable in OFF only, defeatable, IP54. For use with Fuji Electric 400A frame MCCBs. 0.4in shaft and operator included. | Stock | 81 | 90
BW9V0JA | Fuji Electric rotary handle, pistol, black, external front mount, 2-position, lockable in OFF only, defeatable, IP54. For use with Fuji Electric 630A and 800A frame MCCBs. 0.4in shaft and operator included. | Stock | 96 | 107
BW9VSG0 | Fuji Electric shaft, 6.1in length. For use with BW9V0CA and BW9V0GA rotary disconnect handles. | Stock | 13 | 14.5
BW9VSG0-24 | Fuji Electric shaft, 24in length. For use with BW9V0CA and BW9V0GA rotary disconnect handles. | Stock | 35 | 39
BW9W1SG0 | Fuji Electric field installable auxiliary contact, left or right side mount, SPDT contact(s), 5A @ 125 VAC, 19.69in 20AWG lead wires. For use with Fuji Electric 125A and 250A frame MCCBs. | Stock | 29 | 32.5
BW9W1SHA | Fuji Electric field installable auxiliary contact, left side mount, SPDT contact(s), 5A @ 125 VAC, 19.69in 20AWG lead wires. For use with Fuji Electric 400A, 630A and 800A frame MCCBs. | Stock | 27 | 30
BX-04AD-1 | BRX analog input module, 4-channel, current, 16-bit, input current signal range(s) of 0-20 mA, 4-20 mA, external 24 VDC required. | Stock | 189 | 197
BX-04AD-2B | BRX analog input module, 4-channel, voltage, 16-bit, input voltage signal range(s) of 0-5 VDC, 0-10 VDC, +/- 5 VDC, +/- 10 VDC, external 24 VDC required. | Stock | 189 | 197
BX-04AD-3 | BRX analog input module, 4-channel, current/voltage, 16-bit, input current signal range(s) of 0-20 mA, 4-20 mA, +/- 20 mA, input voltage signal range(s) of 0-5 VDC, 0-10 VDC, +/- 5 VDC, +/- 10 VDC. | Stock | 174 | 181
BX-04ADM-1 | BRX analog input module, 4-channel, current, 14-bit, input current signal range(s) of 0-20 mA, 4-20 mA, external 24 VDC required. | Stock | 150 | 156
BX-04DA-1 | BRX analog output module, 4-channel, current, 16-bit, output current signal range(s) of 0-20 mA and 4-20 mA, external 24 VDC required. | Stock | 222 | 231
BX-04DA-2B | BRX analog output module, 4-channel, voltage, 16-bit, output voltage signal range(s) of 0-5 VDC, 0-10 VDC, +/- 5 VDC and +/- 10 VDC, external 24 VDC required. | Stock | 222 | 231
BX-04DA-3 | BRX analog output module, 4-channel, current/voltage, 16-bit, output current signal range(s) of 0-20 mA, +/- 20 mA and 4-20 mA, output voltage signal range(s) of 0-5 VDC, 0-10 VDC, +/- 5 VDC and +/- 10 VDC. | Stock | 213 | 222
BX-04THM | BRX temperature input module, thermocouple, 4-channel, 16-bit resolution, input thermocouple type(s): J, E, K, R, S, T, B, N, C. (1) BX-RTB10 screw terminal block kit included. | Stock | 199 | 207
BX-04UT | BRX universal temperature input module, RTD/thermocouple/thermistor, 4-channel, 24-bit resolution. (1) BX-RTB05 screw terminal block kit included. | Stock | 195 | 203
BX-05TRS | BRX relay output module, 5-point, 12-48 VDC/24-240 VAC, (5) Form C, 5 isolated common(s), 1 point(s) per common, 2A/point. Requires BX-RTB08, BX-RTB08-1 or BX-RTB08-2 terminal block kit or ZIPLink pre-wired cables. | Stock | 54 | 56
BX-05TRS-1 | BRX relay output module, 5-point, 12-48 VDC/24-240 VAC/100-125 VDC, (5) Form C, 5 isolated common(s), 1 point(s) per common, 8A/point. Requires BX-RTB08, BX-RTB08-1 or BX-RTB08-2 terminal block kit. | Stock | 65 | 68
BX-06RTD | BRX temperature input module, RTD, 6-channel, 16-bit resolution, input RTD type(s): Pt100, JPt100, Cu10, Cu25, Pt1000 and Ni120. (1) BX-RTB10 screw terminal block kit included. | Stock | 211 | 219
BX-08AD-1 | BRX analog input module, 8-channel, current, 16-bit, input current signal range(s) of 0-20 mA, 4-20 mA, external 24 VDC required. | Stock | 211 | 219
BX-08AD-2B | BRX analog input module, 8-channel, voltage, 16-bit, input voltage signal range(s) of 0-5 VDC, 0-10 VDC, +/- 5 VDC, +/- 10 VDC, external 24 VDC required. | Stock | 211 | 219
BX-08AD-3 | BRX analog input module, 8-channel, current/voltage, 16-bit, input current signal range(s) of 0-20 mA, 4-20 mA, +/- 20 mA, input voltage signal range(s) of 0-5 VDC, 0-10 VDC, +/- 5 VDC, +/- 10 VDC. | Stock | 196 | 204
BX-08CD3R | BRX discrete combo module, Input: 4-point, 12-24 VDC, sinking/sourcing, Output: 4-point, 12-48 VDC/24-240 VAC, (4) Form A (SPST) relays, 2A/point. Requires BX-RTB08, BX-RTB08-1 or BX-RTB08-2 terminal block kit or ZIPLink pre-wired cables. | Stock | 57 | 59
BX-08DA-1 | BRX analog output module, 8-channel, current, 16-bit, output current signal range(s) of 0-20 mA and 4-20 mA, external 24 VDC required. | Stock | 289 | 301
BX-08DA-2B | BRX analog output module, 8-channel, voltage, 16-bit, output voltage signal range(s) of 0-5 VDC, 0-10 VDC, +/- 5 VDC and +/- 10 VDC, external 24 VDC required. | Stock | 289 | 301
BX-08DA-3 | BRX analog output module, 8-channel, current/voltage, 16-bit, output current signal range(s) of 0-20 mA, +/- 20 mA and 4-20 mA, output voltage signal range(s) of 0-5 VDC, 0-10 VDC, +/- 5 VDC and +/- 10 VDC. | Stock | 272 | 283
BX-08NA | BRX discrete input module, 8-point, 120-240 VAC, 2 isolated common(s), 4 point(s) per common. Requires BX-RTB08, BX-RTB08-1 or BX-RTB08-2 terminal block kit or ZIPLink pre-wired cables. | Stock | 43 | 44.5
BX-08NB | BRX discrete input module, 8-point, 12-24 VAC, 2 isolated common(s), 4 point(s) per common. Requires BX-RTB08, BX-RTB08-1 or BX-RTB08-2 terminal block kit or ZIPLink pre-wired cables. | Stock | 41 | 42.5
BX-08ND3 | BRX discrete input module, 8-point, 12-24 VDC, sinking/sourcing, 2 isolated common(s), 4 point(s) per common. Requires BX-RTB08, BX-RTB08-1 or BX-RTB08-2 terminal block kit or ZIPLink pre-wired cables. | Stock | 43 | 44.5
BX-08NF3 | BRX discrete input module, 8-point, 3-5 VDC, sinking/sourcing/TTL, 2 isolated common(s), 4 point(s) per common. Requires BX-RTB08, BX-RTB08-1 or BX-RTB08-2 terminal block kit or ZIPLink pre-wired cables. | Stock | 43 | 44.5
BX-08NTC | BRX temperature input module, thermistor, 8-channel, 16-bit resolution, input thermistor type(s): 2252, 10K-AN Type 3, 10K-CP Type 2, 5K, 3K and 1.8K ohm. (1) BX-RTB10 screw terminal block kit included. | Stock | 222 | 231
BX-08SIM | BRX simulator input module, 8-point. | Stock | 52 | 54
BX-08TA | BRX discrete output module, 8-point, 120-240 VAC, 2 isolated common(s), 4 point(s) per common, 0.5A/point, 2A/common. Requires BX-RTB08, BX-RTB08-1 or BX-RTB08-2 terminal block kit or ZIPLink pre-wired cables. | Stock | 89 | 93
BX-08TD1 | BRX discrete output module, 8-point, 12-24 VDC, sinking, 2 isolated common(s), 4 point(s) per common, 0.5A/point. Requires BX-RTB08, BX-RTB08-1 or BX-RTB08-2 terminal block kit or ZIPLink pre-wired cables. | Stock | 51 | 53
BX-08TD2 | BRX discrete output module, 8-point, 12-24 VDC, sourcing, 2 isolated common(s), 4 point(s) per common, 0.5A/point. Requires BX-RTB08, BX-RTB08-1 or BX-RTB08-2 terminal block kit or ZIPLink pre-wired cables. | Stock | 51 | 53
BX-08THM | BRX temperature input module, thermocouple, 8-channel, 16-bit resolution, input thermocouple type(s): J, E, K, R, S, T, B, N, C. (1) BX-RTB10 screw terminal block kit included. | Stock | 222 | 231
BX-08TR | BRX relay output module, 8-point, 12-48 VDC/24-240 VAC, (8) Form A, 2 isolated common(s), 4 point(s) per common, 2A/point. Requires BX-RTB08, BX-RTB08-1 or BX-RTB08-2 terminal block kit or ZIPLink pre-wired cables. | Stock | 55 | 57
BX-08TRZ | BRX relay output module, 8-point, 12-48 VDC/24-240 VAC, (8) Form A (SPST) no-suppression, 2 isolated common(s), 4 point(s) per common, 2A/point. Requires BX-RTB08, BX-RTB08-1 or BX-RTB08-2 terminal block kit or ZIPLink pre-wired cables. | Stock | 60 | 62
BX-08UT | BRX universal temperature input module, RTD/thermocouple/thermistor, 8-channel, 24-bit resolution. (1) BX-RTB10 screw terminal block kit included. | Stock | 217 | 226
BX-12CD3D1 | BRX discrete combo module, Input: 8-point, 12-24 VDC, sinking/sourcing, Output: 4-point, 12-24 VDC, sinking, 0.5A/point. Requires BX-RTB08, BX-RTB08-1 or BX-RTB08-2 terminal block kit or ZIPLink pre-wired cables. | Stock | 55 | 57
BX-12CD3D2 | BRX discrete combo module, Input: 8-point, 12-24 VDC, sinking/sourcing, Output: 4-point, 12-24 VDC, sourcing, 0.5A/point. Requires BX-RTB08, BX-RTB08-1 or BX-RTB08-2 terminal block kit or ZIPLink pre-wired cables. | Stock | 55 | 57
BX-12NA | BRX discrete input module, 12-point, 120-240 VAC, 3 isolated common(s), 4 point(s) per common. Requires BX-RTB08, BX-RTB08-1 or BX-RTB08-2 terminal block kit or ZIPLink pre-wired cables. | Stock | 54 | 56
BX-12NB | BRX discrete input module, 12-point, 12-24 VAC, 3 isolated common(s), 4 point(s) per common. Requires BX-RTB08, BX-RTB08-1 or BX-RTB08-2 terminal block kit or ZIPLink pre-wired cables. | Stock | 42 | 43.5
BX-12ND3 | BRX discrete input module, 12-point, 12-24 VDC, sinking/sourcing, 3 isolated common(s), 4 point(s) per common. Requires BX-RTB08, BX-RTB08-1 or BX-RTB08-2 terminal block kit or ZIPLink pre-wired cables. | Stock | 47 | 49
BX-12TA | BRX discrete output module, 12-point, 120-240 VAC, 3 isolated common(s), 4 point(s) per common, 0.5A/point, 2A/common. Requires BX-RTB08, BX-RTB08-1 or BX-RTB08-2 terminal block kit or ZIPLink pre-wired cables. | Stock | 104 | 108
BX-12TD1 | BRX discrete output module, 12-point, 12-24 VDC, sinking, 3 isolated common(s), 4 point(s) per common, 0.5A/point. Requires BX-RTB08, BX-RTB08-1 or BX-RTB08-2 terminal block kit or ZIPLink pre-wired cables. | Stock | 66 | 69
BX-12TD2 | BRX discrete output module, 12-point, 12-24 VDC, sourcing, 3 isolated common(s), 4 point(s) per common, 0.5A/point. Requires BX-RTB08, BX-RTB08-1 or BX-RTB08-2 terminal block kit or ZIPLink pre-wired cables. | Stock | 66 | 69
BX-12TR | BRX relay output module, 12-point, 12-48 VDC/24-240 VAC, (12) Form A, 3 isolated common(s), 4 point(s) per common, 2A/point. Requires BX-RTB08, BX-RTB08-1 or BX-RTB08-2 terminal block kit or ZIPLink pre-wired cables. | Stock | 66 | 69
BX-16AD-1 | BRX analog input module, 16-channel, current, 16-bit, input current signal range(s) of 0-20 mA, 4-20 mA, external 24 VDC required. | Stock | 300 | 312
BX-16AD-2B | BRX analog input module, 16-channel, voltage, 16-bit, input voltage signal range(s) of 0-5 VDC, 0-10 VDC, +/- 5 VDC, +/- 10 VDC, external 24 VDC required. | Stock | 300 | 312
BX-16CD3D1 | BRX discrete combo module, Input: 8-point, 12-24 VDC, sinking/sourcing, Output: 8-point, 12-24 VDC, sinking, 0.5A/point. Requires BX-RTB10, BX-RTB10-1 or BX-RTB10-2 terminal block kit or ZIPLink pre-wired cables. | Stock | 68 | 71
BX-16CD3D2 | BRX discrete combo module, Input: 8-point, 12-24 VDC, sinking/sourcing, Output: 8-point, 12-24 VDC, sourcing, 0.5A/point. Requires BX-RTB10, BX-RTB10-1 or BX-RTB10-2 terminal block kit or ZIPLink pre-wired cables. | Stock | 75 | 78
BX-16CF3F2 | BRX discrete combo module, Input: 8-point, 2-5 VDC, sinking/sourcing/TTL, Output: 8-point, 2-5 VDC, sourcing/TTL, 20 mA/point. Requires BX-RTB10, BX-RTB10-1 or BX-RTB10-2 terminal block kit or ZIPLink pre-wired cables. | Stock | 74 | 77
BX-16NA | BRX discrete input module, 16-point, 120-240 VAC, 4 isolated common(s), 4 point(s) per common. Requires BX-RTB10, BX-RTB10-1 or BX-RTB10-2 terminal block kit or ZIPLink pre-wired cables. | Stock | 71 | 74
BX-16NB | BRX discrete input module, 16-point, 12-24 VAC, 4 isolated common(s), 4 point(s) per common. Requires BX-RTB10, BX-RTB10-1 or BX-RTB10-2 terminal block kit or ZIPLink pre-wired cables. | Stock | 51 | 53
BX-16ND3 | BRX discrete input module, 16-point, 12-24 VDC, sinking/sourcing, 4 isolated common(s), 4 point(s) per common. Requires BX-RTB10, BX-RTB10-1 or BX-RTB10-2 terminal block kit or ZIPLink pre-wired cables. | Stock | 58 | 60
BX-16NF3 | BRX discrete input module, 16-point, 2-5 VDC, sinking/sourcing/TTL, 4 isolated common(s), 4 point(s) per common. Requires BX-RTB10, BX-RTB10-1 or BX-RTB10-2 terminal block kit or ZIPLink pre-wired cables. | Stock | 60 | 62
BX-16TD1 | BRX discrete output module, 16-point, 12-24 VDC, sinking, 4 isolated common(s), 4 point(s) per common, 0.5A/point. Requires BX-RTB10, BX-RTB10-1 or BX-RTB10-2 terminal block kit or ZIPLink pre-wired cables. | Stock | 81 | 84
BX-16TD2 | BRX discrete output module, 16-point, 12-24 VDC, sourcing, 4 isolated common(s), 4 point(s) per common, 0.5A/point. Requires BX-RTB10, BX-RTB10-1 or BX-RTB10-2 terminal block kit or ZIPLink pre-wired cables. | Stock | 81 | 84
BX-16TF2 | BRX discrete output module, 16-point, 2-5 VDC, sourcing/TTL, 4 isolated common(s), 4 point(s) per common, 20 mA/point. Requires BX-RTB10, BX-RTB10-1 or BX-RTB10-2 terminal block kit or ZIPLink pre-wired cables. | Stock | 86 | 89
BX-16TR | BRX relay output module, 16-point, 12-48 VDC/24-240 VAC, (16) Form A, 4 isolated common(s), 4 point(s) per common, 2A/point. Requires BX-RTB10, BX-RTB10-1 or BX-RTB10-2 terminal block kit or ZIPLink pre-wired cables. | Stock | 86 | 89
BX-16TRZ | BRX relay output module, 16-point, 12-48 VDC/24-240 VAC, (16) Form A (SPST) no-suppression, 4 isolated common(s), 4 point(s) per common, 2A/point. Requires BX-RTB10, BX-RTB10-1 or BX-RTB10-2 terminal block kit or ZIPLink pre-wired cables. | Stock | 87 | 90
BX-2AD2DA-1 | BRX analog combo module, Input: 2-channel, current, 0-20 mA and 4-20 mA, Output: 2-channel, current, 0-20 mA and 4-20 mA. | Stock | 255 | 265
BX-2AD2DA-2B | BRX analog combo module, Input: 2-channel, voltage, 0-5 VDC, 0-10 VDC, +/- 5 VDC and +/- 10 VDC, Output: 2-channel, voltage, 0-5 VDC, 0-10 VDC, +/- 5 VDC and +/- 10 VDC. | Stock | 255 | 265
BX-2AD2DA-3 | BRX analog combo module, Input: 2-channel, current/voltage, 0-20 mA, +/- 20 mA and 4-20 mA, 0-5 VDC, 0-10 VDC, +/- 5 VDC and +/- 10 VDC, Output: 2-channel, current/voltage, 0-20 mA, +/- 20 mA and 4-20 mA, 0-5 VDC, 0-10 VDC, +/- 5 VDC and +/- 10 VDC. | Stock | 249 | 259
BX-32ND3 | BRX discrete input module, 32-point, 12-24 VDC, sinking/sourcing, 4 isolated common(s), 8 point(s) per common. Requires ZIPLink pre-wired cable. | Stock | 109 | 113
BX-32TD1 | BRX discrete output module, 32-point, 12-24 VDC, sinking, 4 isolated common(s), 8 point(s) per common, 0.5A/point. Requires ZIPLink pre-wired cable. | Stock | 109 | 113
BX-32TD2 | BRX discrete output module, 32-point, 12-24 VDC, sourcing, 4 isolated common(s), 8 point(s) per common, 0.5A/point. Requires ZIPLink pre-wired cable. | Stock | 109 | 113
BX-4AD2DA-1 | BRX analog combo module, Input: 4-channel, current, 0-20 mA and 4-20 mA, Output: 2-channel, current, 0-20 mA and 4-20 mA. | Stock | 312 | 324
BX-4AD2DA-2B | BRX analog combo module, Input: 4-channel, voltage, 0-5 VDC, 0-10 VDC, +/- 5 VDC and +/- 10 VDC, Output: 2-channel, voltage, 0-5 VDC, 0-10 VDC, +/- 5 VDC and +/- 10 VDC. | Stock | 312 | 324
BX-4AD4DA-3 | BRX analog combo module, Input: 4-channel, current/voltage, 0-20 mA, +/- 20 mA and 4-20 mA, 0-5 VDC, 0-10 VDC, +/- 5 VDC and +/- 10 VDC, Output: 4-channel, current/voltage, 0-20 mA, +/- 20 mA and 4-20 mA, 0-5 VDC, 0-10 VDC, +/- 5 VDC and +/- 10 VDC. | Stock | 305 | 317
BX-4RTD4DA-1 | BRX temperature combo module, Input: 4-channel, RTD, input RTD type(s): Pt100, Pt1000, JPt100, Cu10, Cu25 and Ni120, Output: 4-channel, current, 0-20 mA and 4-20 mA. (1) BX-RTB10 screw terminal block kit included. | Stock | 389 | 405
BX-4THM4DA-1 | BRX temperature combo module, Input: 4-channel, thermocouple, input thermocouple type(s): J, E, K, R, S, T, B, N, C, Output: 4-channel, current, 0-20 mA and 4-20 mA. (1) BX-RTB10 screw terminal block kit included. | Stock | 389 | 405
BX-4UT4DA-3 | BRX universal temperature combo module, Input: 4-channel, RTD/thermocouple/thermistor, Output: 4-channel, current/voltage. (1) BX-RTB10 screw terminal block kit included. | Stock | 381 | 396
BX-4UT4TD1 | BRX universal temperature combo module, Input: 4-channel, RTD/thermocouple/thermistor, Output: 4-point, sinking, 12-24 VDC. (1) BX-RTB10 screw terminal block kit included. | Stock | 217 | 226
BX-4UT4TD2 | BRX universal temperature combo module, Input: 4-channel, RTD/thermocouple/thermistor, Output: 4-point, sourcing, 12-24 VDC. (1) BX-RTB10 screw terminal block kit included. | Stock | 217 | 226
BX-4UT4TR | BRX universal temperature combo module, Input: 4-channel, RTD/thermocouple/thermistor, Output: 4-point, relay, 24-240 VAC/12-48 VDC, (4) Form A (SPST) relays. (1) BX-RTB10 screw terminal block kit included. | Stock | 217 | 226
BX80B-1N-0H | Micro Detectors area sensor, receiver, object detection, 12-24 VDC, 6mm resolution, 70mm detection height, 0.3-2m operating distance, switch NPN, N.O./N.C. selectable, IP67, 4-pin M12 quick-disconnect. | Stock | 224 | 233
BX80B-1P-0H | Micro Detectors area sensor, receiver, object detection, 12-24 VDC, 6mm resolution, 70mm detection height, 0.3-2m operating distance, switch PNP, N.O./N.C. selectable, IP67, 4-pin M12 quick-disconnect. | Stock | 224 | 233
BX80S-10-0H | Micro Detectors area sensor, sender, object detection, 12-24 VDC, 6mm resolution, 70mm detection height, 0.3-2m operating distance, IP67, 4-pin M12 quick-disconnect. | Stock | 188 | 196
BX-ACC-1 | BRX access cover kit, replacement. For use with all BRX PLCs. Includes (1) battery cover, (1) expansion slot cover, (1) blank POM slot insert and (1) custom label slot cover. | Stock | 8 | 8.25
BX-APAD | BRX active padding module, allows emulation of BRX modules in I/O configuration. | Stock | 27.5 | 28.5
BX-DM1-10AR-D | BRX Do-more PLC, 12-24 VDC required, serial port, microSD card slot, Discrete Input: 6-point, AC, Discrete Output: 4-point, relay. | Stock | 197
BX-DM1-10ED1-D | BRX Do-more PLC, 12-24 VDC required, serial port, microSD card slot, Discrete Input: 6-point, AC/DC, Discrete Output: 4-point, sinking. | Stock | 290 | 302
BX-DM1-10ED2-D | BRX Do-more PLC, 12-24 VDC required, serial port, microSD card slot, Discrete Input: 6-point, AC/DC, Discrete Output: 4-point, sourcing. | Stock | 290 | 302
BX-DM1-10ER-D | BRX Do-more PLC, 12-24 VDC required, serial port, microSD card slot, Discrete Input: 6-point, AC/DC, Discrete Output: 4-point, relay. | Stock | 284 | 295
BX-DM1-18AR | BRX Do-more PLC, 120-240 VAC required, serial port, microSD card slot, Discrete Input: 10-point, AC, Discrete Output: 8-point, relay. | Stock | 313 | 326
BX-DM1-18ED1 | BRX Do-more PLC, 120-240 VAC required, serial port, microSD card slot, Discrete Input: 10-point, AC/DC, Discrete Output: 8-point, sinking. | Stock | 334 | 347
BX-DM1-18ED1-D | BRX Do-more PLC, 12-24 VDC required, serial port, microSD card slot, Discrete Input: 10-point, AC/DC, Discrete Output: 8-point, sinking. | Stock | 307 | 319
BX-DM1-18ED2 | BRX Do-more PLC, 120-240 VAC required, serial port, microSD card slot, Discrete Input: 10-point, AC/DC, Discrete Output: 8-point, sourcing. | Stock | 334 | 347
BX-DM1-18ED2-D | BRX Do-more PLC, 12-24 VDC required, serial port, microSD card slot, Discrete Input: 10-point, AC/DC, Discrete Output: 8-point, sourcing. | Stock | 302 | 314
BX-DM1-18ER | BRX Do-more PLC, 120-240 VAC required, serial port, microSD card slot, Discrete Input: 10-point, AC/DC, Discrete Output: 8-point, relay. | Stock | 322 | 335
BX-DM1-18ER-D | BRX Do-more PLC, 12-24 VDC required, serial port, microSD card slot, Discrete Input: 10-point, AC/DC, Discrete Output: 8-point, relay. | Stock | 282 | 293
BX-DM1-36AR | BRX Do-more PLC, 120-240 VAC required, serial port, microSD card slot, Discrete Input: 20-point, AC, Discrete Output: 16-point, relay. | Stock | 378 | 393
BX-DM1-36ED1 | BRX Do-more PLC, 120-240 VAC required, serial port, microSD card slot, Discrete Input: 20-point, AC/DC, Discrete Output: 16-point, sinking. | Stock | 385 | 400
BX-DM1-36ED1-D | BRX Do-more PLC, 12-24 VDC required, serial port, microSD card slot, Discrete Input: 20-point, AC/DC, Discrete Output: 16-point, sinking. | Stock | 369 | 384
BX-DM1-36ED2 | BRX Do-more PLC, 120-240 VAC required, serial port, microSD card slot, Discrete Input: 20-point, AC/DC, Discrete Output: 16-point, sourcing. | Stock | 386 | 401
BX-DM1-36ED2-D | BRX Do-more PLC, 12-24 VDC required, serial port, microSD card slot, Discrete Input: 20-point, AC/DC, Discrete Output: 16-point, sourcing. | Stock | 368 | 383
BX-DM1-36ER | BRX Do-more PLC, 120-240 VAC required, serial port, microSD card slot, Discrete Input: 20-point, AC/DC, Discrete Output: 16-point, relay. | Stock | 382 | 397
BX-DM1-36ER-D | BRX Do-more PLC, 12-24 VDC required, serial port, microSD card slot, Discrete Input: 20-point, AC/DC, Discrete Output: 16-point, relay. | Stock | 335 | 348
BX-DM1E-10AR3-D | BRX Do-more PLC, 12-24 VDC required, Ethernet and serial ports, microSD card slot, Discrete Input: 6-point, AC, Analog Input: 1-channel, current/voltage, Discrete Output: 4-point, relay, Analog Output: 1-channel, current/voltage. | Stock | 354 | 368
BX-DM1E-10ED13-D | BRX Do-more PLC, 12-24 VDC required, Ethernet and serial ports, microSD card slot, Discrete Input: 6-point, AC/DC, Analog Input: 1-channel, current/voltage, Discrete Output: 4-point, sinking, Analog Output: 1-channel, current/voltage. | Stock | 367 | 382
BX-DM1E-10ED23-D | BRX Do-more PLC, 12-24 VDC required, Ethernet and serial ports, microSD card slot, Discrete Input: 6-point, AC/DC, Analog Input: 1-channel, current/voltage, Discrete Output: 4-point, sourcing, Analog Output: 1-channel, current/voltage. | Stock | 366 | 381
BX-DM1E-10ER3-D | BRX Do-more PLC, 12-24 VDC required, Ethernet and serial ports, microSD card slot, Discrete Input: 6-point, AC/DC, Analog Input: 1-channel, current/voltage, Discrete Output: 4-point, relay, Analog Output: 1-channel, current/voltage. | Stock | 361 | 375
BX-DM1E-18AR3 | BRX Do-more PLC, 120-240 VAC required, Ethernet and serial ports, microSD card slot, Discrete Input: 10-point, AC, Analog Input: 1-channel, current/voltage, Discrete Output: 8-point, relay, Analog Output: 1-channel, current/voltage. | Stock | 415 | 432
BX-DM1E-18ED13 | BRX Do-more PLC, 120-240 VAC required, Ethernet and serial ports, microSD card slot, Discrete Input: 10-point, AC/DC, Analog Input: 1-channel, current/voltage, Discrete Output: 8-point, sinking, Analog Output: 1-channel, current/voltage. | Stock | 433 | 450
BX-DM1E-18ED13-D | BRX Do-more PLC, 12-24 VDC required, Ethernet and serial ports, microSD card slot, Discrete Input: 10-point, AC/DC, Analog Input: 1-channel, current/voltage, Discrete Output: 8-point, sinking, Analog Output: 1-channel, current/voltage. | Stock | 409 | 425
BX-DM1E-18ED23 | BRX Do-more PLC, 120-240 VAC required, Ethernet and serial ports, microSD card slot, Discrete Input: 10-point, AC/DC, Analog Input: 1-channel, current/voltage, Discrete Output: 8-point, sourcing, Analog Output: 1-channel, current/voltage. | Stock | 432 | 449
BX-DM1E-18ED23-D | BRX Do-more PLC, 12-24 VDC required, Ethernet and serial ports, microSD card slot, Discrete Input: 10-point, AC/DC, Analog Input: 1-channel, current/voltage, Discrete Output: 8-point, sourcing, Analog Output: 1-channel, current/voltage. | Stock | 403 | 419
BX-DM1E-18ER3 | BRX Do-more PLC, 120-240 VAC required, Ethernet and serial ports, microSD card slot, Discrete Input: 10-point, AC/DC, Analog Input: 1-channel, current/voltage, Discrete Output: 8-point, relay, Analog Output: 1-channel, current/voltage. | Stock | 425 | 442
BX-DM1E-18ER3-D | BRX Do-more PLC, 12-24 VDC required, Ethernet and serial ports, microSD card slot, Discrete Input: 10-point, AC/DC, Analog Input: 1-channel, current/voltage, Discrete Output: 8-point, relay, Analog Output: 1-channel, current/voltage. | Stock | 403 | 419
BX-DM1E-36AR3 | BRX Do-more PLC, 120-240 VAC required, Ethernet and serial ports, microSD card slot, Discrete Input: 20-point, AC, Analog Input: 4-channel, current/voltage, Discrete Output: 16-point, relay, Analog Output: 2-channel, current/voltage. | Stock | 536 | 557
BX-DM1E-36ED13 | BRX Do-more PLC, 120-240 VAC required, Ethernet and serial ports, microSD card slot, Discrete Input: 20-point, AC/DC, Analog Input: 4-channel, current/voltage, Discrete Output: 16-point, sinking, Analog Output: 2-channel, current/voltage. | Stock | 538 | 560
BX-DM1E-36ED13-D | BRX Do-more PLC, 12-24 VDC required, Ethernet and serial ports, microSD card slot, Discrete Input: 20-point, AC/DC, Analog Input: 4-channel, current/voltage, Discrete Output: 16-point, sinking, Analog Output: 2-channel, current/voltage. | Stock | 515 | 536
BX-DM1E-36ED23 | BRX Do-more PLC, 120-240 VAC required, Ethernet and serial ports, microSD card slot, Discrete Input: 20-point, AC/DC, Analog Input: 4-channel, current/voltage, Discrete Output: 16-point, sourcing, Analog Output: 2-channel, current/voltage. | Stock | 538 | 560
BX-DM1E-36ED23-D | BRX Do-more PLC, 12-24 VDC required, Ethernet and serial ports, microSD card slot, Discrete Input: 20-point, AC/DC, Analog Input: 4-channel, current/voltage, Discrete Output: 16-point, sourcing, Analog Output: 2-channel, current/voltage. | Stock | 507 | 527
BX-DM1E-36ER3 | BRX Do-more PLC, 120-240 VAC required, Ethernet and serial ports, microSD card slot, Discrete Input: 20-point, AC/DC, Analog Input: 4-channel, current/voltage, Discrete Output: 16-point, relay, Analog Output: 2-channel, current/voltage. | Stock | 533 | 554
BX-DM1E-36ER3-D | BRX Do-more PLC, 12-24 VDC required, Ethernet and serial ports, microSD card slot, Discrete Input: 20-point, AC/DC, Analog Input: 4-channel, current/voltage, Discrete Output: 16-point, relay, Analog Output: 2-channel, current/voltage. | Stock | 498 | 518
BX-DM1E-M | BRX Do-more PLC, 120-240 VAC required, Ethernet and serial ports, microSD card slot, no on-board I/O. | Stock | 328 | 341
BX-DM1E-M-D | BRX Do-more PLC, 12-24 VDC required, Ethernet and serial ports, microSD card slot, no on-board I/O. | Stock | 322 | 335
BX-DM1E-START | BRX starter kit with Ethernet. | Stock | 501 | 521
BX-DM1-START | BRX starter kit without Ethernet. | Stock | 435 | 452
BX-DMIO-M | BRX Do-more I/O controller, (1) Ethernet 10/100Base-T (RJ45) port(s), Do-more I/O controller protocol, up to 100 Mbps, external 120 VAC required. | Stock | 210 | 218
BX-DMIO-M-D | BRX Do-more I/O controller, (1) Ethernet 10/100Base-T (RJ45) port(s), Do-more I/O controller protocol, up to 100 Mbps, external 24 VDC required. | Stock | 189 | 197
BX-EBC100-M | BRX Ethernet base controller, (1) Ethernet 10/100Base-T (RJ45) port(s), Do-more Ethernet remote I/O, Modbus TCP/IP, TCP/IP, UDP/IP and IPX, up to 100 Mbps, external 120 VAC required. | Stock | 299 | 311
BX-EBC100-M-D | BRX Ethernet base controller, (1) Ethernet 10/100Base-T (RJ45) port(s), Do-more Ethernet remote I/O, Modbus TCP/IP, TCP/IP, UDP/IP and IPX, up to 100 Mbps, external 24 VDC required. | Stock | 278 | 289
BX-HSIO1 | BRX pulse combo module, 250 kHz maximum switching frequency, 8 high-speed input point(s), sinking/sourcing, single-ended encoder input(s), 8 high-speed output point(s), sinking, single-ended output(s). | Stock | 212 | 220
BX-HSIO2 | BRX pulse combo module, 250 kHz maximum switching frequency, 8 high-speed input point(s), sinking/sourcing, single-ended encoder input(s), 8 high-speed output point(s), sourcing, single-ended output(s). | Stock | 212 | 220
BX-HSIO4 | BRX pulse combo module, 2 MHz maximum switching frequency, 8 high-speed input point(s), sinking/sourcing/TTL, differential and single-ended encoder input(s), 8 high-speed output point(s), sinking/sourcing/TTL, differential and single-ended output(s). | Stock | 239 | 249
BX-LBL-1 | BRX blank custom slot labels, package of 10. For use with 18-point and 36-point BRX PLCs. (10) labels and (1) custom label slot cover included. | Stock | 33.5 | 35
BX-MBIO-M | BRX Modbus I/O controller, (1) Ethernet 10/100Base-T (RJ45) and (1) RS-485 (3-pin terminal) port(s), Modbus RTU and Modbus TCP/IP, up to 115.2k baud and up to 100 Mbps, external 120 VAC required. | Stock | 283 | 294
BX-MBIO-M-D | BRX Modbus I/O controller, (1) Ethernet 10/100Base-T (RJ45) and (1) RS-485 (3-pin terminal) port(s), Modbus RTU and Modbus TCP/IP, up to 115.2k baud and up to 100 Mbps, external 24 VDC required. | Stock | 262 | 272
BX-P-ECOMEX | BRX communication POM module, MQTT Client, FTP Client, Do-more protocol, EtherNet/IP, Ethernet remote I/O and Modbus TCP, 1 port, (1) Ethernet 10/100Base-T (RJ45) port(s). For use with Ethernet enabled BRX MPUs. | Stock | 86 | 89
BX-P-ECOMLT | BRX communication POM module, Do-more protocol and Modbus TCP, 1 port, (1) Ethernet 10/100Base-T (RJ45) port(s). For use with all BRX MPUs. | Stock | 77 | 80
BX-PGM-CBL | BRX programming cable assembly, 6.5ft/2m cable length. For use with all BRX PLCs. Includes (1) BX-P-USB-B USB POM module and (1) USB-CBL-AB6 standard USB A to USB B connector cable. | Stock | 32.5 | 34
BX-P-SER2-RJ12 | BRX communication POM module, Do-more protocol, Modbus RTU and ASCII, 1 port, buffered, (1) RS-232 (RJ12) port(s). For use with all BRX MPUs. | Stock | 55 | 57
BX-P-SER2-TERM | BRX communication POM module, Do-more protocol, Modbus RTU and ASCII, 1 port, buffered, (1) RS-232 (3-pin terminal) port(s). For use with all BRX MPUs. BX-RTB03S terminal block included. | Stock | 55 | 57
BX-P-SER2-TERMFC | BRX communication POM module, Do-more protocol, Modbus RTU and ASCII, 1 port, buffered, (1) RS-232 (5-pin terminal) port(s). For use with all BRX MPUs. BX-RTB05S terminal block included. | Stock | 58 | 60
BX-P-SER422-TERM | BRX communication POM module, Do-more protocol, Modbus RTU and ASCII, 1 port, buffered, (1) RS-422 (5-pin terminal) port(s). For use with all BRX MPUs. BX-RTB05S terminal block included. | Stock | 54 | 56
BX-P-SER4-TERM | BRX communication POM module, Do-more protocol, Modbus RTU and ASCII, 1 port, buffered, (1) RS-485 (3-pin terminal) port(s). For use with all BRX MPUs. BX-RTB03S terminal block included. | Stock | 56 | 58
BX-P-USB-B | BRX communication POM module, 1 port, (1) USB B port(s). For use with all BRX MPUs. | Stock | 33 | 34.5
BX-RTB03 | BRX terminal block kit, 90-degree screw type, replacement. For use with BRX 18-point PLCs. Includes (1) 3-pin 5mm terminal block. | Stock | 3.5 | 3.75
BX-RTB03-1 | BRX terminal block kit, 180-degree spring clamp, replacement. For use with BRX 18-point PLCs. Includes (1) 3-pin 5mm terminal block. | Stock | 3.25 | 3.5
BX-RTB03-2 | BRX terminal block kit, 180-degree spring clamp, replacement. For use with BX-2AD2DA-3 analog combo module. Includes (1) 3-pin 5mm terminal block. | Stock | 3.5 | 3.75
BX-RTB03S | BRX terminal block kit, 90-degree screw type, replacement. For use with all BRX PLCs, BX-P-SER2-TERM and BX-P-SER4-TERM CPU plug-in communications modules. Includes (1) 3-pin 3.5mm terminal block. | Stock | 3.5 | 3.75
BX-RTB05 | BRX terminal block kit, 90-degree screw type, replacement. For use with BRX 8-point expansion modules, BRX 12-point expansion modules, BRX 18-point PLCs, and BRX 36-point PLCs. Includes (1) 5-pin 5mm terminal block. | Stock | 5.5 | 5.75
BX-RTB05-1 | BRX terminal block kit, 180-degree spring clamp, replacement. For use with BRX 8-point expansion modules, BRX 12-point expansion modules, BRX 18-point PLCs, and BRX 36-point PLCs. Includes (1) 5-pin 5mm terminal block. | Stock | 5.5 | 5.75
BX-RTB05-2 | BRX terminal block kit, 180-degree screw type, replacement. For use with BRX 8-point expansion modules and BRX 12-point expansion modules. Includes (1) 5-pin 5mm terminal block. | Stock | 5.5 | 5.75
BX-RTB05S | BRX terminal block kit, 90-degree screw type, replacement. For use with BX-P-SER2-TERMFC, BX-P-SER422-TERM, BX-SERIO-2 and BX-SERIO-4 communication modules. Includes (1) 5-pin 3.5mm terminal block. | Stock | 3.5 | 3.75
BX-RTB06 | BRX terminal block kit, 90-degree screw type, replacement. For use with BRX 18-point PLCs. Includes (1) 6-pin 5mm terminal block. | Stock | 7 | 7.25
BX-RTB06-1 | BRX terminal block kit, 180-degree spring clamp, replacement. For use with BRX 18-point PLCs. Includes (1) 6-pin 5mm terminal block. | Stock | 7 | 7.25
BX-RTB08 | BRX terminal block kit, 90-degree screw type. For use with BRX 5-point expansion modules, BRX 8-point expansion modules and BRX 12-point expansion modules. Includes (3) 5-pin 5mm terminal blocks. | Stock | 10 | 10.5
BX-RTB08-1 | BRX terminal block kit, 180-degree spring clamp. For use with BRX 5-point expansion modules, BRX 8-point expansion modules and BRX 12-point expansion modules. Includes (3) 5-pin 5mm terminal blocks. | Stock | 10 | 10.5
BX-RTB08-2 | BRX terminal block kit, 180-degree screw type. For use with BRX 5-point expansion modules, BRX 8-point expansion modules and BRX 12-point expansion modules. Includes (3) 5-pin 5mm terminal blocks. | Stock | 10 | 10.5
BX-RTB10 | BRX terminal block kit, 90-degree screw type. For use with BRX 10-point PLCs, BRX 16-point expansion modules, and all BRX analog and temperature expansion modules. Includes (2) 10-pin 3.8mm terminal blocks. | Stock | 14.5 | 15
BX-RTB10-1 | BRX terminal block kit, 180-degree spring clamp. For use with BRX 10-point PLCs, BRX 16-point expansion modules, and all BRX analog and temperature expansion modules. Includes (2) 10-pin 3.8mm terminal blocks. | Stock | 16 | 16.5
BX-RTB10-2 | BRX terminal block kit, 180-degree screw type. For use with BRX 10-point PLCs, BRX 16-point expansion modules, and all BRX analog and temperature expansion modules. Includes (2) 10-pin 3.8mm terminal blocks. | Stock | 14.5 | 15
BX-RTB18 | BRX terminal block kit, 90-degree screw type. For use with BRX 18-point PLCs. Includes (3) 5-pin 5mm terminal blocks, (2) 6-pin 5mm terminal blocks and (1) 3-pin 5mm terminal blocks. | Stock | 23 | 24
BX-RTB18-1 | BRX terminal block kit, 180-degree spring clamp. For use with BRX 18-point PLCs. Includes (3) 5-pin 5mm terminal blocks, (2) 6-pin 5mm terminal blocks and (1) 3-pin 5mm terminal blocks. | Stock | 23 | 24
BX-RTB36 | BRX terminal block kit, 90-degree screw type. For use with BRX 36-point PLCs. Includes (12) 5-pin 5mm terminal blocks. | Stock | 32.5 | 34
BX-RTB36-1 | BRX terminal block kit, 180-degree spring clamp. For use with BRX 36-point PLCs. Includes (12) 5-pin 5mm terminal blocks. | Stock | 32.5 | 34
BX-SERIO | BRX communication module, Do-more protocol, Modbus RTU and ASCII, 4 ports, buffered, (4) RS-232/RS-485 (3-pin terminal) port(s). For use with all BRX PLCs. (4) BX-RTB03S terminal blocks included. | Stock | 192 | 200
BX-SERIO-2 | BRX communication module, Do-more protocol, Modbus RTU and ASCII, 4 ports, buffered, (4) RS-232 (5-pin terminal) port(s). For use with all BRX MPUs. (4) BX-RTB05S terminal blocks included. | Stock | 188 | 196
BX-SERIO-4 | BRX communication module, Do-more protocol, Modbus RTU and ASCII, 4 ports, buffered, (4) RS-422 (5-pin terminal) port(s). For use with all BRX MPUs. (4) BX-RTB05S terminal blocks included. | Stock | 174 | 181
BX-USER-M | BRX user manual, free download only. For use with all BRX PLCs. | Stock | 0
BZ0BCRA | Fuji Electric busbar cover, for use with unused exposed busbar pins on the BM3RH busbar system. | Stock | 4.25 | 4.75
BZ0BCVA | Fuji Electric busbar cover, for use with unused exposed busbar pins on the BM3V busbar system. | Stock | 5 | 5.5
BZ0BFRA | Fuji Electric incoming power terminal block, maximum current 64A, maximum wire size 4AWG. For use with BM3RH busbars. For incoming power to busbar system. | Stock | 16.5 | 18.5
BZ0BFVA | Fuji Electric incoming power terminal block, maximum current 126A, maximum wire size 4AWG. For use with BM3V busbars. For incoming power to busbar system. | Stock | 33 | 37
BZ0BPRE22A | Fuji Electric baseplate, for use with BM3RH series manual motor protector and SC-E02x, SC-E03x, SC-E04x or SC-E05x contactors with AC or DC coils. | Stock | 15.5 | 17.5
BZ0BPRE32A | Fuji Electric baseplate, for use with BM3RH series manual motor protector and SC-E1x contactors with AC or DC coils. | Stock | 16.5 | 18.5
BZ0BPVE51A | Fuji Electric baseplate, for use with BM3V series manual motor protector and SC-E1x, SC-E2x or SC-E2Sx contactors with AC or DC coils. | Stock | 18.5 | 20.5
BZ0BPVE65A | Fuji Electric baseplate, for use with BM3V series manual motor protector and SC-E3x contactors with AC or DC coils. | Stock | 20.5 | 23
BZ0BR02A | Fuji Electric busbar, 64A Max, cut to length not permitted, connects up to 2 BM3RH MMS units without accessories. | Stock | 18.5 | 20.5
BZ0BR03A | Fuji Electric busbar, 64A Max, cut to length not permitted, connects up to 3 BM3RH MMS units without accessories. | Stock | 16.5 | 18.5
BZ0BR04A | Fuji Electric busbar, 64A Max, cut to length not permitted, connects up to 4 BM3RH MMS units without accessories. | Stock | 19.5 | 21.5
BZ0BR05A | Fuji Electric busbar, 64A Max, cut to length not permitted, connects up to 5 BM3RH MMS units without accessories. | Stock | 20.5 | 23
BZ0BR12A | Fuji Electric busbar, 64A Max, cut to length not permitted, connects up to 2 BM3RH MMS units with one (9mm wide) accessory. | Stock | 15.5 | 17.5
BZ0BR13A | Fuji Electric busbar, 64A Max, cut to length not permitted, connects up to 3 BM3RH MMS units with one (9mm wide) accessory. | Stock | 18.5 | 20.5
BZ0BR14A | Fuji Electric busbar, 64A Max, cut to length not permitted, connects up to 4 BM3RH MMS units with one (9mm wide) accessory. | Stock | 20.5 | 23
BZ0BR15A | Fuji Electric busbar, 64A Max, cut to length not permitted, connects up to 5 BM3RH MMS units with one (9mm wide) accessory. | Stock | 22 | 24.5
BZ0BV02A | Fuji Electric busbar, 126A Max, cut to length not permitted, connects up to 2 BM3V MMS units without accessories. | Stock | 29 | 32.5
BZ0BV03A | Fuji Electric busbar, 126A Max, cut to length not permitted, connects up to 3 BM3V MMS units without accessories. | Stock | 37 | 41.5
BZ0BV04A | Fuji Electric busbar, 126A Max, cut to length not permitted, connects up to 4 BM3V MMS units without accessories. | Stock | 44 | 49
BZ0BV12A | Fuji Electric busbar, 126A Max, cut to length not permitted, connects up to 2 BM3V MMS units with one (9mm wide) accessory. | Stock | 31.5 | 35
BZ0BV13A | Fuji Electric busbar, 126A Max, cut to length not permitted, connects up to 3 BM3V MMS units with one (9mm wide) accessory. | Stock | 40 | 44.5
BZ0BV14A | Fuji Electric busbar, 126A Max, cut to length not permitted, connects up to 4 BM3V MMS units with one (9mm wide) accessory. | Stock | 46 | 51
BZ0FDZU | Fuji Electric shunt trip, right side mount, 120 VAC coil voltage. | Stock | 20.5 | 23
BZ0FKZUD | Fuji Electric shunt trip, right side mount, 24 VDC coil voltage. | Stock | 20.5 | 23
BZ0KIA | Fuji Electric alarm contact, front mount, N.O. contact(s), 1.5A @ 230VAC/0.55A @ 110VDC, phase loss or short circuit. For use with BM3R/BM3V series manual motor protector. | Stock | 7 | 7.75
BZ0KIB | Fuji Electric alarm contact, front mount, N.C. contact(s), 1.5A @ 230VAC/0.55A @ 110VDC, phase loss or short circuit. For use with BM3R/BM3V series manual motor protector. | Stock | 7 | 7.75
BZ0LRE22AA | Fuji Electric link module, for use with BM3RH series manual motor protector and SC-E02x, SC-E03x, SC-E04x or SC-E05x contactors with AC Coils. | Stock | 10.5 | 11.5
BZ0LRE22GA | Fuji Electric link module, for use with BM3RH series manual motor protector and SC-E02x, SC-E03x, SC-E04x or SC-E05x contactors with DC Coils. | Stock | 14 | 15.5
BZ0LRE32AA | Fuji Electric link module, for use with BM3RH series manual motor protector and SC-E1x contactors with AC Coils. | Stock | 12.5 | 14
BZ0LRE32GA | Fuji Electric link module, for use with BM3RH series manual motor protector and SC-E1x contactors with DC Coils. | Stock | 15.5 | 17.5
BZ0LVE51AA | Fuji Electric link module, for use with BM3V series manual motor protector and SC-E1x, SC-E2x or SC-E2Sx contactors with AC Coils. | Stock | 14 | 15.5
BZ0LVE51GA | Fuji Electric link module, for use with BM3V series manual motor protector and SC-E1x, SC-E2x or SC-E2Sx contactors with DC Coils. | Stock | 16.5 | 18.5
BZ0LVE65AA | Fuji Electric link module, for use with BM3V series manual motor protector and SC-E3x contactors with AC Coils. | Stock | 16.5 | 18.5
BZ0LVE65GA | Fuji Electric link module, for use with BM3V series manual motor protector and SC-E3x contactors with DC Coils. | Stock | 19.5 | 21.5
BZ0R4ZU | Fuji Electric undervoltage trip, right side mount, 460-480 VAC sensing range. | Stock | 20.5 | 23
BZ0RDZU | Fuji Electric undervoltage trip, right side mount, 120 VAC sensing range. | Stock | 20.5 | 23
BZ0SET | Fuji Electric panel mount adapter, package of 10. For use with BM3R series manual motor protector. | Stock | 7 | 7.75
BZ0TCRE | Fuji Electric terminal shroud, line side. For use with BM3RHB series manual motor protector. | Stock | 12 | 13.5
BZ0TKUAB | Fuji Electric short circuit alarm contact, (1) N.O./(1) N.C. contact(s), 4A @ 230VAC/1.3A @ 110VDC. For use with BM3R/BM3V series manual motor protector. | Stock | 15.5 | 17.5
BZ0VBBL | Fuji Electric rotary handle, selector, black, external front mount, 2-position, lockable in OFF only, defeatable. For use with BM3RH series manual motor protector. Handle, shaft, operator, and mounting srews included. | Stock | 30 | 33.5
BZ0VBBM | Fuji Electric rotary handle, selector, black, external front mount, 2-position, lockable in OFF only, defeatable. For use with BM3V series manual motor protector. Handle, shaft, operator, and mounting srews included. | Stock | 30 | 33.5
BZ0VYRL | Fuji Electric rotary handle, selector, red/yellow, external front mount, 2-position, lockable in OFF only, defeatable. For use with BM3RH series manual motor protector. Shaft, operator, and mounting srews included. | Stock | 31.5 | 35
BZ0VYRM | Fuji Electric rotary handle, selector, red/yellow, external front mount, 2-position, lockable in OFF only, defeatable. For use with BM3V series manual motor protector. Handle, shaft, operator, and mounting srews included. | Stock | 31.5 | 35
BZ0WIA | Fuji Electric auxiliary contact, front mount, (1) N.O. contact(s), 1.5A @ 230VAC/0.55A @ 110VDC. For use with BM3R/BM3V series manual motor protector. | Stock | 7 | 7.75
BZ0WIB | Fuji Electric auxiliary contact, front mount, (1) N.C. contact(s), 1.5A @ 230VAC/0.55A @ 110VDC. For use with BM3R/BM3V series manual motor protector. | Stock | 7 | 7.75
BZ0WKUAA | Fuji Electric alarm/auxiliary contact, (1) N.O. auxiliary/(1) N.O. alarm contact(s), 4A @ 230VAC/1.3A @ 110VDC, phase loss or short circuit. For use with BM3R/BM3V series manual motor protector. | Stock | 12.5 | 14
BZ0WUAAL | Fuji Electric auxiliary contact, left side mount, (2) N.O. contact(s), 4A @ 230VAC/1.3A @ 110VDC. For use with BM3R/BM3V series manual motor protector. | Stock | 9.75 | 11
BZ0WUABL | Fuji Electric auxiliary contact, left side mount, (1) N.O./(1) N.C. contact(s), 4A @ 230VAC/1.3A @ 110VDC. For use with BM3R/BM3V series manual motor protector. | Stock | 9.75 | 11
BZ0WUBBL | Fuji Electric auxiliary contact, left side mount, (2) N.C. contact(s), 4A @ 230VAC/1.3A @ 110VDC. For use with BM3R/BM3V series manual motor protector. | Stock | 9.75 | 11
BZ-VS2 | Fuji Electric shaft, 3.5in length. For use with BW9V0HA and BW9V0JA rotary disconnect handles. | Stock | 10.5 | 11.5
BZ-VS2-24 | Fuji Electric shaft, 24in length. For use with BW9V0HA and BW9V0JA rotary disconnect handles. | Stock | 35 | 39
C0-00AC | CLICK AC power supply, 100-240 VAC nominal input, 24 VDC nominal output, 0.5A continuous. | Stock | 35.5 | 38.5
C0-00AR-D | CLICK Basic PLC, 24 VDC required, serial ports, Discrete Input: 8-point, AC, Discrete Output: 6-point, relay. | Stock | 98 | 106
C0-00DD1-D | CLICK Basic PLC, 24 VDC required, serial ports, Discrete Input: 8-point, DC, Discrete Output: 6-point, sinking. | Stock | 79 | 85
C0-00DD2-D | CLICK Basic PLC, 24 VDC required, serial ports, Discrete Input: 8-point, DC, Discrete Output: 6-point, sourcing. | Stock | 79 | 85
C0-00DR-D | CLICK Basic PLC, 24 VDC required, serial ports, Discrete Input: 8-point, DC, Discrete Output: 6-point, relay. | Stock | 98 | 106
C0-01AC | CLICK AC power supply, 100-240 VAC nominal input, 24 VDC nominal output, 1.3A continuous. | Stock | 48.5 | 52
C0-01AR-D | CLICK Standard PLC, 24 VDC required, serial ports, Discrete Input: 8-point, AC, Discrete Output: 6-point, relay. | Stock | 134 | 145
C0-01DD1-D | CLICK Standard PLC, 24 VDC required, serial ports, Discrete Input: 8-point, DC, Discrete Output: 6-point, sinking. | Stock | 120 | 130
C0-01DD2-D | CLICK Standard PLC, 24 VDC required, serial ports, Discrete Input: 8-point, DC, Discrete Output: 6-point, sourcing. | Stock | 120 | 130
C0-01DR-D | CLICK Standard PLC, 24 VDC required, serial ports, Discrete Input: 8-point, DC, Discrete Output: 6-point, relay. | Stock | 134 | 145
C0-02DD1-D | CLICK Analog PLC, 24 VDC required, serial ports, Discrete Input: 4-point, DC, Analog Input: 2-channel, current/voltage, Discrete Output: 4-point, sinking, Analog Output: 2-channel, current/voltage. | Stock | 158 | 171
C0-02DD2-D | CLICK Analog PLC, 24 VDC required, serial ports, Discrete Input: 4-point, DC, Analog Input: 2-channel, current/voltage, Discrete Output: 4-point, sourcing, Analog Output: 2-channel, current/voltage. | Stock | 158 | 171
C0-02DR-D | CLICK Analog PLC, 24 VDC required, serial ports, Discrete Input: 4-point, DC, Analog Input: 2-channel, current/voltage, Discrete Output: 4-point, relay, Analog Output: 2-channel, current/voltage. | Stock | 169 | 183
C0-04AD-1 | CLICK analog input module, 4-channel, current, 13-bit, input current signal range(s) of 0-20 mA, external 24 VDC required. | Stock | 106 | 110
C0-04AD-2 | CLICK analog input module, 4-channel, voltage, 13-bit, input voltage signal range(s) of 0-10 VDC, external 24 VDC required. | Stock | 107 | 111
C0-04DA-1 | CLICK analog output module, 4-channel, current, 12-bit, output current signal range(s) of 4-20 mA, external 24 VDC required. | Stock | 144 | 150
C0-04DA-2 | CLICK analog output module, 4-channel, voltage, 12-bit, output voltage signal range(s) of 0-10 VDC, external 24 VDC required. | Stock | 144 | 150
C0-04RTD | CLICK temperature input module, RTD, 4-channel, 16-bit resolution, input RTD type(s): Pt100, Pt1000, JPt100, Cu10, Cu25 and Ni120. Removable terminal block included. | Stock | 180 | 187
C0-04THM | CLICK temperature input module, thermocouple, 4-channel, 16-bit resolution, input thermocouple type(s): J, E, K, R, S, T, B, N, C. Removable terminal block included. | Stock | 180 | 187
C0-04TRS | CLICK relay output module, 4-point, 6-240 VAC/6-27 VDC, (4) Form C, 4 isolated common(s), 1 point(s) per common, 7A/point. Removable terminal block included. | Stock | 54 | 58
C0-04TRS-10 | CLICK relay output module, 4-point, 6-24 VDC/6-240 VAC, (4) Form A (SPST) no-suppression, 4 isolated common(s), 1 point(s) per common, 10A/point. Removable terminal block included. | Stock | 59 | 64
C0-08CDR | CLICK discrete combo module, Input: 4-point, 12-24 VDC, sinking/sourcing, Output: 4-point, 6-240 VAC/6-27 VDC, (1) Form A (SPST) relay, 1A/point. Removable terminal block included. | Stock | 61 | 66
C0-08NA | CLICK discrete input module, 8-point, 100-120 VAC, 2 isolated common(s), 4 point(s) per common. Removable terminal block included. | Stock | 49 | 53
C0-08ND3 | CLICK discrete input module, 8-point, 12-24 VDC, sinking/sourcing, 2 isolated common(s), 4 point(s) per common. Removable terminal block included. | Stock | 41 | 44.5
C0-08ND3-1 | CLICK discrete input module, 8-point, 3.3-5 VDC, sinking/sourcing/TTL, 2 isolated common(s), 4 point(s) per common. Removable terminal block included. | Stock | 41 | 44.5
C0-08NE3 | CLICK discrete input module, 8-point, 24 VAC/VDC, sinking/sourcing, 2 isolated common(s), 4 point(s) per common. Removable terminal block included. | Stock | 43 | 46.5
C0-08SIM | CLICK simulator input module, 8-point. | Stock | 43.5 | 47
C0-08TA | CLICK discrete output module, 8-point, 17-240 VAC, 2 isolated common(s), 4 point(s) per common, 0.3A/point. Removable terminal block included. | Stock | 62 | 67
C0-08TD1 | CLICK discrete output module, 8-point, 3.3-27 VDC, sinking, 2 isolated common(s), 4 point(s) per common, 0.3A/point. Removable terminal block included. | Stock | 43.5 | 47
C0-08TD2 | CLICK discrete output module, 8-point, 12-24 VDC, sourcing, 1 isolated common(s), 8 point(s) per common, 0.3A/point. Removable terminal block included. | Stock | 43.5 | 47
C0-08TR | CLICK relay output module, 8-point, 6-240 VAC/6-27 VDC, (8) Form A, 2 isolated common(s), 4 point(s) per common, 1A/point. Removable terminal block included. | Stock | 49.5 | 53
C0-08TR-3 | CLICK relay output module, 8-point, 6-27 VDC/6-240 VAC, (8) Form A (SPST) no-suppression, 4 isolated common(s), 2 point(s) per common, 3A/point. Removable terminal block included. | Stock | 53 | 57
C0-10ARE-D | CLICK Ethernet Basic PLC, 24 VDC required, Ethernet and serial ports, Discrete Input: 8-point, AC, Discrete Output: 6-point, relay. | Stock | 170 | 184
C0-10DD1E-D | CLICK Ethernet Basic PLC, 24 VDC required, Ethernet and serial ports, Discrete Input: 8-point, DC, Discrete Output: 6-point, sinking. | Stock | 158 | 171
C0-10DD2E-D | CLICK Ethernet Basic PLC, 24 VDC required, Ethernet and serial ports, Discrete Input: 8-point, DC, Discrete Output: 6-point, sourcing. | Stock | 158 | 171
C0-10DRE-D | CLICK Ethernet Basic PLC, 24 VDC required, Ethernet and serial ports, Discrete Input: 8-point, DC, Discrete Output: 6-point, relay. | Stock | 169 | 183
C0-11ARE-D | CLICK Ethernet Standard PLC, 24 VDC required, Ethernet and serial ports, Discrete Input: 8-point, AC, Discrete Output: 6-point, relay. | Stock | 195 | 211
C0-11DD1E-D | CLICK Ethernet Standard PLC, 24 VDC required, Ethernet and serial ports, Discrete Input: 8-point, DC, Discrete Output: 6-point, sinking. | Stock | 183 | 198
C0-11DD2E-D | CLICK Ethernet Standard PLC, 24 VDC required, Ethernet and serial ports, Discrete Input: 8-point, DC, Discrete Output: 6-point, sourcing. | Stock | 183 | 198
C0-11DRE-D | CLICK Ethernet Standard PLC, 24 VDC required, Ethernet and serial ports, Discrete Input: 8-point, DC, Discrete Output: 6-point, relay. | Stock | 195 | 211
C0-12ARE-1-D | CLICK Ethernet Analog PLC, 24 VDC required, Ethernet and serial ports, Discrete Input: 4-point, AC, Analog Input: 4-channel, current, Discrete Output: 4-point, relay, Analog Output: 2-channel, current. | Stock | 232 | 251
C0-12ARE-2-D | CLICK Ethernet Analog PLC, 24 VDC required, Ethernet and serial ports, Discrete Input: 4-point, AC, Analog Input: 4-channel, voltage, Discrete Output: 4-point, relay, Analog Output: 2-channel, voltage. | Stock | 232 | 251
C0-12ARE-D | CLICK Ethernet Analog PLC, 24 VDC required, Ethernet and serial ports, Discrete Input: 4-point, AC, Analog Input: 2-channel, current/voltage, Discrete Output: 4-point, relay, Analog Output: 2-channel, current/voltage. | Stock | 232 | 251
C0-12DD1E-1-D | CLICK Ethernet Analog PLC, 24 VDC required, Ethernet and serial ports, Discrete Input: 4-point, DC, Analog Input: 4-channel, current, Discrete Output: 4-point, sinking, Analog Output: 2-channel, current. | Stock | 219 | 237
C0-12DD1E-2-D | CLICK Ethernet Analog PLC, 24 VDC required, Ethernet and serial ports, Discrete Input: 4-point, DC, Analog Input: 4-channel, voltage, Discrete Output: 4-point, sinking, Analog Output: 2-channel, voltage. | Stock | 219 | 237
C0-12DD1E-D | CLICK Ethernet Analog PLC, 24 VDC required, Ethernet and serial ports, Discrete Input: 4-point, DC, Analog Input: 2-channel, current/voltage, Discrete Output: 4-point, sinking, Analog Output: 2-channel, current/voltage. | Stock | 219 | 237
C0-12DD2E-1-D | CLICK Ethernet Analog PLC, 24 VDC required, Ethernet and serial ports, Discrete Input: 4-point, DC, Analog Input: 4-channel, current, Discrete Output: 4-point, sourcing, Analog Output: 2-channel, current. | Stock | 219 | 237
C0-12DD2E-2-D | CLICK Ethernet Analog PLC, 24 VDC required, Ethernet and serial ports, Discrete Input: 4-point, DC, Analog Input: 4-channel, voltage, Discrete Output: 4-point, sourcing, Analog Output: 2-channel, voltage. | Stock | 219 | 237
C0-12DD2E-D | CLICK Ethernet Analog PLC, 24 VDC required, Ethernet and serial ports, Discrete Input: 4-point, DC, Analog Input: 2-channel, current/voltage, Discrete Output: 4-point, sourcing, Analog Output: 2-channel, current/voltage. | Stock | 219 | 237
C0-12DRE-1-D | CLICK Ethernet Analog PLC, 24 VDC required, Ethernet and serial ports, Discrete Input: 4-point, DC, Analog Input: 4-channel, current, Discrete Output: 4-point, relay, Analog Output: 2-channel, current. | Stock | 232 | 251
C0-12DRE-2-D | CLICK Ethernet Analog PLC, 24 VDC required, Ethernet and serial ports, Discrete Input: 4-point, DC, Analog Input: 4-channel, voltage, Discrete Output: 4-point, relay, Analog Output: 2-channel, voltage. | Stock | 232 | 251
C0-12DRE-D | CLICK Ethernet Analog PLC, 24 VDC required, Ethernet and serial ports, Discrete Input: 4-point, DC, Analog Input: 2-channel, current/voltage, Discrete Output: 4-point, relay, Analog Output: 2-channel, current/voltage. | Stock | 232 | 251
C0-16CDD1 | CLICK discrete combo module, Input: 8-point, 24 VDC, sinking/sourcing, Output: 8-point, 5-27 VDC, sinking, 0.1A/point. Removable terminal block included. | Stock | 71 | 77
C0-16CDD2 | CLICK discrete combo module, Input: 8-point, 24 VDC, sinking/sourcing, Output: 8-point, 12-24 VDC, sourcing, 0.1A/point. Removable terminal block included. | Stock | 71 | 77
C0-16ND3 | CLICK discrete input module, 16-point, 24 VDC, sinking/sourcing, 4 isolated common(s), 4 point(s) per common. Removable terminal block included. | Stock | 55 | 59
C0-16NE3 | CLICK discrete input module, 16-point, 24 VAC/VDC, sinking/sourcing, 4 isolated common(s), 4 point(s) per common. Removable terminal block included. | Stock | 60 | 65
C0-16TB | CLICK terminal blocks, 90-degree screw type, replacement, 20-pole. Package of 2. For use with CLICK 16-point I/O modules and CLICK PLCs built-in I/O. | Stock | 20 | 21.5
C0-16TD1 | CLICK discrete output module, 16-point, 5-27 VDC, sinking, 2 isolated common(s), 8 point(s) per common, 0.1A/point. Removable terminal block included. | Stock | 56 | 60
C0-16TD2 | CLICK discrete output module, 16-point, 12-24 VDC, sourcing, 2 isolated common(s), 8 point(s) per common, 0.1A/point. Removable terminal block included. | Stock | 55 | 59
C0-3TB | CLICK terminal blocks, 90-degree screw type, replacement, 3-pole. Package of 2. For use with CLICK standard and analog PLCs. | Stock | 8.5 | 9.25
C0-4AD2DA-1 | CLICK analog combo module, Input: 4-channel, current, 0-20 mA, Output: 2-channel, current, 4-20 mA. | Stock | 187 | 194
C0-4AD2DA-2 | CLICK analog combo module, Input: 4-channel, voltage, 0-10 VDC, Output: 2-channel, voltage, 0-10 VDC. | Stock | 180 | 187
C0-4TB | CLICK terminal blocks, replacement, 4-pole. Package of 2. For use with CLICK PLCs. | Stock | 8.5 | 9.25
C0-8TB | CLICK terminal blocks, 90-degree screw type, replacement, 11-pole. Package of 2. For use with CLICK 8-point I/O modules. | Stock | 14.5 | 15.5
C0-8TB-1 | CLICK terminal block, 90-degree screw type, replacement, 13-pole. Package of 2. For use with C0-08TR-3 and C0-04TRS-10 relay modules. | Stock | 16.5 | 18
C090025D | NITRA pneumatic air cylinder, compact, 9/16in bore, 1/4in stroke, double acting, counter-bored holes mount. | Stock | 41.5 | 43
C09005D | NITRA pneumatic air cylinder, compact, 9/16in bore, 1/2in stroke, double acting, counter-bored holes mount. | Stock | 42.5 | 44
C0-PGMSW | CLICK Windows programming and documentation software, CD or free download. For use with CLICK C0 series PLCs. | Stock | 11 | 11.5
C0-USER-M | CLICK user manual, free download only. For use with all CLICK PLCs and I/O modules. | Stock | 0
C1152 | Marathon standard efficiency AC induction motor, fan and blower, 1/2hp, 1-phase, 115/208-230 VAC, 3600rpm, ODP, 48 frame, rolled steel, resilient base mount. | Stock | 189 | 197
C1153 | Marathon standard efficiency AC induction motor, fan and blower, 1/2hp, 1-phase, 115/208-230 VAC, 1800rpm, ODP, 56 frame, rolled steel, resilient base mount. | Stock | 300 | 312
C1155 | Marathon standard efficiency AC induction motor, fan and blower, 3/4hp, 1-phase, 115/208-230 VAC, 3600rpm, ODP, 56 frame, rolled steel, resilient base mount. | Stock | 234 | 243
C1158 | Marathon standard efficiency AC induction motor, fan and blower, 1hp, 1-phase, 115/208-230 VAC, 1800rpm, ODP, 56 frame, rolled steel, resilient base mount. | Stock | 405 | 421
C1160 | Marathon standard efficiency AC induction motor, fan and blower, 1-1/2hp, 1-phase, 115/208-230 VAC, 1800rpm, ODP, 56H frame, rolled steel, resilient base mount. | Stock | 418 | 435
C1161 | Marathon standard efficiency AC induction motor, fan and blower, 2hp, 1-phase, 115/208-230 VAC, 3600rpm, ODP, 56H frame, rolled steel, resilient base mount. | Stock | 460 | 478
C12005D | NITRA pneumatic air cylinder, compact, 3/4in bore, 1/2in stroke, double acting, counter-bored holes mount. | Stock | 44.5 | 46.5
C120075D | NITRA pneumatic air cylinder, compact, 3/4in bore, 3/4in stroke, double acting, counter-bored holes mount. | Stock | 45 | 47
C12010D | NITRA pneumatic air cylinder, compact, 3/4in bore, 1in stroke, double acting, counter-bored holes mount. | Stock | 46 | 48
C12015D | NITRA pneumatic air cylinder, compact, 3/4in bore, 1-1/2in stroke, double acting, counter-bored holes mount. | Stock | 46.5 | 48.5
C1336 | Marathon standard efficiency AC induction motor, jet pump, 1/3hp, 1-phase, 115/230 VAC, 3600rpm, TEFC, 56J frame, rolled steel, C-face only mount. | Stock | 327 | 340
C147A | Marathon premium efficiency AC induction motor, general purpose, 1/4hp, 1-phase, 115/230 VAC, suitable for 208 VAC at 60 Hz, 1800rpm, ODP, 48 frame, rolled steel, rigid base only mount. | Stock | 251 | 261
C167A | Marathon standard efficiency AC induction motor, general purpose, 1/2hp, 1-phase, 115/230 VAC, suitable for 208 VAC at 60 Hz, 1800rpm, ODP, 56 frame, rolled steel, rigid base only mount. | Stock | 309 | 321
C170025D | NITRA pneumatic air cylinder, compact, 1-1/16in bore, 1/4in stroke, double acting, counter-bored holes mount. | Stock | 55 | 57
C17005D | NITRA pneumatic air cylinder, compact, 1-1/16in bore, 1/2in stroke, double acting, counter-bored holes mount. | Stock | 55 | 57
C170075D | NITRA pneumatic air cylinder, compact, 1-1/16in bore, 3/4in stroke, double acting, counter-bored holes mount. | Stock | 56 | 58
C17010D | NITRA pneumatic air cylinder, compact, 1-1/16in bore, 1in stroke, double acting, counter-bored holes mount. | Stock | 57 | 59
C17015D | NITRA pneumatic air cylinder, compact, 1-1/16in bore, 1-1/2in stroke, double acting, counter-bored holes mount. | Stock | 58 | 60
C17020D | NITRA pneumatic air cylinder, compact, 1-1/16in bore, 2in stroke, double acting, counter-bored holes mount. | Stock | 59 | 61
C17025D | NITRA pneumatic air cylinder, compact, 1-1/16in bore, 2-1/2in stroke, double acting, counter-bored holes mount. | Stock | 61 | 63
C17030D | NITRA pneumatic air cylinder, compact, 1-1/16in bore, 3in stroke, double acting, counter-bored holes mount. | Stock | 63 | 66
C187A | Marathon standard efficiency AC induction motor, general purpose, 2hp, 1-phase, 115/230 VAC, suitable for 208 VAC at 60 Hz, 3600rpm, ODP, 56 frame, rolled steel, rigid base only mount. | Stock | 569 | 592
C188A | Marathon standard efficiency AC induction motor, general purpose, 1hp, 1-phase, 115/208-230 VAC, 1800rpm, ODP, 143T frame, rolled steel, rigid base only mount. | Stock | 355 | 369
C18B-AN-1A | AutomationDirect photoelectric sensor, tubular, threaded, metal, diffuse with background suppression, 10-120mm sensing distance, light-on, NPN, potentiometer, 500 Hz switching frequency, 6.5ft/2m cable length, pigtail. | Stock | 74 | 77
C18B-AN-1E | AutomationDirect photoelectric sensor, tubular, threaded, metal, diffuse with background suppression, 10-120mm sensing distance, light-on, NPN, potentiometer, 500 Hz switching frequency, 4-pin M12 quick-disconnect. | Stock | 74 | 77
C18B-AN-2A | AutomationDirect photoelectric sensor, tubular, threaded, metal, diffuse with background suppression, right-angle lens, 10-120mm sensing distance, light-on, NPN, potentiometer, 500 Hz switching frequency, 6.5ft/2m cable length, pigtail. | Stock | 115 | 120
C18B-AN-2E | AutomationDirect photoelectric sensor, tubular, threaded, metal, diffuse with background suppression, right-angle lens, 10-120mm sensing distance, light-on, NPN, potentiometer, 500 Hz switching frequency, 4-pin M12 quick-disconnect. | Stock | 115 | 120
C18B-AP-1A | AutomationDirect photoelectric sensor, tubular, threaded, metal, diffuse with background suppression, 10-120mm sensing distance, light-on, PNP, potentiometer, 500 Hz switching frequency, 6.5ft/2m cable length, pigtail. | Stock | 74 | 77
C18B-AP-1E | AutomationDirect photoelectric sensor, tubular, threaded, metal, diffuse with background suppression, 10-120mm sensing distance, light-on, PNP, potentiometer, 500 Hz switching frequency, 4-pin M12 quick-disconnect. | Stock | 74 | 77
C18B-AP-2A | AutomationDirect photoelectric sensor, tubular, threaded, metal, diffuse with background suppression, right-angle lens, 10-120mm sensing distance, light-on, PNP, potentiometer, 500 Hz switching frequency, 6.5ft/2m cable length, pigtail. | Stock | 115 | 120
C18B-AP-2E | AutomationDirect photoelectric sensor, tubular, threaded, metal, diffuse with background suppression, right-angle lens, 10-120mm sensing distance, light-on, PNP, potentiometer, 500 Hz switching frequency, 4-pin M12 quick-disconnect. | Stock | 115 | 120
C18D-0N-1A | AutomationDirect photoelectric sensor, tubular, threaded, diffuse, visible red light emission, 600mm sensing distance, complementary light-on/dark-on, NPN, potentiometer, 1 kHz switching frequency, metal housing, pigtail. | Stock | 45.5 | 47.5
C18D-0N-1E | AutomationDirect photoelectric sensor, tubular, threaded, diffuse, visible red light emission, 600mm sensing distance, complementary light-on/dark-on, NPN, potentiometer, 1 kHz switching frequency, metal housing, 4-pin M12 quick-disconnect. | Stock | 45.5 | 47.5
C18D-0N-2A | AutomationDirect photoelectric sensor, tubular, threaded, diffuse, right-angle lens, visible red light emission, 600mm sensing distance, complementary light-on/dark-on, NPN, potentiometer, 1 kHz switching frequency, metal housing, pigtail. | Stock | 58 | 60
C18D-0N-2E | AutomationDirect photoelectric sensor, tubular, threaded, diffuse, right-angle lens, visible red light emission, 600mm sensing distance, complementary light-on/dark-on, NPN, potentiometer, 1 kHz switching frequency, metal housing, 4-pin M12 quick-disconnect. | Stock | 58 | 60
C18D-0P-1A | AutomationDirect photoelectric sensor, tubular, threaded, diffuse, visible red light emission, 600mm sensing distance, complementary light-on/dark-on, PNP, potentiometer, 1 kHz switching frequency, metal housing, pigtail. | Stock | 45.5 | 47.5
C18D-0P-1E | AutomationDirect photoelectric sensor, tubular, threaded, diffuse, visible red light emission, 600mm sensing distance, complementary light-on/dark-on, PNP, potentiometer, 1 kHz switching frequency, metal housing, 4-pin M12 quick-disconnect. | Stock | 45.5 | 47.5
C18D-0P-2A | AutomationDirect photoelectric sensor, tubular, threaded, diffuse, right-angle lens, visible red light emission, 600mm sensing distance, complementary light-on/dark-on, PNP, potentiometer, 1 kHz switching frequency, metal housing, pigtail. | Stock | 58 | 60
C18D-0P-2E | AutomationDirect photoelectric sensor, tubular, threaded, diffuse, right-angle lens, visible red light emission, 600mm sensing distance, complementary light-on/dark-on, PNP, potentiometer, 1 kHz switching frequency, metal housing, 4-pin M12 quick-disconnect. | Stock | 58 | 60
C18E-00-1A | AutomationDirect photoelectric sensor, tubular, threaded, metal housing, through-beam emitter, visible red light emission, 6m sensing distance, 10-36 VDC operating voltage, 3-wire, pigtail. | Stock | 30.5 | 31.5
C18E-00-1E | AutomationDirect photoelectric sensor, tubular, threaded, metal housing, through-beam emitter, visible red light emission, 6m sensing distance, 10-36 VDC operating voltage, 3-wire, 4-pin M12 quick-disconnect. | Stock | 30.5 | 31.5
C18E-00-2A | AutomationDirect photoelectric sensor, tubular, threaded, metal housing, through-beam emitter, right-angle lens, visible red light emission, 6m sensing distance, 10-36 VDC operating voltage, 3-wire, pigtail. | Stock | 42.5 | 44
C18E-00-2E | AutomationDirect photoelectric sensor, tubular, threaded, metal housing, through-beam emitter, right-angle lens, visible red light emission, 6m sensing distance, 10-36 VDC operating voltage, 3-wire, 4-pin M12 quick-disconnect. | Stock | 42.5 | 44
C18P-AN-1A | AutomationDirect photoelectric sensor, tubular, threaded, polarized retroreflective, visible red light emission, 2m sensing distance, dark-on, NPN, 3-wire, pigtail. | Stock | 48 | 50
C18P-AN-1E | AutomationDirect photoelectric sensor, tubular, threaded, polarized retroreflective, visible red light emission, 2m sensing distance, dark-on, NPN, 3-wire, 4-pin M12 quick-disconnect. | Stock | 48 | 50
C18P-AN-2A | AutomationDirect photoelectric sensor, tubular, threaded, polarized retroreflective, right-angle lens, visible red light emission, 2m sensing distance, dark-on, NPN, 3-wire, pigtail. | Stock | 62 | 64
C18P-AN-2E | AutomationDirect photoelectric sensor, tubular, threaded, polarized retroreflective, right-angle lens, visible red light emission, 2m sensing distance, dark-on, NPN, 3-wire, 4-pin M12 quick-disconnect. | Stock | 62 | 64
C18P-AP-1A | AutomationDirect photoelectric sensor, tubular, threaded, polarized retroreflective, visible red light emission, 2m sensing distance, dark-on, PNP, 3-wire, pigtail. | Stock | 48 | 50
C18P-AP-1E | AutomationDirect photoelectric sensor, tubular, threaded, polarized retroreflective, visible red light emission, 2m sensing distance, dark-on, PNP, 3-wire, 4-pin M12 quick-disconnect. | Stock | 48 | 50
C18P-AP-2A | AutomationDirect photoelectric sensor, tubular, threaded, polarized retroreflective, right-angle lens, visible red light emission, 2m sensing distance, dark-on, PNP, 3-wire, pigtail. | Stock | 62 | 64
C18P-AP-2E | AutomationDirect photoelectric sensor, tubular, threaded, polarized retroreflective, right-angle lens, visible red light emission, 2m sensing distance, dark-on, PNP, 3-wire, 4-pin M12 quick-disconnect. | Stock | 62 | 64
C18R-0N-1A | AutomationDirect photoelectric sensor, tubular, threaded, metal housing, through-beam receiver, 6m sensing distance, 10-36 VDC operating voltage, complementary light-on/dark-on, NPN, 4-wire, pigtail. | Stock | 42.5 | 44
C18R-0N-1E | AutomationDirect photoelectric sensor, tubular, threaded, metal housing, through-beam receiver, 6m sensing distance, 10-36 VDC operating voltage, complementary light-on/dark-on, NPN, 4-wire, 4-pin M12 quick-disconnect. | Stock | 42.5 | 44
C18R-0N-2A | AutomationDirect photoelectric sensor, tubular, threaded, metal housing, through-beam receiver, right-angle lens, 6m sensing distance, 10-36 VDC operating voltage, complementary light-on/dark-on, NPN, 4-wire, pigtail. | Stock | 55 | 57
C18R-0N-2E | AutomationDirect photoelectric sensor, tubular, threaded, metal housing, through-beam receiver, right-angle lens, 6m sensing distance, 10-36 VDC operating voltage, complementary light-on/dark-on, NPN, 4-wire, 4-pin M12 quick-disconnect. | Stock | 55 | 57
C18R-0P-1A | AutomationDirect photoelectric sensor, tubular, threaded, metal housing, through-beam receiver, 6m sensing distance, 10-36 VDC operating voltage, complementary light-on/dark-on, PNP, 4-wire, pigtail. | Stock | 42.5 | 44
C18R-0P-1E | AutomationDirect photoelectric sensor, tubular, threaded, metal housing, through-beam receiver, 6m sensing distance, 10-36 VDC operating voltage, complementary light-on/dark-on, PNP, 4-wire, 4-pin M12 quick-disconnect. | Stock | 42.5 | 44
C18R-0P-2A | AutomationDirect photoelectric sensor, tubular, threaded, metal housing, through-beam receiver, right-angle lens, 6m sensing distance, 10-36 VDC operating voltage, complementary light-on/dark-on, PNP, 4-wire, pigtail. | Stock | 55 | 57
C18R-0P-2E | AutomationDirect photoelectric sensor, tubular, threaded, metal housing, through-beam receiver, right-angle lens, 6m sensing distance, 10-36 VDC operating voltage, complementary light-on/dark-on, PNP, 4-wire, 4-pin M12 quick-disconnect. | Stock | 45.5 | 47.5
C194 | Marathon standard efficiency AC induction motor, general purpose, 3hp, 1-phase, 115/230 VAC, 3600rpm, ODP, 145T frame, rolled steel, rigid base only mount. | from vendor up to 7 business days | 631 | 656
C1F002LES | Hammond general purpose transformer, encapsulated core, 2 kVA, 1-phase, 240/480 VAC primary, 120/240 VAC secondary, 60 Hz, electrostatic shield, NEMA 3R, wall mount. | Stock | 343
C1F002WES | Hammond general purpose transformer, encapsulated core, 2 kVA, 1-phase, 120/208/240/277 VAC primary, 120/240 VAC secondary, 60 Hz, electrostatic shield, NEMA 3R, wall mount. | Stock | 448
C1F002XES | Hammond general purpose transformer, encapsulated core, 2 kVA, 1-phase, 190/200/208/220/240 or 380/400/416/440/480 VAC primary, 120/240 VAC secondary, 50/60 Hz, electrostatic shield, NEMA 3R, wall mount. | Stock | 461
C1F003LES | Hammond general purpose transformer, encapsulated core, 3 kVA, 1-phase, 240/480 VAC primary, 120/240 VAC secondary, 60 Hz, electrostatic shield, NEMA 3R, wall mount. | Stock | 432
C1F003WES | Hammond general purpose transformer, encapsulated core, 3 kVA, 1-phase, 120/208/240/277 VAC primary, 120/240 VAC secondary, 60 Hz, electrostatic shield, NEMA 3R, wall mount. | Stock | 579
C1F003XES | Hammond general purpose transformer, encapsulated core, 3 kVA, 1-phase, 190/200/208/220/240 or 380/400/416/440/480 VAC primary, 120/240 VAC secondary, 50/60 Hz, electrostatic shield, NEMA 3R, wall mount. | Stock | 599
C1F005LES | Hammond general purpose transformer, encapsulated core, 5 kVA, 1-phase, 240/480 VAC primary, 120/240 VAC secondary, 60 Hz, electrostatic shield, NEMA 3R, wall mount. | Stock | 632
C1F005WES | Hammond general purpose transformer, encapsulated core, 5 kVA, 1-phase, 120/208/240/277 VAC primary, 120/240 VAC secondary, 60 Hz, electrostatic shield, NEMA 3R, wall mount. | Stock | 820
C1F005XES | Hammond general purpose transformer, encapsulated core, 5 kVA, 1-phase, 190/200/208/220/240 or 380/400/416/440/480 VAC primary, 120/240 VAC secondary, 50/60 Hz, electrostatic shield, NEMA 3R, wall mount. | Stock | 843
C1F007LES | Hammond general purpose transformer, encapsulated core, 7.5 kVA, 1-phase, 240/480 VAC primary, 120/240 VAC secondary, 60 Hz, electrostatic shield, NEMA 3R, wall mount. | Stock | 938
C1F010LES | Hammond general purpose transformer, encapsulated core, 10 kVA, 1-phase, 240/480 VAC primary, 120/240 VAC secondary, 60 Hz, electrostatic shield, NEMA 3R, wall mount. | Stock | 1083
C1F015LES | Hammond general purpose transformer, encapsulated core, 15 kVA, 1-phase, 240/480 VAC primary, 120/240 VAC secondary, 60 Hz, electrostatic shield, NEMA 3R, wall mount. | Stock | 1393
C1F025LES | Hammond general purpose transformer, encapsulated core, 25 kVA, 1-phase, 240/480 VAC primary, 120/240 VAC secondary, 60 Hz, electrostatic shield, NEMA 3R, wall mount. | Stock | 1732
C1F1C0LES | Hammond general purpose transformer, encapsulated core, 1 kVA, 1-phase, 240/480 VAC primary, 120/240 VAC secondary, 60 Hz, electrostatic shield, NEMA 3R, wall mount. | Stock | 235
C1F1C0WES | Hammond general purpose transformer, encapsulated core, 1 kVA, 1-phase, 120/208/240/277 VAC primary, 120/240 VAC secondary, 60 Hz, electrostatic shield, NEMA 3R, wall mount. | Stock | 290
C1F1C0XES | Hammond general purpose transformer, encapsulated core, 1 kVA, 1-phase, 190/200/208/220/240 or 380/400/416/440/480 VAC primary, 120/240 VAC secondary, 50/60 Hz, electrostatic shield, NEMA 3R, wall mount. | Stock | 300
C1F1C5LES | Hammond general purpose transformer, encapsulated core, 1.5 kVA, 1-phase, 240/480 VAC primary, 120/240 VAC secondary, 60 Hz, electrostatic shield, NEMA 3R, wall mount. | Stock | 281
C1FC10WE | Hammond general purpose transformer, encapsulated core, 100 VA, 1-phase, 120/208/240/277 VAC primary, 120/240 VAC secondary, 60 Hz, NEMA 3R, wall mount. | Stock | 140
C1FC25WE | Hammond general purpose transformer, encapsulated core, 250 VA, 1-phase, 120/208/240/277 VAC primary, 120/240 VAC secondary, 60 Hz, NEMA 3R, wall mount. | Stock | 173
C1FC25XE | Hammond general purpose transformer, encapsulated core, 250 VA, 1-phase, 190/200/208/220/240 or 380/400/416/440/480 VAC primary, 120/240 VAC secondary, 50/60 Hz, NEMA 3R, wall mount. | Stock | 173
C1FC50LE | Hammond general purpose transformer, encapsulated core, 500 VA, 1-phase, 240/480 VAC primary, 120/240 VAC secondary, 60 Hz, NEMA 3R, wall mount. | Stock | 155
C1FC50WE | Hammond general purpose transformer, encapsulated core, 500 VA, 1-phase, 120/208/240/277 VAC primary, 120/240 VAC secondary, 60 Hz, NEMA 3R, wall mount. | Stock | 200
C1FC50XE | Hammond general purpose transformer, encapsulated core, 500 VA, 1-phase, 190/200/208/220/240 or 380/400/416/440/480 VAC primary, 120/240 VAC secondary, 50/60 Hz, NEMA 3R, wall mount. | Stock | 200
C1FC75LES | Hammond general purpose transformer, encapsulated core, 750 VA, 1-phase, 240/480 VAC primary, 120/240 VAC secondary, 60 Hz, electrostatic shield, NEMA 3R, wall mount. | Stock | 195
C2-01CPU | CLICK PLUS PLC, 24 VDC required, (1) option slot, Ethernet, serial and microB-USB ports, no on-board I/O. | Stock | 89 | 93
C2-01CPU-2 | CLICK PLUS PLC, 24 VDC required, (2) option slots, Ethernet, serial and microB-USB ports, no on-board I/O. | Stock | 121 | 131
C2-02CPU | CLICK PLUS PLC, 24 VDC required, (1) option slot, WiFi LAN/Bluetooth and microB-USB ports, no on-board I/O. | Stock | 139 | 145
C2-02CPU-2 | CLICK PLUS PLC, 24 VDC required, (2) option slots, WiFi LAN/Bluetooth and microB-USB ports, no on-board I/O. | Stock | 172 | 186
C2-03CPU | CLICK PLUS PLC, 24 VDC required, (1) option slot, WiFi LAN/Bluetooth, Ethernet, serial and microB-USB ports, microSD card slot, no on-board I/O. | Stock | 189 | 197
C2-03CPU-2 | CLICK PLUS PLC, 24 VDC required, (2) option slots, WiFi LAN/Bluetooth, Ethernet, serial and microB-USB ports, microSD card slot, no on-board I/O. | Stock | 227 | 245
C2-08AR-4VC | CLICK PLUS discrete/analog combo module, Analog Input: 2-channel, current/voltage, Analog Output: 2-channel, current/voltage, Discrete Input: 4-point, Discrete Output: 4-point, relay, (4) Form A (SPST) relays. | Stock | 95 | 99
C2-08AR-6C | CLICK PLUS discrete/analog combo module, Analog Input: 4-channel, current, Analog Output: 2-channel, current, Discrete Input: 4-point, Discrete Output: 4-point, relay, (4) Form A (SPST) relays. | Stock | 95 | 99
C2-08AR-6V | CLICK PLUS discrete/analog combo module, Analog Input: 4-channel, voltage, Analog Output: 2-channel, voltage, Discrete Input: 4-point, Discrete Output: 4-point, relay, (4) Form A (SPST) relays. | Stock | 95 | 99
C2-08D1-4VC | CLICK PLUS discrete/analog combo module, Analog Input: 2-channel, current/voltage, Analog Output: 2-channel, current/voltage, Discrete Input: 4-point, sinking/sourcing, Discrete Output: 4-point, sinking. | Stock | 84 | 87
C2-08D1-6C | CLICK PLUS discrete/analog combo module, Analog Input: 4-channel, current, Analog Output: 2-channel, current, Discrete Input: 4-point, sinking/sourcing, Discrete Output: 4-point, sinking. | Stock | 84 | 87
C2-08D1-6V | CLICK PLUS discrete/analog combo module, Analog Input: 4-channel, voltage, Analog Output: 2-channel, voltage, Discrete Input: 4-point, sinking/sourcing, Discrete Output: 4-point, sinking. | Stock | 84 | 87
C2-08D2-4VC | CLICK PLUS discrete/analog combo module, Analog Input: 2-channel, current/voltage, Analog Output: 2-channel, current/voltage, Discrete Input: 4-point, sinking/sourcing, Discrete Output: 4-point, sourcing. | Stock | 84 | 87
C2-08D2-6C | CLICK PLUS discrete/analog combo module, Analog Input: 4-channel, current, Analog Output: 2-channel, current, Discrete Input: 4-point, sinking/sourcing, Discrete Output: 4-point, sourcing. | Stock | 84 | 87
C2-08D2-6V | CLICK PLUS discrete/analog combo module, Analog Input: 4-channel, voltage, Analog Output: 2-channel, voltage, Discrete Input: 4-point, sinking/sourcing, Discrete Output: 4-point, sourcing. | Stock | 84 | 87
C2-08DR-4VC | CLICK PLUS discrete/analog combo module, Analog Input: 2-channel, current/voltage, Analog Output: 2-channel, current/voltage, Discrete Input: 4-point, sinking/sourcing, Discrete Output: 4-point, relay, (4) Form A (SPST) relays. | Stock | 95 | 99
C2-08DR-6C | CLICK PLUS discrete/analog combo module, Analog Input: 4-channel, current, Analog Output: 2-channel, current, Discrete Input: 4-point, sinking/sourcing, Discrete Output: 4-point, relay, (4) Form A (SPST) relays. | Stock | 95 | 99
C2-08DR-6V | CLICK PLUS discrete/analog combo module, Analog Input: 4-channel, voltage, Analog Output: 2-channel, voltage, Discrete Input: 4-point, sinking/sourcing, Discrete Output: 4-point, relay, (4) Form A (SPST) relays. | Stock | 95 | 99
C21100087-F1 | Patlite option slot cover, replacement. For use with LKEH series signal towers. | Stock | 30.5 | 31.5
C2-14AR | CLICK PLUS discrete combo module, Input: 8-point, 100-120 VAC, Output: 6-point, 6-240 VAC/6-27 VDC, relay, (6) Form A (SPST) relays, 1A/point. Removable terminal block included. | Stock | 64 | 67
C2-14D1 | CLICK PLUS discrete combo module, Input: 8-point, 24 VDC, sinking/sourcing, Output: 6-point, 5-27 VDC, sinking, 0.1A/point. Removable terminal block included. | Stock | 54 | 56
C2-14D2 | CLICK PLUS discrete combo module, Input: 8-point, 24 VDC, sinking/sourcing, Output: 6-point, 24 VDC, sourcing, 0.1A/point. Removable terminal block included. | Stock | 54 | 56
C2-14DR | CLICK PLUS discrete combo module, Input: 8-point, 24 VDC, sinking/sourcing, Output: 6-point, 6-240 VAC/6-27 VDC, relay, (6) Form A (SPST) relays, 1A/point. Removable terminal block included. | Stock | 64 | 67
C216 | Marathon standard efficiency AC induction motor, fan and blower, 1/3hp, 1-phase, 115/208-230 VAC, 1800rpm, ODP, 56 frame, rolled steel, resilient base mount. | Stock | 212 | 220
C235 | Marathon standard efficiency AC induction motor, fan and blower, 1hp, 1-phase, 115/208-230 VAC, 1800rpm, ODP, 56 frame, rolled steel, resilient base mount. | Stock | 335 | 348
C24005D | NITRA pneumatic air cylinder, compact, 1-1/2in bore, 1/2in stroke, double acting, counter-bored holes mount. | Stock | 68 | 71
C240075D | NITRA pneumatic air cylinder, compact, 1-1/2in bore, 3/4in stroke, double acting, counter-bored holes mount. | Stock | 68 | 71
C24010D | NITRA pneumatic air cylinder, compact, 1-1/2in bore, 1in stroke, double acting, counter-bored holes mount. | Stock | 70 | 73
C24015D | NITRA pneumatic air cylinder, compact, 1-1/2in bore, 1-1/2in stroke, double acting, counter-bored holes mount. | Stock | 72 | 75
C24020D | NITRA pneumatic air cylinder, compact, 1-1/2in bore, 2in stroke, double acting, counter-bored holes mount. | Stock | 74 | 77
C24025D | NITRA pneumatic air cylinder, compact, 1-1/2in bore, 2-1/2in stroke, double acting, counter-bored holes mount. | Stock | 76 | 79
C24030D | NITRA pneumatic air cylinder, compact, 1-1/2in bore, 3in stroke, double acting, counter-bored holes mount. | Stock | 79 | 82
C24035D | NITRA pneumatic air cylinder, compact, 1-1/2in bore, 3-1/2in stroke, double acting, counter-bored holes mount. | Stock | 79 | 82
C24040D | NITRA pneumatic air cylinder, compact, 1-1/2in bore, 4in stroke, double acting, counter-bored holes mount. | Stock | 83 | 86
C2-6TB | CLICK terminal blocks, 90-degree screw type, replacement, 6-pole. For use with C2-DCM communication module. | Stock | 15 | 16
C2-DCM | CLICK PLUS communication module, Modbus RTU and ASCII, 2 ports, (2) RS-232/RS-485 (6-pin terminal) port(s). For use with all CLICK PLUS PLCs. (2) C2-6TB terminal blocks included. | Stock | 105 | 113
C2-FILL | CLICK PLUS option slot cover. | Stock | 8 | 8.25
C2-USER-M | CLICK PLUS user manual, free download only. For use with all CLICK PLUS PLCs and I/O modules. | Stock | 0
C306DN3B | Eaton thermal overload relay, bi-metallic, direct mount power connection(s), panel mount. Requires heater packs, sold separately. | Stock | 187 | 194
C306TB1 | Eaton DIN rail mounting adapter, for use with thermal overload relay C306DN3B. | Stock | 31.5 | 33
C32005D | NITRA pneumatic air cylinder, compact, 2in bore, 1/2in stroke, double acting, counter-bored holes mount. | Stock | 80 | 83
C320075D | NITRA pneumatic air cylinder, compact, 2in bore, 3/4in stroke, double acting, counter-bored holes mount. | Stock | 80 | 83
C32010D | NITRA pneumatic air cylinder, compact, 2in bore, 1in stroke, double acting, counter-bored holes mount. | Stock | 81 | 84
C32015D | NITRA pneumatic air cylinder, compact, 2in bore, 1-1/2in stroke, double acting, counter-bored holes mount. | Stock | 86 | 89
C32020D | NITRA pneumatic air cylinder, compact, 2in bore, 2in stroke, double acting, counter-bored holes mount. | Stock | 90 | 94
C32025D | NITRA pneumatic air cylinder, compact, 2in bore, 2-1/2in stroke, double acting, counter-bored holes mount. | Stock | 93 | 97
C32030D | NITRA pneumatic air cylinder, compact, 2in bore, 3in stroke, double acting, counter-bored holes mount. | Stock | 97 | 101
C32035D | NITRA pneumatic air cylinder, compact, 2in bore, 3-1/2in stroke, double acting, counter-bored holes mount. | Stock | 99 | 103
C320KGS1 | Eaton auxiliary contact, side mount, (1) N.O. contact(s), 10A @ 600 VAC. For use with Cutler-Hammer AE series starters and CE series contactors. | Stock | 51 | 53
C320KGS3 | Eaton auxiliary contact, side mount, (1) N.O./(1) N.C. contact(s), 10A @ 600 VAC. For use with Cutler-Hammer AE series starters and CE series contactors. | Stock | 71 | 74
C361KJ4 | Eaton door interlocking safety handle kit, pistol, 4in. For use with Automationdirect (Eaton) MCCBs when mounted in an SDN12 series enclosure. Mounting hardware included. | Stock | 270 | 281
C361KJ6 | Eaton door interlocking safety handle kit, pistol, 6in. For use with Automationdirect (Eaton) MCCBs when mounted in an SDN12 series enclosure. Mounting hardware included. | Stock | 284 | 295
C361KR | Eaton door interlocking safety roller kit, for use with C361KJ4 or C361KJ6 handles, includes roller and all hardware, for use when enclosure is taller than 36in and 3-point latching is used. | Stock | 58 | 60
C3F10 | ReeR reflector, rectangular, 30 x 116mm. For use with M-TRX-A or M-TRX-B. | Stock | 9.75 | 11
C3F8 | ReeR reflector, rectangular, 30 x 78mm. For use with M-TRX-A or M-TRX-B. | Stock | 18
C3R10104SC | Hammond enclosure, NEMA 3R, 10 x 10 x 4in (HxWxD), wall mount, with knockouts, galvanized steel, ANSI 61 gray, powder coat finish, screw cover, padlock hasp and staple. | Stock | 35.5 | 38
C3R10104SCNKO | Hammond enclosure, NEMA 3R, 10 x 10 x 4in (HxWxD), wall mount, galvanized steel, ANSI 61 gray, powder coat finish, screw cover, padlock hasp and staple. | Stock | 35.5 | 38
C3R10106SC | Hammond enclosure, NEMA 3R, 10 x 10 x 6in (HxWxD), wall mount, with knockouts, galvanized steel, ANSI 61 gray, powder coat finish, screw cover, padlock hasp and staple. | Stock | 41.5 | 44
C3R10106SCNKO | Hammond enclosure, NEMA 3R, 10 x 10 x 6in (HxWxD), wall mount, galvanized steel, ANSI 61 gray, powder coat finish, screw cover, padlock hasp and staple. | Stock | 41.5 | 44
C3R1084SC | Hammond enclosure, NEMA 3R, 10 x 8 x 4in (HxWxD), wall mount, with knockouts, galvanized steel, ANSI 61 gray, powder coat finish, screw cover, padlock hasp and staple. | Stock | 34.5 | 37
C3R1086HCR | Hammond enclosure, NEMA 3R, 10 x 8 x 6in (HxWxD), wall mount, with knockouts, galvanized steel, ANSI 61 gray, powder coat finish, single-door, quick-release latch, padlock hasp and staple. | Stock | 69 | 74
C3R1086SC | Hammond enclosure, NEMA 3R, 10 x 8 x 6in (HxWxD), wall mount, with knockouts, galvanized steel, ANSI 61 gray, powder coat finish, screw cover, padlock hasp and staple. | Stock | 41.5 | 44
C3R12104SC | Hammond enclosure, NEMA 3R, 12 x 10 x 4in (HxWxD), wall mount, with knockouts, galvanized steel, ANSI 61 gray, powder coat finish, screw cover, padlock hasp and staple. | Stock | 45.5 | 48.5
C3R12106HCR | Hammond enclosure, NEMA 3R, 12 x 10 x 6in (HxWxD), wall mount, with knockouts, galvanized steel, ANSI 61 gray, powder coat finish, single-door, quick-release latch, padlock hasp and staple. | Stock | 85 | 91
C3R12106SC | Hammond enclosure, NEMA 3R, 12 x 10 x 6in (HxWxD), wall mount, with knockouts, galvanized steel, ANSI 61 gray, powder coat finish, screw cover, padlock hasp and staple. | Stock | 52 | 56
C3R121210HCR | Hammond enclosure, NEMA 3R, 12 x 12 x 10in (HxWxD), wall mount, with knockouts, galvanized steel, ANSI 61 gray, powder coat finish, single-door, quick-release latch, padlock hasp and staple. | Stock | 186 | 199
C3R12124SC | Hammond enclosure, NEMA 3R, 12 x 12 x 4in (HxWxD), wall mount, with knockouts, galvanized steel, ANSI 61 gray, powder coat finish, screw cover, padlock hasp and staple. | Stock | 44.5 | 47.5
C3R12124SCNKO | Hammond enclosure, NEMA 3R, 12 x 12 x 4in (HxWxD), wall mount, galvanized steel, ANSI 61 gray, powder coat finish, screw cover, padlock hasp and staple. | Stock | 44.5 | 47.5
C3R12126HCR | Hammond enclosure, NEMA 3R, 12 x 12 x 6in (HxWxD), wall mount, with knockouts, galvanized steel, ANSI 61 gray, powder coat finish, single-door, quick-release latch, padlock hasp and staple. | Stock | 93 | 100
C3R12126SC | Hammond enclosure, NEMA 3R, 12 x 12 x 6in (HxWxD), wall mount, with knockouts, galvanized steel, ANSI 61 gray, powder coat finish, screw cover, padlock hasp and staple. | Stock | 53 | 57
C3R12126SCNKO | Hammond enclosure, NEMA 3R, 12 x 12 x 6in (HxWxD), wall mount, galvanized steel, ANSI 61 gray, powder coat finish, screw cover, padlock hasp and staple. | Stock | 53 | 57
C3R12128SC | Hammond enclosure, NEMA 3R, 12 x 12 x 8in (HxWxD), wall mount, with knockouts, galvanized steel, ANSI 61 gray, powder coat finish, screw cover, padlock hasp and staple. | Stock | 67 | 72
C3R12128SCNKO | Hammond enclosure, NEMA 3R, 12 x 12 x 8in (HxWxD), wall mount, galvanized steel, powder coat finish, screw cover, padlock hasp and staple. | Stock | 67 | 72
C3R1244SC | Hammond enclosure, NEMA 3R, 12 x 4 x 4in (HxWxD), wall mount, with knockouts, galvanized steel, ANSI 61 gray, powder coat finish, screw cover, padlock hasp and staple. | Stock | 31 | 33
C3R1284SC | Hammond enclosure, NEMA 3R, 12 x 8 x 4in (HxWxD), wall mount, with knockouts, galvanized steel, ANSI 61 gray, powder coat finish, screw cover, padlock hasp and staple. | Stock | 41 | 43.5
C3R1286SC | Hammond enclosure, NEMA 3R, 12 x 8 x 6in (HxWxD), wall mount, with knockouts, galvanized steel, ANSI 61 gray, powder coat finish, screw cover, padlock hasp and staple. | Stock | 46 | 49
C3R15126SC | Hammond enclosure, NEMA 3R, 15 x 12 x 6in (HxWxD), wall mount, with knockouts, galvanized steel, ANSI 61 gray, powder coat finish, screw cover, padlock hasp and staple. | Stock | 73 | 79
C3R15128SC | Hammond enclosure, NEMA 3R, 15 x 12 x 8in (HxWxD), wall mount, with knockouts, galvanized steel, ANSI 61 gray, powder coat finish, screw cover, padlock hasp and staple. | from vendor up to 15 business days | 77 | 83
C3R16126HCR | Hammond enclosure, NEMA 3R, 16 x 12 x 6in (HxWxD), wall mount, galvanized steel, ANSI 61 gray, powder coat finish, hinged screw cover, padlock hasp and staple. | Stock | 121 | 129
C3R16126SC | Hammond enclosure, NEMA 3R, 16 x 12 x 6in (HxWxD), wall mount, with knockouts, galvanized steel, ANSI 61 gray, powder coat finish, screw cover, padlock hasp and staple. | Stock | 77 | 82
C3R16126SCNKO | Hammond enclosure, NEMA 3R, 16 x 12 x 6in (HxWxD), wall mount, galvanized steel, ANSI 61 gray, powder coat finish, screw cover, padlock hasp and staple. | from vendor up to 15 business days | 77 | 82
C3R16166HCR | Hammond enclosure, NEMA 3R, 16 x 16 x 6in (HxWxD), wall mount, galvanized steel, ANSI 61 gray, powder coat finish, hinged screw cover, padlock hasp and staple. | Stock | 142 | 152
C3R18124SC | Hammond enclosure, NEMA 3R, 18 x 12 x 4in (HxWxD), wall mount, with knockouts, galvanized steel, ANSI 61 gray, powder coat finish, screw cover, padlock hasp and staple. | Stock | 72 | 77
C3R18126SC | Hammond enclosure, NEMA 3R, 18 x 12 x 6in (HxWxD), wall mount, with knockouts, galvanized steel, ANSI 61 gray, powder coat finish, screw cover, padlock hasp and staple. | Stock | 73 | 78
C3R18128SC | Hammond enclosure, NEMA 3R, 18 x 12 x 8in (HxWxD), wall mount, with knockouts, galvanized steel, ANSI 61 gray, powder coat finish, screw cover, padlock hasp and staple. | Stock | 87 | 93
C3R181810HCR | Hammond enclosure, NEMA 3R, 18 x 18 x 10in (HxWxD), wall mount, galvanized steel, ANSI 61 gray, powder coat finish, hinged screw cover, padlock hasp and staple. | Stock | 259 | 277
C3R181810SC | Hammond enclosure, NEMA 3R, 18 x 18 x 10in (HxWxD), wall mount, with knockouts, galvanized steel, ANSI 61 gray, powder coat finish, screw cover with handles, padlock hasp and staple. | Stock | 143 | 153
C3R18184SC | Hammond enclosure, NEMA 3R, 18 x 18 x 4in (HxWxD), wall mount, with knockouts, galvanized steel, ANSI 61 gray, powder coat finish, screw cover, padlock hasp and staple. | Stock | 103 | 110
C3R18186HCR | Hammond enclosure, NEMA 3R, 18 x 18 x 6in (HxWxD), wall mount, galvanized steel, ANSI 61 gray, powder coat finish, hinged screw cover, padlock hasp and staple. | Stock | 211 | 226
C3R18186SC | Hammond enclosure, NEMA 3R, 18 x 18 x 6in (HxWxD), wall mount, with knockouts, galvanized steel, ANSI 61 gray, powder coat finish, screw cover, padlock hasp and staple. | Stock | 112 | 119
C3R18186SCNKO | Hammond enclosure, NEMA 3R, 18 x 18 x 6in (HxWxD), wall mount, galvanized steel, ANSI 61 gray, powder coat finish, screw cover, padlock hasp and staple. | Stock | 112 | 119
C3R18188SC | Hammond enclosure, NEMA 3R, 18 x 18 x 8in (HxWxD), wall mount, with knockouts, galvanized steel, ANSI 61 gray, powder coat finish, screw cover, padlock hasp and staple. | Stock | 142 | 152
C3R18188SCNKO | Hammond enclosure, NEMA 3R, 18 x 18 x 8in (HxWxD), wall mount, galvanized steel, powder coat finish, screw cover, padlock hasp and staple. | Stock | 142 | 152
C3R1866SC | Hammond enclosure, NEMA 3R, 18 x 6 x 6in (HxWxD), wall mount, with knockouts, galvanized steel, ANSI 61 gray, powder coat finish, screw cover, padlock hasp and staple. | Stock | 69 | 74
C3R20166HCR | Hammond enclosure, NEMA 3R, 20 x 16 x 6in (HxWxD), wall mount, galvanized steel, ANSI 61 gray, powder coat finish, hinged screw cover, padlock hasp and staple. | Stock | 160 | 172
C3R20208HCR | Hammond enclosure, NEMA 3R, 20 x 20 x 8in (HxWxD), wall mount, galvanized steel, ANSI 61 gray, powder coat finish, hinged screw cover, padlock hasp and staple. | Stock | 229 | 246
C3R24126SC | Hammond enclosure, NEMA 3R, 24 x 12 x 6in (HxWxD), wall mount, with knockouts, galvanized steel, ANSI 61 gray, powder coat finish, screw cover, padlock hasp and staple. | Stock | 117 | 125
C3R24168SC | Hammond enclosure, NEMA 3R, 24 x 16 x 8in (HxWxD), wall mount, with knockouts, galvanized steel, ANSI 61 gray, powder coat finish, screw cover, padlock hasp and staple. | Stock | 153 | 163
C3R241810SC | Hammond enclosure, NEMA 3R, 24 x 18 x 10in (HxWxD), wall mount, with knockouts, galvanized steel, ANSI 61 gray, powder coat finish, screw cover with handles, padlock hasp and staple. | Stock | 176 | 189
C3R24186SC | Hammond enclosure, NEMA 3R, 24 x 18 x 6in (HxWxD), wall mount, with knockouts, galvanized steel, ANSI 61 gray, powder coat finish, screw cover, padlock hasp and staple. | Stock | 149 | 159
C3R24188SC | Hammond enclosure, NEMA 3R, 24 x 18 x 8in (HxWxD), wall mount, with knockouts, galvanized steel, ANSI 61 gray, powder coat finish, screw cover, padlock hasp and staple. | Stock | 168 | 179
C3R24208HCR | Hammond enclosure, NEMA 3R, 24 x 20 x 8in (HxWxD), wall mount, galvanized steel, ANSI 61 gray, powder coat finish, hinged screw cover, padlock hasp and staple. | Stock | 255 | 273
C3R24208SC | Hammond enclosure, NEMA 3R, 24 x 20 x 8in (HxWxD), wall mount, with knockouts, galvanized steel, ANSI 61 gray, powder coat finish, screw cover, padlock hasp and staple. | Stock | 175 | 187
C3R242410HCR | Hammond enclosure, NEMA 3R, 24 x 24 x 10in (HxWxD), wall mount, galvanized steel, ANSI 61 gray, powder coat finish, hinged screw cover, padlock hasp and staple. | Stock | 304 | 325
C3R242410SC | Hammond enclosure, NEMA 3R, 24 x 24 x 10in (HxWxD), wall mount, with knockouts, galvanized steel, ANSI 61 gray, powder coat finish, screw cover with handles, padlock hasp and staple. | Stock | 256 | 273
C3R242410SCNKO | Hammond enclosure, NEMA 3R, 24 x 24 x 10in (HxWxD), wall mount, galvanized steel, powder coat finish, screw cover, padlock hasp and staple. | Stock | 256 | 273
C3R242412SC | Hammond enclosure, NEMA 3R, 24 x 24 x 12in (HxWxD), wall mount, with knockouts, galvanized steel, ANSI 61 gray, powder coat finish, screw cover with handles, padlock hasp and staple. | Stock | 235 | 252
C3R242412SCNKO | Hammond enclosure, NEMA 3R, 24 x 24 x 12in (HxWxD), wall mount, galvanized steel, powder coat finish, screw cover, padlock hasp and staple. | Stock | 235 | 252
C3R24246SC | Hammond enclosure, NEMA 3R, 24 x 24 x 6in (HxWxD), wall mount, with knockouts, galvanized steel, ANSI 61 gray, powder coat finish, screw cover, padlock hasp and staple. | Stock | 178 | 191
C3R24246SCNKO | Hammond enclosure, NEMA 3R, 24 x 24 x 6in (HxWxD), wall mount, galvanized steel, powder coat finish, screw cover, padlock hasp and staple. | Stock | 178 | 191
C3R24248HCR | Hammond enclosure, NEMA 3R, 24 x 24 x 8in (HxWxD), wall mount, galvanized steel, ANSI 61 gray, powder coat finish, hinged screw cover, padlock hasp and staple. | Stock | 287 | 308
C3R24248SC | Hammond enclosure, NEMA 3R, 24 x 24 x 8in (HxWxD), wall mount, with knockouts, galvanized steel, ANSI 61 gray, powder coat finish, screw cover with handles, padlock hasp and staple. | Stock | 195 | 209
C3R24248SCNKO | Hammond enclosure, NEMA 3R, 24 x 24 x 8in (HxWxD), wall mount, galvanized steel, powder coat finish, screw cover, padlock hasp and staple. | Stock | 195 | 209
C3R2488SC | Hammond enclosure, NEMA 3R, 24 x 8 x 8in (HxWxD), wall mount, with knockouts, galvanized steel, ANSI 61 gray, powder coat finish, screw cover, padlock hasp and staple. | Stock | 99 | 106
C3R302410HCR | Hammond enclosure, NEMA 3R, 30 x 24 x 10in (HxWxD), wall mount, galvanized steel, ANSI 61 gray, powder coat finish, hinged screw cover, padlock hasp and staple. | Stock | 584 | 625
C3R302410SC | Hammond enclosure, NEMA 3R, 30 x 24 x 10in (HxWxD), wall mount, with knockouts, galvanized steel, ANSI 61 gray, powder coat finish, screw cover with handles, padlock hasp and staple. | Stock | 251 | 268
C3R30248HCR | Hammond enclosure, NEMA 3R, 30 x 24 x 8in (HxWxD), wall mount, galvanized steel, ANSI 61 gray, powder coat finish, hinged screw cover, padlock hasp and staple. | Stock | 336 | 360
C3R30248SC | Hammond enclosure, NEMA 3R, 30 x 24 x 8in (HxWxD), wall mount, with knockouts, galvanized steel, ANSI 61 gray, powder coat finish, screw cover with handles, padlock hasp and staple. | Stock | 235 | 252
C3R303012HCR | Hammond enclosure, NEMA 3R, 30 x 30 x 12in (HxWxD), wall mount, galvanized steel, ANSI 61 gray, powder coat finish, hinged screw cover, padlock hasp and staple. | Stock | 488 | 522
C3R303012SC | Hammond enclosure, NEMA 3R, 30 x 30 x 12in (HxWxD), wall mount, with knockouts, galvanized steel, ANSI 61 gray, powder coat finish, screw cover with handles, padlock hasp and staple. | Stock | 427 | 457
C3R303012SCNKO | Hammond enclosure, NEMA 3R, 30 x 30 x 12in (HxWxD), wall mount, galvanized steel, powder coat finish, screw cover, padlock hasp and staple. | Stock | 427 | 457
C3R303016HCR | Hammond enclosure, NEMA 3R, 30 x 30 x 16in (HxWxD), wall mount, galvanized steel, ANSI 61 gray, powder coat finish, hinged screw cover, padlock hasp and staple. | Stock | 563 | 602
C3R303016SC | Hammond enclosure, NEMA 3R, 30 x 30 x 16in (HxWxD), wall mount, with knockouts, galvanized steel, ANSI 61 gray, powder coat finish, screw cover with handles, padlock hasp and staple. | Stock | 441 | 471
C3R30308HCR | Hammond enclosure, NEMA 3R, 30 x 30 x 8in (HxWxD), wall mount, galvanized steel, ANSI 61 gray, powder coat finish, hinged screw cover, padlock hasp and staple. | Stock | 483 | 516
C3R362412HCR | Hammond enclosure, NEMA 3R, 36 x 24 x 12in (HxWxD), wall mount, galvanized steel, ANSI 61 gray, powder coat finish, hinged screw cover, padlock hasp and staple. | Stock | 446 | 478
C3R363012HCR | Hammond enclosure, NEMA 3R, 36 x 30 x 12in (HxWxD), wall mount, galvanized steel, ANSI 61 gray, powder coat finish, hinged screw cover, padlock hasp and staple. | Stock | 567 | 607
C3R363012SC | Hammond enclosure, NEMA 3R, 36 x 30 x 12in (HxWxD), wall mount, with knockouts, galvanized steel, ANSI 61 gray, powder coat finish, screw cover with handles, padlock hasp and staple. | Stock | 444 | 475
C3R363610HCR | Hammond enclosure, NEMA 3R, 36 x 36 x 10in (HxWxD), wall mount, galvanized steel, ANSI 61 gray, powder coat finish, hinged screw cover, padlock hasp and staple. | Stock | 633 | 677
C3R363612HCR | Hammond enclosure, NEMA 3R, 36 x 36 x 12in (HxWxD), wall mount, galvanized steel, ANSI 61 gray, powder coat finish, hinged screw cover, padlock hasp and staple. | Stock | 635 | 680
C3R363612SC | Hammond enclosure, NEMA 3R, 36 x 36 x 12in (HxWxD), wall mount, with knockouts, galvanized steel, ANSI 61 gray, powder coat finish, screw cover with handles, padlock hasp and staple. | Stock | 562 | 601
C3R363612SCNKO | Hammond enclosure, NEMA 3R, 36 x 36 x 12in (HxWxD), wall mount, galvanized steel, powder coat finish, screw cover, padlock hasp and staple. | Stock | 562 | 601
C3R423012HCR | Hammond enclosure, NEMA 3R, 42 x 30 x 12in (HxWxD), wall mount, galvanized steel, ANSI 61 gray, powder coat finish, hinged screw cover, padlock hasp and staple. | Stock | 625 | 669
C3R423612HCR | Hammond enclosure, NEMA 3R, 42 x 36 x 12in (HxWxD), wall mount, galvanized steel, ANSI 61 gray, powder coat finish, hinged screw cover, padlock hasp and staple. | Stock | 714 | 764
C3R444SC | Hammond enclosure, NEMA 3R, 4 x 4 x 4in (HxWxD), wall mount, with knockouts, galvanized steel, ANSI 61 gray, powder coat finish, screw cover, padlock hasp and staple. | Stock | 17.75 | 19
C3R483612HCR | Hammond enclosure, NEMA 3R, 48 x 36 x 12in (HxWxD), wall mount, galvanized steel, ANSI 61 gray, powder coat finish, hinged screw cover, padlock hasp and staple. | Stock | 792 | 848
C3R483616HCR | Hammond enclosure, NEMA 3R, 48 x 36 x 16in (HxWxD), wall mount, galvanized steel, ANSI 61 gray, powder coat finish, hinged screw cover, padlock hasp and staple. | Stock | 902 | 965
C3R483616SC | Hammond enclosure, NEMA 3R, 48 x 36 x 16in (HxWxD), wall mount, with knockouts, galvanized steel, ANSI 61 gray, powder coat finish, screw cover with handles, padlock hasp and staple. | Stock | 739 | 791
C3R48368SC | Hammond enclosure, NEMA 3R, 48 x 36 x 8in (HxWxD), wall mount, with knockouts, galvanized steel, ANSI 61 gray, powder coat finish, screw cover with handles, padlock hasp and staple. | Stock | 369 | 395
C3R603612HCR | Hammond enclosure, NEMA 3R, 60 x 36 x 12in (HxWxD), wall mount, galvanized steel, ANSI 61 gray, powder coat finish, hinged screw cover, padlock hasp and staple. | Stock | 949 | 1016
C3R644HCR | Hammond enclosure, NEMA 3R, 6 x 4 x 4in (HxWxD), wall mount, with knockouts, galvanized steel, ANSI 61 gray, powder coat finish, single-door, quick-release latch, padlock hasp and staple. | Stock | 56 | 60
C3R644SC | Hammond enclosure, NEMA 3R, 6 x 4 x 4in (HxWxD), wall mount, with knockouts, galvanized steel, ANSI 61 gray, powder coat finish, screw cover, padlock hasp and staple. | Stock | 21 | 22.5
C3R664HCR | Hammond enclosure, NEMA 3R, 6 x 6 x 4in (HxWxD), wall mount, with knockouts, galvanized steel, ANSI 61 gray, powder coat finish, single-door, quick-release latch, padlock hasp and staple. | Stock | 45 | 48
C3R664SC | Hammond enclosure, NEMA 3R, 6 x 6 x 4in (HxWxD), wall mount, with knockouts, galvanized steel, ANSI 61 gray, powder coat finish, screw cover, padlock hasp and staple. | Stock | 20.5 | 22
C3R664SCNKO | Hammond enclosure, NEMA 3R, 6 x 6 x 4in (HxWxD), wall mount, galvanized steel, ANSI 61 gray, powder coat finish, screw cover, padlock hasp and staple. | Stock | 20.5 | 22
C3R666SC | Hammond enclosure, NEMA 3R, 6 x 6 x 6in (HxWxD), wall mount, with knockouts, galvanized steel, ANSI 61 gray, powder coat finish, screw cover, padlock hasp and staple. | Stock | 26.5 | 28
C3R864HCR | Hammond enclosure, NEMA 3R, 8 x 6 x 4in (HxWxD), wall mount, with knockouts, galvanized steel, ANSI 61 gray, powder coat finish, single-door, quick-release latch, padlock hasp and staple. | Stock | 50 | 54
C3R864SC | Hammond enclosure, NEMA 3R, 8 x 6 x 4in (HxWxD), wall mount, with knockouts, galvanized steel, ANSI 61 gray, powder coat finish, screw cover, padlock hasp and staple. | Stock | 25 | 27
C3R884SC | Hammond enclosure, NEMA 3R, 8 x 8 x 4in (HxWxD), wall mount, with knockouts, galvanized steel, ANSI 61 gray, powder coat finish, screw cover, padlock hasp and staple. | Stock | 29 | 31
C3R884SCNKO | Hammond enclosure, NEMA 3R, 8 x 8 x 4in (HxWxD), wall mount, galvanized steel, ANSI 61 gray, powder coat finish, screw cover, padlock hasp and staple. | Stock | 29 | 31
C3R886HCR | Hammond enclosure, NEMA 3R, 8 x 8 x 6in (HxWxD), wall mount, with knockouts, galvanized steel, ANSI 61 gray, powder coat finish, single-door, quick-release latch, padlock hasp and staple. | Stock | 63 | 68
C3R886SC | Hammond enclosure, NEMA 3R, 8 x 8 x 6in (HxWxD), wall mount, with knockouts, galvanized steel, ANSI 61 gray, powder coat finish, screw cover, padlock hasp and staple. | Stock | 32.5 | 34.5
C3R886SCNKO | Hammond enclosure, NEMA 3R, 8 x 8 x 6in (HxWxD), wall mount, galvanized steel, powder coat finish, screw cover, padlock hasp and staple. | Stock | 32.5 | 34.5
C3R888SC | Hammond enclosure, NEMA 3R, 8 x 8 x 8in (HxWxD), wall mount, with knockouts, galvanized steel, ANSI 61 gray, powder coat finish, screw cover, padlock hasp and staple. | Stock | 42.5 | 45.5
C3RWT10116 | Hammond wiring trough, 10 x 10 x 116in (HxDxL), NEMA 3R, wall mount, carbon steel, ANSI 61 gray, powder coat finish, screw cover. | Stock | 538 | 583
C3RWT1024 | Hammond wiring trough, 10 x 10 x 24in (HxDxL), NEMA 3R, wall mount, carbon steel, ANSI 61 gray, powder coat finish, screw cover. | Stock | 179 | 194
C3RWT1036 | Hammond wiring trough, 10 x 10 x 36in (HxDxL), NEMA 3R, wall mount, carbon steel, ANSI 61 gray, powder coat finish, screw cover. | Stock | 202 | 219
C3RWT1048 | Hammond wiring trough, 10 x 10 x 48in (HxDxL), NEMA 3R, wall mount, carbon steel, ANSI 61 gray, powder coat finish, screw cover. | Stock | 227 | 247
C3RWT1060 | Hammond wiring trough, 10 x 10 x 60in (HxDxL), NEMA 3R, wall mount, carbon steel, ANSI 61 gray, powder coat finish, screw cover. | Stock | 286 | 310
C3RWT1072 | Hammond wiring trough, 10 x 10 x 72in (HxDxL), NEMA 3R, wall mount, carbon steel, ANSI 61 gray, powder coat finish, screw cover. | Stock | 323 | 351
C3RWT1096 | Hammond wiring trough, 10 x 10 x 96in (HxDxL), NEMA 3R, wall mount, carbon steel, ANSI 61 gray, powder coat finish, screw cover. | Stock | 431 | 468
C3RWT12116 | Hammond wiring trough, 12 x 12 x 116in (HxDxL), NEMA 3R, wall mount, carbon steel, ANSI 61 gray, powder coat finish, screw cover. | Stock | 629 | 683
C3RWT1224 | Hammond wiring trough, 12 x 12 x 24in (HxDxL), NEMA 3R, wall mount, carbon steel, ANSI 61 gray, powder coat finish, screw cover. | Stock | 246 | 267
C3RWT1236 | Hammond wiring trough, 12 x 12 x 36in (HxDxL), NEMA 3R, wall mount, carbon steel, ANSI 61 gray, powder coat finish, screw cover. | Stock | 262 | 284
C3RWT1248 | Hammond wiring trough, 12 x 12 x 48in (HxDxL), NEMA 3R, wall mount, carbon steel, ANSI 61 gray, powder coat finish, screw cover. | Stock | 280 | 304
C3RWT1260 | Hammond wiring trough, 12 x 12 x 60in (HxDxL), NEMA 3R, wall mount, carbon steel, ANSI 61 gray, powder coat finish, screw cover. | Stock | 321 | 349
C3RWT1272 | Hammond wiring trough, 12 x 12 x 72in (HxDxL), NEMA 3R, wall mount, carbon steel, ANSI 61 gray, powder coat finish, screw cover. | Stock | 374 | 406
C3RWT1284 | Hammond wiring trough, 12 x 12 x 84in (HxDxL), NEMA 3R, wall mount, carbon steel, ANSI 61 gray, powder coat finish, screw cover. | Stock | 436 | 473
C3RWT1296 | Hammond wiring trough, 12 x 12 x 96in (HxDxL), NEMA 3R, wall mount, carbon steel, ANSI 61 gray, powder coat finish, screw cover. | Stock | 499 | 541
C3RWT412 | Hammond wiring trough, 4 x 4 x 12in (HxDxL), NEMA 3R, wall mount, carbon steel, ANSI 61 gray, powder coat finish, screw cover. | Stock | 27 | 29
C3RWT418 | Hammond wiring trough, 4 x 4 x 18in (HxDxL), NEMA 3R, wall mount, carbon steel, ANSI 61 gray, powder coat finish, screw cover. | Stock | 41 | 44.5
C3RWT424 | Hammond wiring trough, 4 x 4 x 24in (HxDxL), NEMA 3R, wall mount, carbon steel, ANSI 61 gray, powder coat finish, screw cover. | Stock | 49.5 | 54
C3RWT436 | Hammond wiring trough, 4 x 4 x 36in (HxDxL), NEMA 3R, wall mount, carbon steel, ANSI 61 gray, powder coat finish, screw cover. | Stock | 71 | 77
C3RWT448 | Hammond wiring trough, 4 x 4 x 48in (HxDxL), NEMA 3R, wall mount, carbon steel, ANSI 61 gray, powder coat finish, screw cover. | Stock | 90 | 98
C3RWT460 | Hammond wiring trough, 4 x 4 x 60in (HxDxL), NEMA 3R, wall mount, carbon steel, ANSI 61 gray, powder coat finish, screw cover. | Stock | 113 | 122
C3RWT472 | Hammond wiring trough, 4 x 4 x 72in (HxDxL), NEMA 3R, wall mount, carbon steel, ANSI 61 gray, powder coat finish, screw cover. | Stock | 136 | 147
C3RWT612 | Hammond wiring trough, 6 x 6 x 12in (HxDxL), NEMA 3R, wall mount, carbon steel, ANSI 61 gray, powder coat finish, screw cover. | Stock | 43 | 46.5
C3RWT618 | Hammond wiring trough, 6 x 6 x 18in (HxDxL), NEMA 3R, wall mount, carbon steel, ANSI 61 gray, powder coat finish, screw cover. | Stock | 69 | 75
C3RWT624 | Hammond wiring trough, 6 x 6 x 24in (HxDxL), NEMA 3R, wall mount, carbon steel, ANSI 61 gray, powder coat finish, screw cover. | Stock | 67 | 73
C3RWT636 | Hammond wiring trough, 6 x 6 x 36in (HxDxL), NEMA 3R, wall mount, carbon steel, ANSI 61 gray, powder coat finish, screw cover. | Stock | 92 | 100
C3RWT648 | Hammond wiring trough, 6 x 6 x 48in (HxDxL), NEMA 3R, wall mount, carbon steel, ANSI 61 gray, powder coat finish, screw cover. | Stock | 122 | 132
C3RWT660 | Hammond wiring trough, 6 x 6 x 60in (HxDxL), NEMA 3R, wall mount, carbon steel, ANSI 61 gray, powder coat finish, screw cover. | Stock | 146 | 158
C3RWT672 | Hammond wiring trough, 6 x 6 x 72in (HxDxL), NEMA 3R, wall mount, carbon steel, ANSI 61 gray, powder coat finish, screw cover. | Stock | 175 | 190
C3RWT8116 | Hammond wiring trough, 8 x 8 x 116in (HxDxL), NEMA 3R, wall mount, carbon steel, ANSI 61 gray, powder coat finish, screw cover. | Stock | 398 | 432
C3RWT812 | Hammond wiring trough, 8 x 8 x 12in (HxDxL), NEMA 3R, wall mount, carbon steel, ANSI 61 gray, powder coat finish, screw cover. | Stock | 72 | 78
C3RWT824 | Hammond wiring trough, 8 x 8 x 24in (HxDxL), NEMA 3R, wall mount, carbon steel, ANSI 61 gray, powder coat finish, screw cover. | Stock | 112 | 121
C3RWT836 | Hammond wiring trough, 8 x 8 x 36in (HxDxL), NEMA 3R, wall mount, carbon steel, ANSI 61 gray, powder coat finish, screw cover. | Stock | 135 | 147
C3RWT848 | Hammond wiring trough, 8 x 8 x 48in (HxDxL), NEMA 3R, wall mount, carbon steel, ANSI 61 gray, powder coat finish, screw cover. | Stock | 174 | 189
C3RWT860 | Hammond wiring trough, 8 x 8 x 60in (HxDxL), NEMA 3R, wall mount, carbon steel, ANSI 61 gray, powder coat finish, screw cover. | Stock | 203 | 221
C3RWT872 | Hammond wiring trough, 8 x 8 x 72in (HxDxL), NEMA 3R, wall mount, carbon steel, ANSI 61 gray, powder coat finish, screw cover. | Stock | 232 | 252
C3RWT896 | Hammond wiring trough, 8 x 8 x 96in (HxDxL), NEMA 3R, wall mount, carbon steel, ANSI 61 gray, powder coat finish, screw cover. | Stock | 315 | 342
C40005D | NITRA pneumatic air cylinder, compact, 2-1/2in bore, 1/2in stroke, double acting, counter-bored holes mount. | Stock | 100 | 104
C40010D | NITRA pneumatic air cylinder, compact, 2-1/2in bore, 1in stroke, double acting, counter-bored holes mount. | Stock | 104 | 108
C40020D | NITRA pneumatic air cylinder, compact, 2-1/2in bore, 2in stroke, double acting, counter-bored holes mount. | Stock | 111 | 115
C40025D | NITRA pneumatic air cylinder, compact, 2-1/2in bore, 2-1/2in stroke, double acting, counter-bored holes mount. | Stock | 116 | 121
C440-XCOM | Eaton communication expansion module, for use with XT series electronic overloads. Allows for remote reset. | Stock | 38 | 39.5
C48005D | NITRA pneumatic air cylinder, compact, 3in bore, 1/2in stroke, double acting, counter-bored holes mount. | Stock | 120 | 125
C48010D | NITRA pneumatic air cylinder, compact, 3in bore, 1in stroke, double acting, counter-bored holes mount. | Stock | 123 | 128
C5E-STPBK-S10 | AutomationDirect Cat5e Ethernet straight-through patch cable, STP (overall foil shield), RJ45 male to RJ45 male, 10ft cable length, black. For use with 10/100/1000 Mbps networks. | Stock | 11.5 | 12
C5E-STPBK-S14 | AutomationDirect Cat5e Ethernet straight-through patch cable, STP (overall foil shield), RJ45 male to RJ45 male, 14ft cable length, black. For use with 10/100/1000 Mbps networks. | Stock | 14 | 14.5
C5E-STPBK-S25 | AutomationDirect Cat5e Ethernet straight-through patch cable, STP (overall foil shield), RJ45 male to RJ45 male, 25ft cable length, black. For use with 10/100/1000 Mbps networks. | Stock | 19 | 20
C5E-STPBK-S3 | AutomationDirect Cat5e Ethernet straight-through patch cable, STP (overall foil shield), RJ45 male to RJ45 male, 3ft cable length, black. For use with 10/100/1000 Mbps networks. | Stock | 5.5 | 5.75
C5E-STPBK-S50 | AutomationDirect Cat5e Ethernet straight-through patch cable, STP (overall foil shield), RJ45 male to RJ45 male, 50ft cable length, black. For use with 10/100/1000 Mbps networks. | Stock | 33 | 34.5
C5E-STPBK-S7 | AutomationDirect Cat5e Ethernet straight-through patch cable, STP (overall foil shield), RJ45 male to RJ45 male, 7ft cable length, black. For use with 10/100/1000 Mbps networks. | Stock | 9 | 9.25
C5E-STPBL-S10 | AutomationDirect Cat5e Ethernet straight-through patch cable, STP (overall foil shield), RJ45 male to RJ45 male, 10ft cable length, blue. For use with 10/100/1000 Mbps networks. | Stock | 11.5 | 12
C5E-STPBL-S14 | AutomationDirect Cat5e Ethernet straight-through patch cable, STP (overall foil shield), RJ45 male to RJ45 male, 14ft cable length, blue. For use with 10/100/1000 Mbps networks. | Stock | 13.5 | 14
C5E-STPBL-S25 | AutomationDirect Cat5e Ethernet straight-through patch cable, STP (overall foil shield), RJ45 male to RJ45 male, 25ft cable length, blue. For use with 10/100/1000 Mbps networks. | Stock | 18.5 | 19
C5E-STPBL-S3 | AutomationDirect Cat5e Ethernet straight-through patch cable, STP (overall foil shield), RJ45 male to RJ45 male, 3ft cable length, blue. For use with 10/100/1000 Mbps networks. | Stock | 5.5 | 5.75
C5E-STPBL-S50 | AutomationDirect Cat5e Ethernet straight-through patch cable, STP (overall foil shield), RJ45 male to RJ45 male, 50ft cable length, blue. For use with 10/100/1000 Mbps networks. | Stock | 30.5 | 31.5
C5E-STPBL-S7 | AutomationDirect Cat5e Ethernet straight-through patch cable, STP (overall foil shield), RJ45 male to RJ45 male, 7ft cable length, blue. For use with 10/100/1000 Mbps networks. | Stock | 9 | 9.25
C5E-STPGN-S10 | AutomationDirect Cat5e Ethernet straight-through patch cable, STP (overall foil shield), RJ45 male to RJ45 male, 10ft cable length, green. For use with 10/100/1000 Mbps networks. | Stock | 11.5 | 12
C5E-STPGN-S14 | AutomationDirect Cat5e Ethernet straight-through patch cable, STP (overall foil shield), RJ45 male to RJ45 male, 14ft cable length, green. For use with 10/100/1000 Mbps networks. | Stock | 13.5 | 14
C5E-STPGN-S25 | AutomationDirect Cat5e Ethernet straight-through patch cable, STP (overall foil shield), RJ45 male to RJ45 male, 25ft cable length, green. For use with 10/100/1000 Mbps networks. | Stock | 19 | 20
C5E-STPGN-S3 | AutomationDirect Cat5e Ethernet straight-through patch cable, STP (overall foil shield), RJ45 male to RJ45 male, 3ft cable length, green. For use with 10/100/1000 Mbps networks. | Stock | 5.5 | 5.75
C5E-STPGN-S50 | AutomationDirect Cat5e Ethernet straight-through patch cable, STP (overall foil shield), RJ45 male to RJ45 male, 50ft cable length, green. For use with 10/100/1000 Mbps networks. | Stock | 32 | 33.5
C5E-STPGN-S7 | AutomationDirect Cat5e Ethernet straight-through patch cable, STP (overall foil shield), RJ45 male to RJ45 male, 7ft cable length, green. For use with 10/100/1000 Mbps networks. | Stock | 9 | 9.25
C5E-STPGY-S10 | AutomationDirect Cat5e Ethernet straight-through patch cable, STP (overall foil shield), RJ45 male to RJ45 male, 10ft cable length, gray. For use with 10/100/1000 Mbps networks. | Stock | 11.5 | 12
C5E-STPGY-S14 | AutomationDirect Cat5e Ethernet straight-through patch cable, STP (overall foil shield), RJ45 male to RJ45 male, 14ft cable length, gray. For use with 10/100/1000 Mbps networks. | Stock | 14 | 14.5
C5E-STPGY-S25 | AutomationDirect Cat5e Ethernet straight-through patch cable, STP (overall foil shield), RJ45 male to RJ45 male, 25ft cable length, gray. For use with 10/100/1000 Mbps networks. | Stock | 18.5 | 19
C5E-STPGY-S3 | AutomationDirect Cat5e Ethernet straight-through patch cable, STP (overall foil shield), RJ45 male to RJ45 male, 3ft cable length, gray. For use with 10/100/1000 Mbps networks. | Stock | 5.5 | 5.75
C5E-STPGY-S50 | AutomationDirect Cat5e Ethernet straight-through patch cable, STP (overall foil shield), RJ45 male to RJ45 male, 50ft cable length, gray. For use with 10/100/1000 Mbps networks. | Stock | 31.5 | 33
C5E-STPGY-S7 | AutomationDirect Cat5e Ethernet straight-through patch cable, STP (overall foil shield), RJ45 male to RJ45 male, 7ft cable length, gray. For use with 10/100/1000 Mbps networks. | Stock | 9 | 9.25
C5E-STPOR-C10 | AutomationDirect Cat5e Ethernet crossover patch cable, STP (overall foil shield), RJ45 male to RJ45 male, 10ft cable length, orange. For use with 10/100/1000 Mbps networks. | Stock | 13 | 13.5
C5E-STPOR-C14 | AutomationDirect Cat5e Ethernet crossover patch cable, STP (overall foil shield), RJ45 male to RJ45 male, 14ft cable length, orange. For use with 10/100/1000 Mbps networks. | Stock | 16.5 | 17
C5E-STPOR-C25 | AutomationDirect Cat5e Ethernet crossover patch cable, STP (overall foil shield), RJ45 male to RJ45 male, 25ft cable length, orange. For use with 10/100/1000 Mbps networks. | Stock | 21 | 22
C5E-STPOR-C3 | AutomationDirect Cat5e Ethernet crossover patch cable, STP (overall foil shield), RJ45 male to RJ45 male, 3ft cable length, orange. For use with 10/100/1000 Mbps networks. | Stock | 8 | 8.25
C5E-STPOR-C50 | AutomationDirect Cat5e Ethernet crossover patch cable, STP (overall foil shield), RJ45 male to RJ45 male, 50ft cable length, orange. For use with 10/100/1000 Mbps networks. | Stock | 33 | 34.5
C5E-STPOR-C7 | AutomationDirect Cat5e Ethernet crossover patch cable, STP (overall foil shield), RJ45 male to RJ45 male, 7ft cable length, orange. For use with 10/100/1000 Mbps networks. | Stock | 10 | 10.5
C5E-STPOR-S10 | AutomationDirect Cat5e Ethernet straight-through patch cable, STP (overall foil shield), RJ45 male to RJ45 male, 10ft cable length, orange. For use with 10/100/1000 Mbps networks. | Stock | 11.5 | 12
C5E-STPOR-S14 | AutomationDirect Cat5e Ethernet straight-through patch cable, STP (overall foil shield), RJ45 male to RJ45 male, 14ft cable length, orange. For use with 10/100/1000 Mbps networks. | Stock | 13.5 | 14
C5E-STPOR-S25 | AutomationDirect Cat5e Ethernet straight-through patch cable, STP (overall foil shield), RJ45 male to RJ45 male, 25ft cable length, orange. For use with 10/100/1000 Mbps networks. | Stock | 19 | 20
C5E-STPOR-S3 | AutomationDirect Cat5e Ethernet straight-through patch cable, STP (overall foil shield), RJ45 male to RJ45 male, 3ft cable length, orange. For use with 10/100/1000 Mbps networks. | Stock | 5.5 | 5.75
C5E-STPOR-S50 | AutomationDirect Cat5e Ethernet straight-through patch cable, STP (overall foil shield), RJ45 male to RJ45 male, 50ft cable length, orange. For use with 10/100/1000 Mbps networks. | Stock | 31.5 | 33
C5E-STPOR-S7 | AutomationDirect Cat5e Ethernet straight-through patch cable, STP (overall foil shield), RJ45 male to RJ45 male, 7ft cable length, orange. For use with 10/100/1000 Mbps networks. | Stock | 9 | 9.25
C5E-STPPL-S10 | AutomationDirect Cat5e Ethernet straight-through patch cable, STP (overall foil shield), RJ45 male to RJ45 male, 10ft cable length, purple. For use with 10/100/1000 Mbps networks. | Stock | 11.5 | 12
C5E-STPPL-S14 | AutomationDirect Cat5e Ethernet straight-through patch cable, STP (overall foil shield), RJ45 male to RJ45 male, 14ft cable length, purple. For use with 10/100/1000 Mbps networks. | Stock | 14 | 14.5
C5E-STPPL-S25 | AutomationDirect Cat5e Ethernet straight-through patch cable, STP (overall foil shield), RJ45 male to RJ45 male, 25ft cable length, purple. For use with 10/100/1000 Mbps networks. | Stock | 19 | 20
C5E-STPPL-S3 | AutomationDirect Cat5e Ethernet straight-through patch cable, STP (overall foil shield), RJ45 male to RJ45 male, 3ft cable length, purple. For use with 10/100/1000 Mbps networks. | Stock | 5.5 | 5.75
C5E-STPPL-S50 | AutomationDirect Cat5e Ethernet straight-through patch cable, STP (overall foil shield), RJ45 male to RJ45 male, 50ft cable length, purple. For use with 10/100/1000 Mbps networks. | Stock | 32.5 | 34
C5E-STPPL-S7 | AutomationDirect Cat5e Ethernet straight-through patch cable, STP (overall foil shield), RJ45 male to RJ45 male, 7ft cable length, purple. For use with 10/100/1000 Mbps networks. | Stock | 9 | 9.25
C5E-STPRD-S10 | AutomationDirect Cat5e Ethernet straight-through patch cable, STP (overall foil shield), RJ45 male to RJ45 male, 10ft cable length, red. For use with 10/100/1000 Mbps networks. | Stock | 11.5 | 12
C5E-STPRD-S14 | AutomationDirect Cat5e Ethernet straight-through patch cable, STP (overall foil shield), RJ45 male to RJ45 male, 14ft cable length, red. For use with 10/100/1000 Mbps networks. | Stock | 14 | 14.5
C5E-STPRD-S25 | AutomationDirect Cat5e Ethernet straight-through patch cable, STP (overall foil shield), RJ45 male to RJ45 male, 25ft cable length, red. For use with 10/100/1000 Mbps networks. | Stock | 19 | 20
C5E-STPRD-S3 | AutomationDirect Cat5e Ethernet straight-through patch cable, STP (overall foil shield), RJ45 male to RJ45 male, 3ft cable length, red. For use with 10/100/1000 Mbps networks. | Stock | 5.5 | 5.75
C5E-STPRD-S50 | AutomationDirect Cat5e Ethernet straight-through patch cable, STP (overall foil shield), RJ45 male to RJ45 male, 50ft cable length, red. For use with 10/100/1000 Mbps networks. | Stock | 31.5 | 33
C5E-STPRD-S7 | AutomationDirect Cat5e Ethernet straight-through patch cable, STP (overall foil shield), RJ45 male to RJ45 male, 7ft cable length, red. For use with 10/100/1000 Mbps networks. | Stock | 9 | 9.25
C5E-STPYL-C10 | AutomationDirect Cat5e Ethernet crossover patch cable, STP (overall foil shield), RJ45 male to RJ45 male, 10ft cable length, yellow. For use with 10/100/1000 Mbps networks. | Stock | 13 | 13.5
C5E-STPYL-C14 | AutomationDirect Cat5e Ethernet crossover patch cable, STP (overall foil shield), RJ45 male to RJ45 male, 14ft cable length, yellow. For use with 10/100/1000 Mbps networks. | Stock | 16 | 16.5
C5E-STPYL-C25 | AutomationDirect Cat5e Ethernet crossover patch cable, STP (overall foil shield), RJ45 male to RJ45 male, 25ft cable length, yellow. For use with 10/100/1000 Mbps networks. | Stock | 21.5 | 22.5
C5E-STPYL-C3 | AutomationDirect Cat5e Ethernet crossover patch cable, STP (overall foil shield), RJ45 male to RJ45 male, 3ft cable length, yellow. For use with 10/100/1000 Mbps networks. | Stock | 8 | 8.25
C5E-STPYL-C50 | AutomationDirect Cat5e Ethernet crossover patch cable, STP (overall foil shield), RJ45 male to RJ45 male, 50ft cable length, yellow. For use with 10/100/1000 Mbps networks. | Stock | 34.5 | 36
C5E-STPYL-C7 | AutomationDirect Cat5e Ethernet crossover patch cable, STP (overall foil shield), RJ45 male to RJ45 male, 7ft cable length, yellow. For use with 10/100/1000 Mbps networks. | Stock | 10.5 | 11
C5E-STPYL-S10 | AutomationDirect Cat5e Ethernet straight-through patch cable, STP (overall foil shield), RJ45 male to RJ45 male, 10ft cable length, yellow. For use with 10/100/1000 Mbps networks. | Stock | 11.5 | 12
C5E-STPYL-S14 | AutomationDirect Cat5e Ethernet straight-through patch cable, STP (overall foil shield), RJ45 male to RJ45 male, 14ft cable length, yellow. For use with 10/100/1000 Mbps networks. | Stock | 14 | 14.5
C5E-STPYL-S25 | AutomationDirect Cat5e Ethernet straight-through patch cable, STP (overall foil shield), RJ45 male to RJ45 male, 25ft cable length, yellow. For use with 10/100/1000 Mbps networks. | Stock | 19 | 20
C5E-STPYL-S3 | AutomationDirect Cat5e Ethernet straight-through patch cable, STP (overall foil shield), RJ45 male to RJ45 male, 3ft cable length, yellow. For use with 10/100/1000 Mbps networks. | Stock | 5.5 | 5.75
C5E-STPYL-S50 | AutomationDirect Cat5e Ethernet straight-through patch cable, STP (overall foil shield), RJ45 male to RJ45 male, 50ft cable length, yellow. For use with 10/100/1000 Mbps networks. | Stock | 30.5 | 31.5
C5E-STPYL-S7 | AutomationDirect Cat5e Ethernet straight-through patch cable, STP (overall foil shield), RJ45 male to RJ45 male, 7ft cable length, yellow. For use with 10/100/1000 Mbps networks. | Stock | 9 | 9.25
CA0121S0602 | CCEA Compact Alpha series LED light bar, 204mm length, 24 VDC operating voltage, daylight white, bracket mount, pigtail, anodized aluminum body, 9.8ft/3m cable length, IP67. Mounting bracket included. | Stock | 109
CA0221S0602 | CCEA Compact Alpha series LED light bar, 354mm length, 24 VDC operating voltage, daylight white, bracket mount, pigtail, anodized aluminum body, 9.8ft/3m cable length, IP67. Mounting bracket included. | Stock | 145
CA0321S0602 | CCEA Compact Alpha series LED light bar, 504mm length, 24 VDC operating voltage, daylight white, bracket mount, pigtail, anodized aluminum body, 9.8ft/3m cable length, IP67. Mounting bracket included. | Stock | 185
CA0421S0602 | CCEA Compact Alpha series LED light bar, 654mm length, 24 VDC operating voltage, daylight white, bracket mount, pigtail, anodized aluminum body, 9.8ft/3m cable length, IP67. Mounting bracket included. | Stock | 207
CAB-ETH-M01 | Datalogic cable, Ethernet, 4-pin D-coded M12 to RJ45, PVC, 3.2ft/1m cable length. | Stock | 48.5 | 50
CAB-ETH-M03 | Datalogic cable, Ethernet, 4-pin D-coded M12 to RJ45, PVC, 9.8ft/3m cable length. | Stock | 59 | 61
CAB-ETH-M05 | Datalogic cable, Ethernet, 4-pin D-coded M12 to RJ45, PVC, 16.4ft/5m cable length. | Stock | 69 | 72
CAFX02 | CCEA side bracket, replacement, stainless steel. For use with CCEA Compact Alpha series LED light bars. | Stock | 21
CAGKIT1032-10 | Hammond rack mounting screw, #10-32 UNF, #2 Robertson/#2 Phillips quadrex truss head, carbon steel, black oxide finish. Package of 10. Black nylon washer and zinc-plated square-hole cage nut included. | Stock | 10.25 | 10.5
CAGKIT1032-100 | Hammond rack mounting screw, #10-32 UNF, #2 Robertson/#2 Phillips quadrex truss head, carbon steel, black oxide finish. Package of 100. Black nylon washer and zinc-plated square-hole cage nut included. | Stock | 51 | 52
CAGKIT1032-25 | Hammond rack mounting screw, #10-32 UNF, #2 Robertson/#2 Phillips quadrex truss head, carbon steel, black oxide finish. Package of 25. Black nylon washer and zinc-plated square-hole cage nut included. | Stock | 14.75 | 15.25
CAGKIT1032-50 | Hammond rack mounting screw, #10-32 UNF, #2 Robertson/#2 Phillips quadrex truss head, carbon steel, black oxide finish. Package of 50. Black nylon washer and zinc-plated square-hole cage nut included. | Stock | 27.5 | 28
CAGKIT1224-100 | Hammond rack mounting screw, #12-24 UNF, #2 Robertson/#2 Phillips quadrex truss head, carbon steel, black oxide finish. Package of 100. Black nylon washer and zinc-plated square-hole cage nut included. | Stock | 51 | 52
CAGKIT1224-50 | Hammond rack mounting screw, #12-24 UNF, #2 Robertson/#2 Phillips quadrex truss head, carbon steel, black oxide finish. Package of 50. Black nylon washer and zinc-plated square-hole cage nut included. | Stock | 31.5 | 32
CAGKITM6-100 | Hammond rack mounting screw, M6, #2 Robertson/#2 Phillips quadrex truss head, carbon steel, black oxide finish. Package of 100. Black nylon washer and zinc-plated square-hole cage nut included. | Stock | 67 | 69
CAGKITM6-50 | Hammond rack mounting screw, M6, #2 Robertson/#2 Phillips quadrex truss head, carbon steel, black oxide finish. Package of 50. Black nylon washer and zinc-plated square-hole cage nut included. | Stock | 40 | 41
CAGNUT1032-100 | Hammond square hole cage nut, #10-32 UNF, carbon steel, zinc plated finish. Package of 100. | Stock | 27.5 | 28
CAGNUT1032-50 | Hammond square hole cage nut, #10-32 UNF, carbon steel, zinc plated finish. Package of 50. | Stock | 21 | 21.5
CAGNUT1224-100 | Hammond square hole cage nut, #12-24 UNF, carbon steel, zinc plated finish. Package of 100. | Stock | 43 | 44
CAGNUT1224-50 | Hammond square hole cage nut, #12-24 UNF, carbon steel, zinc plated finish. Package of 50. | Stock | 22 | 22.5
CAGNUTM6-100 | Hammond square hole cage nut, M6 x 1mm, carbon steel, zinc plated finish. Package of 100. | Stock | 43 | 44
CAGNUTM6-50 | Hammond square hole cage nut, M6 x 1mm, carbon steel, zinc plated finish. Package of 50. | from vendor up to 15 business days | 22 | 22.5
CBKT-7 | NITRA mounting bracket, for use with CR-7 series air prep components. | Stock | 7.25 | 7.5
CC600-14-2U-1 | Quabbin control cable cable, 2 conductors, 14 AWG, PVC conductor insulation material, unshielded, PVC jacket, chrome gray, cut to length. | Stock | 0.78
CC600-14-3U-1 | Quabbin control cable cable, 3 conductors, 14 AWG, PVC conductor insulation material, unshielded, PVC jacket, chrome gray, cut to length. | Stock | 1.07
CC600-14-4S-1 | Quabbin control cable cable, 4 conductors, 14 AWG, PVC conductor insulation material, shielded, PVC jacket, gray, cut to length. | Stock | 1.61
CC600-14-4U-1 | Quabbin control cable cable, 4 conductors, 14 AWG, PVC conductor insulation material, unshielded, PVC jacket, chrome gray, cut to length. | Stock | 1.39
CC600-14-5U-1 | Quabbin control cable cable, 5 conductors, 14 AWG, PVC conductor insulation material, unshielded, PVC jacket, chrome gray, cut to length. | Stock | 1.71
CC600-14-7U-1 | Quabbin control cable cable, 7 conductors, 14 AWG, PVC conductor insulation material, unshielded, PVC jacket, chrome gray, cut to length. | Stock | 2.3
CC600-16-12U-1 | Quabbin control cable cable, 12 conductors, 16 AWG, PVC conductor insulation material, unshielded, PVC jacket, chrome gray, cut to length. | Stock | 2.41
CC600-16-15U-1 | Quabbin control cable cable, 15 conductors, 16 AWG, PVC conductor insulation material, unshielded, PVC jacket, chrome gray, cut to length. | Stock | 2.7
CC600-16-19U-1 | Quabbin control cable cable, 19 conductors, 16 AWG, PVC conductor insulation material, unshielded, PVC jacket, chrome gray, cut to length. | Stock | 3.22
CC600-16-25U-1 | Quabbin control cable cable, 25 conductors, 16 AWG, PVC conductor insulation material, unshielded, PVC jacket, chrome gray, cut to length. | Stock | 4.19
CC600-16-3S-1 | Quabbin control cable cable, 3 conductors, 16 AWG, PVC conductor insulation material, shielded, PVC jacket, chrome gray, cut to length. | Stock | 0.83
CC600-16-4S-1 | Quabbin control cable cable, 4 conductors, 16 AWG, PVC conductor insulation material, shielded, PVC jacket, chrome gray, cut to length. | Stock | 1.02
CC600-16-4U-1 | Quabbin control cable cable, 4 conductors, 16 AWG, PVC conductor insulation material, unshielded, PVC jacket, chrome gray, cut to length. | Stock | 0.89
CC600-16-5U-1 | Quabbin control cable cable, 5 conductors, 16 AWG, PVC conductor insulation material, unshielded, PVC jacket, chrome gray, cut to length. | Stock | 1.08
CC600-16-7U-1 | Quabbin control cable cable, 7 conductors, 16 AWG, PVC conductor insulation material, unshielded, PVC jacket, chrome gray, cut to length. | Stock | 1.47
CC600-16-9U-1 | Quabbin control cable cable, 9 conductors, 16 AWG, PVC conductor insulation material, unshielded, PVC jacket, chrome gray, cut to length. | Stock | 1.83
CC600-18-12S-1 | Quabbin control cable cable, 12 conductors, 18 AWG, PVC conductor insulation material, shielded, PVC jacket, chrome gray, cut to length. | Stock | 1.11
CC600-18-15U-1 | Quabbin control cable cable, 15 conductors, 18 AWG, PVC conductor insulation material, unshielded, PVC jacket, chrome gray, cut to length. | Stock | 1.07
CC600-18-19S-1 | Quabbin control cable cable, 19 conductors, 18 AWG, PVC conductor insulation material, shielded, PVC jacket, chrome gray, cut to length. | Stock | 1.24
CC600-18-19U-1 | Quabbin control cable cable, 19 conductors, 18 AWG, PVC conductor insulation material, unshielded, PVC jacket, chrome gray, cut to length. | Stock | 1.13
CC600-18-25U-1 | Quabbin control cable cable, 25 conductors, 18 AWG, PVC conductor insulation material, unshielded, PVC jacket, chrome gray, cut to length. | Stock | 1.24
CC600-18-2U-1 | Quabbin control cable cable, 2 conductors, 18 AWG, PVC conductor insulation material, unshielded, PVC jacket, chrome gray, cut to length. | Stock | 0.33
CC600-18-3S-1 | Quabbin control cable cable, 3 conductors, 18 AWG, PVC conductor insulation material, shielded, PVC jacket, chrome gray, cut to length. | Stock | 0.47
CC600-18-3U-1 | Quabbin control cable cable, 3 conductors, 18 AWG, PVC conductor insulation material, unshielded, PVC jacket, chrome gray, cut to length. | Stock | 0.4
CC600-18-4S-1 | Quabbin control cable cable, 4 conductors, 18 AWG, PVC conductor insulation material, shielded, PVC jacket, chrome gray, cut to length. | Stock | 0.57
CC600-18-4U-1 | Quabbin control cable cable, 4 conductors, 18 AWG, PVC conductor insulation material, unshielded, PVC jacket, chrome gray, cut to length. | Stock | 0.47
CC600-18-5S-1 | Quabbin control cable cable, 5 conductors, 18 AWG, PVC conductor insulation material, shielded, PVC jacket, chrome gray, cut to length. | Stock | 0.66
CC600-18-5U-1 | Quabbin control cable cable, 5 conductors, 18 AWG, PVC conductor insulation material, unshielded, PVC jacket, chrome gray, cut to length. | Stock | 0.59
CC600-18-7S-1 | Quabbin control cable cable, 7 conductors, 18 AWG, PVC conductor insulation material, shielded, PVC jacket, chrome gray, cut to length. | Stock | 0.83
CC600-18-7U-1 | Quabbin control cable cable, 7 conductors, 18 AWG, PVC conductor insulation material, unshielded, PVC jacket, chrome gray, cut to length. | Stock | 0.72
CC600-18-9S-1 | Quabbin control cable cable, 9 conductors, 18 AWG, PVC conductor insulation material, shielded, PVC jacket, chrome gray, cut to length. | Stock | 1
CC600-18-9U-1 | Quabbin control cable cable, 9 conductors, 18 AWG, PVC conductor insulation material, unshielded, PVC jacket, chrome gray, cut to length. | Stock | 0.92
CC600-20-12U-1 | Quabbin control cable cable, 12 conductors, 20 AWG, PVC conductor insulation material, unshielded, PVC jacket, chrome gray, cut to length. | Stock | 1.03
CC600-20-15U-1 | Quabbin control cable cable, 15 conductors, 20 AWG, PVC conductor insulation material, unshielded, PVC jacket, chrome gray, cut to length. | Stock | 1.05
CC600-20-19U-1 | Quabbin control cable cable, 19 conductors, 20 AWG, PVC conductor insulation material, unshielded, PVC jacket, gray, cut to length. | Stock | 1.11
CC600-20-25U-1 | Quabbin control cable cable, 25 conductors, 20 AWG, PVC conductor insulation material, unshielded, PVC jacket, chrome gray, cut to length. | Stock | 1.23
CC600-20-3U-1 | Quabbin control cable cable, 3 conductors, 20 AWG, PVC conductor insulation material, unshielded, PVC jacket, chrome gray, cut to length. | Stock | 0.39
CC600-20-4U-1 | Quabbin control cable cable, 4 conductors, 20 AWG, PVC conductor insulation material, unshielded, PVC jacket, chrome gray, cut to length. | Stock | 0.46
CC600-20-9U-1 | Quabbin control cable cable, 9 conductors, 20 AWG, PVC conductor insulation material, unshielded, PVC jacket, chrome gray, cut to length. | Stock | 0.91
CCB-17 | NITRA rod clevis, anodized aluminum, stainless steel pin. For use with CRP-09, CRP-12, or CRP-17 rod eyes. | Stock | 18.5 | 19
CCB-40 | NITRA rod clevis, anodized aluminum, stainless steel pin. For use with CRP-24, or CRP-40 rod eyes. | Stock | 27 | 28
CCB-48 | NITRA rod clevis, anodized aluminum, stainless steel pin. For use with CRP-48 rod eye. | Stock | 35 | 36.5
CCP9D-US | Southwire cable shears, for cutting cable and wire, induction hardened shear cutting edges, 9in overall length, comfort grip handles. | Stock | 33 | 34.5
CD08-0A-020-A1 | AutomationDirect connection cable, M8 axial female to pigtail, 3-pole, PVC jacket, gray, 6.5ft/2m cable length, IP67. | Stock | 9.25 | 9.5
CD08-0A-020-C1 | AutomationDirect connection cable, M8 right-angle female to pigtail, 3-pole, PVC jacket, gray, 6.5ft/2m cable length, IP67. | Stock | 9.25 | 9.5
CD08-0A-050-A1 | AutomationDirect connection cable, M8 axial female to pigtail, 3-pole, PVC jacket, black, 16.4ft/5m cable length, IP67. | Stock | 11.75 | 12
CD08-0A-050-C1 | AutomationDirect connection cable, M8 right-angle female to pigtail, 3-pole, PVC jacket, black, 16.4ft/5m cable length, IP67. | Stock | 11.75 | 12
CD08-0A-070-A1 | AutomationDirect connection cable, M8 axial female to pigtail, 3-pole, PVC jacket, gray, 22.9ft/7m cable length, IP67. | Stock | 14.75 | 15.5
CD08-0A-070-C1 | AutomationDirect connection cable, M8 right-angle female to pigtail, 3-pole, PVC jacket, gray, 22.9ft/7m cable length, IP67. | Stock | 14.75 | 15.5
CD08-0C-050-A1 | AutomationDirect connection cable, M8 axial female to pigtail, 3-pole, PUR jacket, black, 16.4ft/5m cable length, IP67. | Stock | 12.25 | 12.5
CD08-0C-050-C1 | AutomationDirect connection cable, M8 right-angle female to pigtail, 3-pole, PUR jacket, black, 16.4ft/5m cable length, IP67. | Stock | 12.25 | 12.5
CD08-0G-020-A1 | AutomationDirect connection cable, M8 axial female to pigtail, 4-pole, PVC jacket, black, 6.5ft/2m cable length, IP67. | Stock | 9.75 | 10
CD08-0G-050-A1 | AutomationDirect connection cable, M8 axial female to pigtail, 4-pole, PVC jacket, black, 16.4ft/5m cable length, IP67. | Stock | 11.75 | 12
CD08-0G-100-A1 | AutomationDirect connection cable, M8 axial female to pigtail, 4-pole, PVC jacket, black, 32.8ft/10m cable length, IP67. | Stock | 14.75 | 15.5
CD08-0W-020-C1 | AutomationDirect connection cable, M8 right-angle female to pigtail, 4-pole, PVC jacket, black, 6.5ft/2m cable length, IP67. | Stock | 9.75 | 10
CD08-0W-050-C1 | AutomationDirect connection cable, M8 right-angle female to pigtail, 4-pole, PVC jacket, black, 16.4ft/5m cable length, IP67. | Stock | 11.75 | 12
CD08-0W-100-C1 | AutomationDirect connection cable, M8 right-angle female to pigtail, 4-pole, PVC jacket, black, 32.8ft/10m cable length, IP67. | Stock | 14.75 | 15.5
CD12L-0B-020-A0 | AutomationDirect connection cable, M12 axial female to pigtail, 4-pole, PVC jacket, gray, 6.5ft/2m cable length, IP67. | Stock | 9.25 | 9.5
CD12L-0B-020-C0 | AutomationDirect connection cable, M12 right-angle female to pigtail, 4-pole, PVC jacket, gray, 6.5ft/2m cable length, IP67. | Stock | 9.25 | 9.5
CD12M-0B-050-A1 | AutomationDirect connection cable, M12 axial female to pigtail, 3-pole, PVC jacket, black, 16.4ft/5m cable length, IP67. | Stock | 11.75 | 12
CD12M-0B-050-C1 | AutomationDirect connection cable, M12 right-angle female to pigtail, 3-pole, PVC jacket, gray, 16.4ft/5m cable length, IP67. | Stock | 11.75 | 12
CD12M-0B-070-A1 | Murrelektronik connection cable, M12 axial female to pigtail, 4-pole, PVC jacket, gray, 22.9ft/7m cable length, IP67. | Stock | 14.75 | 15.5
CD12M-0B-070-C1 | Murrelektronik connection cable, M12 right-angle female to pigtail, 4-pole, PVC jacket, gray, 22.9ft/7m cable length, IP67. | Stock | 14.75 | 15.5
CD12M-0D-050-A1 | AutomationDirect connection cable, M12 axial female to pigtail, 3-pole, PUR jacket, black, 16.4ft/5m cable length, IP67. | Stock | 14 | 14.5
CD12M-0D-050-C1 | AutomationDirect connection cable, M12 right-angle female to pigtail, 3-pole, PUR jacket, gray, 16.4ft/5m cable length, IP67. | Stock | 14 | 14.5
CD8 | ReeR reflector, round, 84mm. For use with M-TRX-A or M-TRX-B. | Stock | 9.75
CDL1-158-30-GR | Captron LED indicating light, permanent light function, IP69K, 22mm, red/green, 40mm, round, plastic base, stainless steel bezel, 24 VDC, full voltage. Purchase cable separately. | Stock | 65 | 68
CDL1-159-30-GR | Captron LED indicating light, permanent light function, IP69K, 22mm, red/green, 28mm, round, plastic base, aluminum bezel, 24 VDC, full voltage. Purchase cable separately. | Stock | 44 | 46
CDP08-0A-010-AA | AutomationDirect connection cable, M8 axial female to axial male, 3-pole, PVC jacket, gray, 3.2ft/1m cable length, IP67. | Stock | 9.25 | 9.5
CDP08-0A-010-BB | AutomationDirect connection cable, M8 right-angle female to right-angle male, 3-pole, PVC jacket, gray, 3.2ft/1m cable length, IP67. | Stock | 9.25 | 9.5
CDP08-0A-030-AA | AutomationDirect connection cable, M8 axial female to axial male, 3-pole, PVC jacket, gray, 9.8ft/3m cable length, IP67. | Stock | 10.5 | 11
CDP08-0A-030-BB | AutomationDirect connection cable, M8 right-angle female to right-angle male, 3-pole, PVC jacket, gray, 9.8ft/3m cable length, IP67. | Stock | 9.25 | 9.5
CDP12-0B-010-AA | Murrelektronik connection cable, M12 axial female to axial male, 4-pole, PVC jacket, gray, 3.2ft/1m cable length, IP67. | Stock | 9.25 | 9.5
CDP12-0B-010-BB | Murrelektronik connection cable, M12 right-angle female to right-angle male, 4-pole, PVC jacket, gray, 3.2ft/1m cable length, IP67. | Stock | 9.25 | 9.5
CDP12-0B-030-AA | Murrelektronik connection cable, M12 axial female to axial male, 4-pole, PVC jacket, gray, 9.8ft/3m cable length, IP67. | Stock | 9.25 | 9.5
CDP12-0B-030-BB | Murrelektronik connection cable, M12 right-angle female to right-angle male, 4-pole, PVC jacket, gray, 9.8ft/3m cable length, IP67. | Stock | 10.5 | 11
CE1109HL | AttaBox Centurion series enclosure, NEMA 1/3/3S/3R/4X/12, 11 x 9 x 6in (HxWxD), wall mount, fiberglass reinforced polyester, gray, crowned single-door, (1) 1/4-turn flush-mounted latch. | Stock | 308 | 363
CE1109HPL | AttaBox Centurion series enclosure, NEMA 1/3/3S/3R/4X/12, 11 x 9 x 6in (HxWxD), wall mount, fiberglass reinforced polyester, gray, crowned single-door, (1) quick-release latch, padlock hasp and staple. | Stock | 257 | 303
CE1109HW | AttaBox Centurion series enclosure, NEMA 1/3/3S/3R/4X/12, 11 x 9 x 6in (HxWxD), wall mount, fiberglass reinforced polyester, gray, crowned hinged screw cover. | from vendor up to 5 business days | 224 | 263
CE1109W | AttaBox Centurion series enclosure, NEMA 1/3/3S/3R/4X/12, 11 x 9 x 6in (HxWxD), wall mount, fiberglass reinforced polyester, gray, crowned screw cover. | from vendor up to 5 business days | 211 | 249
CE1311HL | AttaBox Centurion series enclosure, NEMA 1/3/3S/3R/4X/12, 13 x 11 x 6in (HxWxD), wall mount, fiberglass reinforced polyester, gray, crowned single-door, (1) 1/4-turn flush-mounted latch. | Stock | 327 | 385
CE1311HLL | AttaBox Centurion series enclosure, NEMA 1/3/3S/3R/4X/12, 13 x 11 x 6in (HxWxD), wall mount, fiberglass reinforced polyester, gray, crowned single-door, (1) twist-lock latch. | from vendor up to 5 business days | 285 | 335
CE1311HPL | AttaBox Centurion series enclosure, NEMA 1/3/3S/3R/4X/12, 13 x 11 x 6in (HxWxD), wall mount, fiberglass reinforced polyester, gray, crowned single-door, (1) quick-release latch, padlock hasp and staple. | Stock | 278 | 327
CE1311HW | AttaBox Centurion series enclosure, NEMA 1/3/3S/3R/4X/12, 13 x 11 x 6in (HxWxD), wall mount, fiberglass reinforced polyester, gray, crowned hinged screw cover. | Stock | 248 | 292
CE1311W | AttaBox Centurion series enclosure, NEMA 1/3/3S/3R/4X/12, 13 x 11 x 6in (HxWxD), wall mount, fiberglass reinforced polyester, gray, crowned screw cover. | from vendor up to 5 business days | 231 | 272
CE1513HL | AttaBox Centurion series enclosure, NEMA 1/3/3S/3R/4X/12, 15 x 13 x 7in (HxWxD), wall mount, fiberglass reinforced polyester, gray, crowned single-door, (1) 1/4-turn flush-mounted latch. | Stock | 376 | 443
CE1513HLL | AttaBox Centurion series enclosure, NEMA 1/3/3S/3R/4X/12, 15 x 13 x 7in (HxWxD), wall mount, fiberglass reinforced polyester, gray, crowned single-door, (2) twist-lock latches. | from vendor up to 5 business days | 349 | 410
CE1513HPL | AttaBox Centurion series enclosure, NEMA 1/3/3S/3R/4X/12, 15 x 13 x 7in (HxWxD), wall mount, fiberglass reinforced polyester, gray, crowned single-door, (2) quick-release latches, padlock hasp and staple. | Stock | 341 | 402
CE1513HW | AttaBox Centurion series enclosure, NEMA 1/3/3S/3R/4X/12, 15 x 13 x 7in (HxWxD), wall mount, fiberglass reinforced polyester, gray, crowned hinged screw cover. | Stock | 288 | 339
CE1513W | AttaBox Centurion series enclosure, NEMA 1/3/3S/3R/4X/12, 15 x 13 x 7in (HxWxD), wall mount, fiberglass reinforced polyester, gray, crowned screw cover. | from vendor up to 5 business days | 272 | 321
CE15AN4AB | Eaton Freedom series IEC contactor, 7A, (4) N.O. power contact(s), 120 VAC (60Hz)/110 VAC (50Hz) coil voltage. | Stock | 220 | 229
CE15AN4BB | Eaton Freedom series IEC contactor, 7A, (4) N.O. power contact(s), 240 VAC (60Hz)/220 VAC (50Hz) coil voltage. | Stock | 220 | 229
CE15BN4AB | Eaton Freedom series IEC contactor, 10A, (4) N.O. power contact(s), 120 VAC (60Hz)/110 VAC (50Hz) coil voltage. | Stock | 227 | 236
CE15BN4BB | Eaton Freedom series IEC contactor, 10A, (4) N.O. power contact(s), 240 VAC (60Hz)/220 VAC (50Hz) coil voltage. | Stock | 227 | 236
CE15CN4AB | Eaton Freedom series IEC contactor, 12A, (4) N.O. power contact(s), 120 VAC (60Hz)/110 VAC (50Hz) coil voltage. | Stock | 279 | 290
CE15CN4BB | Eaton Freedom series IEC contactor, 12A, (4) N.O. power contact(s), 240 VAC (60Hz)/220 VAC (50Hz) coil voltage. | Stock | 279 | 290
CE15DNS3AB | Eaton Freedom series IEC contactor, 18A, (3) N.O. power contact(s), 120 VAC (60Hz)/110 VAC (50Hz) coil voltage. (1) N.O. side mounted auxiliary contact included. | Stock | 332 | 345
CE15DNS3BB | Eaton Freedom series IEC contactor, 18A, (3) N.O. power contact(s), 240 VAC (60Hz)/220 VAC (50Hz) coil voltage. (1) N.O. side mounted auxiliary contact included. | Stock | 332 | 345
CE15ENS3AB | Eaton Freedom series IEC contactor, 25A, (3) N.O. power contact(s), 120 VAC (60Hz)/110 VAC (50Hz) coil voltage. (1) N.O. side mounted auxiliary contact included. | Stock | 366 | 381
CE15ENS3BB | Eaton Freedom series IEC contactor, 25A, (3) N.O. power contact(s), 240 VAC (60Hz)/220 VAC (50Hz) coil voltage. (1) N.O. side mounted auxiliary contact included. | Stock | 366 | 381
CE15FNS3AB | Eaton Freedom series IEC contactor, 32A, (3) N.O. power contact(s), 120 VAC (60Hz)/110 VAC (50Hz) coil voltage. (1) N.O. side mounted auxiliary contact included. | Stock | 416 | 433
CE15FNS3BB | Eaton Freedom series IEC contactor, 32A, (3) N.O. power contact(s), 240 VAC (60Hz)/220 VAC (50Hz) coil voltage. (1) N.O. side mounted auxiliary contact included. | Stock | 416 | 433
CE1-AN-1A | ProSense capacitive proximity sensor, tubular, 8mm diameter x 42mm body, stainless steel housing, NPN, N.O. output, 1.5mm sensing distance, flush, 100 Hz switching frequency, IP65, pigtail. | Stock | 92 | 106
CE1-AN-2A | ProSense capacitive proximity sensor, tubular, 8mm diameter x 42mm body, stainless steel housing, NPN, N.O. output, 3mm sensing distance, non-flush, 100 Hz switching frequency, IP65, pigtail. | Stock | 92 | 106
CE1-AP-1A | ProSense capacitive proximity sensor, tubular, 8mm diameter x 42mm body, stainless steel housing, PNP, N.O. output, 1.5mm sensing distance, flush, 100 Hz switching frequency, IP65, pigtail. | Stock | 92 | 106
CE1-AP-1F | ProSense capacitive proximity sensor, tubular, 8mm diameter x 54mm body, stainless steel housing, PNP, N.O. output, 1.5mm sensing distance, flush, 100 Hz switching frequency, IP65, 3-pin M8 quick-disconnect. | Stock | 92 | 106
CE1-AP-2A | ProSense capacitive proximity sensor, tubular, 8mm diameter x 42mm body, stainless steel housing, PNP, N.O. output, 3mm sensing distance, non-flush, 100 Hz switching frequency, IP65, pigtail. | Stock | 92 | 106
CE1-AP-2F | ProSense capacitive proximity sensor, tubular, 8mm diameter x 54mm body, stainless steel housing, PNP, N.O. output, 3mm sensing distance, non-flush, 100 Hz switching frequency, IP65, 3-pin M8 quick-disconnect. | Stock | 92 | 106
CE1-CP-1A | ProSense capacitive proximity sensor, tubular, 8mm diameter x 42mm body, stainless steel housing, PNP, N.C. output, 1.5mm sensing distance, flush, 100 Hz switching frequency, IP65, pigtail. | Stock | 92 | 106
CE1-CP-1F | ProSense capacitive proximity sensor, tubular, 8mm diameter x 54mm body, stainless steel housing, PNP, N.C. output, 1.5mm sensing distance, flush, 100 Hz switching frequency, IP65, 3-pin M8 quick-disconnect. | Stock | 92 | 106
CE1-CP-2A | ProSense capacitive proximity sensor, tubular, 8mm diameter x 42mm body, stainless steel housing, PNP, N.C. output, 3mm sensing distance, non-flush, 100 Hz switching frequency, IP65, pigtail. | Stock | 92 | 106
CE1-CP-2F | ProSense capacitive proximity sensor, tubular, 8mm diameter x 54mm body, stainless steel housing, PNP, N.C. output, 3mm sensing distance, non-flush, 100 Hz switching frequency, IP65, 3-pin M8 quick-disconnect. | Stock | 92 | 106
CE707HL | AttaBox Centurion series enclosure, NEMA 1/3/3S/3R/4X/12, 7 x 7 x 5in (HxWxD), wall mount, fiberglass reinforced polyester, gray, crowned single-door, (1) 1/4-turn flush-mounted latch. | from vendor up to 5 business days | 283 | 333
CE707HPL | AttaBox Centurion series enclosure, NEMA 1/3/3S/3R/4X/12, 7 x 7 x 5in (HxWxD), wall mount, fiberglass reinforced polyester, gray, crowned single-door, (1) quick-release latch, padlock hasp and staple. | Stock | 232 | 273
CE707HW | AttaBox Centurion series enclosure, NEMA 1/3/3S/3R/4X/12, 7 x 7 x 5in (HxWxD), wall mount, fiberglass reinforced polyester, gray, crowned hinged screw cover. | from vendor up to 5 business days | 198 | 233
CE707W | AttaBox Centurion series enclosure, NEMA 1/3/3S/3R/4X/12, 7 x 7 x 5in (HxWxD), wall mount, fiberglass reinforced polyester, gray, crowned screw cover. | from vendor up to 5 business days | 188 | 221
CE907HL | AttaBox Centurion series enclosure, NEMA 1/3/3S/3R/4X/12, 9 x 7 x 5in (HxWxD), wall mount, fiberglass reinforced polyester, gray, crowned single-door, (1) 1/4-turn flush-mounted latch. | from vendor up to 5 business days | 311 | 366
CE907HPL | AttaBox Centurion series enclosure, NEMA 1/3/3S/3R/4X/12, 9 x 7 x 5in (HxWxD), wall mount, fiberglass reinforced polyester, gray, crowned single-door, (1) quick-release latch, padlock hasp and staple. | Stock | 245 | 288
CE907HW | AttaBox Centurion series enclosure, NEMA 1/3/3S/3R/4X/12, 9 x 7 x 5in (HxWxD), wall mount, fiberglass reinforced polyester, gray, crowned hinged screw cover. | from vendor up to 5 business days | 211 | 249
CE907W | AttaBox Centurion series enclosure, NEMA 1/3/3S/3R/4X/12, 9 x 7 x 5in (HxWxD), wall mount, fiberglass reinforced polyester, gray, crowned screw cover. | from vendor up to 5 business days | 199 | 235
CEMTGFTKIT | AttaBox mounting feet kit, fiberglass-reinforced plastic (FRP). For use with Centurion series FRP enclosures. Includes (4) mounting feet and mounting hardware. | Stock | 34.5 | 40.5
CF06-25N | ProSense compression fitting, stainless steel, 1/4in male NPT process connection. For use with 6mm (0.24in) outside diameter temperature probes. Stainless steel ferrule included. | Stock | 25.5 | 27.5
CF08-25N | ProSense compression fitting, stainless steel, 1/4in male NPT process connection. For use with 8mm outside diameter sensor probes. | Stock | 25 | 27
CF08-50N | ProSense compression fitting, stainless steel, 1/2in male NPT process connection. For use with 8mm outside diameter sensor probes. | Stock | 25 | 27
CF10-50N | ProSense compression fitting, stainless steel, 1/2in male NPT process connection. For use with 10mm outside diameter temperature probes. Stainless steel ferrule included. | Stock | 27 | 29
CF10-UL-05-04-1 | igus high flexing multi-conductor control cable, 4 conductors (includes ground), 0.50mm2 (20 AWG), TPE conductor insulation material, shielded, TPE jacket, gray, cut to length. | Stock | 3.42 | 4.3015
CF10-UL-05-05-1 | igus high flexing multi-conductor control cable, 5 conductors (includes ground), 0.50mm2 (20 AWG), TPE conductor insulation material, shielded, TPE jacket, gray, cut to length. | Stock | 3.72 | 4.4846
CF10-UL-07-04-1 | igus high flexing multi-conductor control cable, 4 conductors (includes ground), 0.75mm2 (18 AWG), TPE conductor insulation material, shielded, TPE jacket, gray, cut to length. | Stock | 3.94 | 4.6088
CF10-UL-07-05-1 | igus high flexing multi-conductor control cable, 5 conductors (includes ground), 0.75mm2 (18 AWG), TPE conductor insulation material, shielded, TPE jacket, gray, cut to length. | Stock | 4.65 | 5.1161
CF10-UL-15-04-1 | igus high flexing multi-conductor control cable, 4 conductors (includes ground), 1.50mm2 (16 AWG), TPE conductor insulation material, shielded, TPE jacket, gray, cut to length. | Stock | 5.42 | 6.1021
CF10-UL-15-05-1 | igus high flexing multi-conductor control cable, 5 conductors (includes ground), 1.50mm2 (16 AWG), TPE conductor insulation material, shielded, TPE jacket, gray, cut to length. | Stock | 6.16 | 6.9055
CF11-01-04-02-1 | igus control and signal cable, 4 twisted pairs, 0.14mm2 (26 AWG), TPE conductor insulation material, shielded, TPE jacket, blue, cut to length. | Stock | 2.14
CF11-02-01-02-1 | igus control and signal cable, 1 twisted pair, 0.25mm2 (24 AWG), TPE conductor insulation material, shielded, TPE jacket, blue, cut to length. | Stock | 1.18
CF11-02-02-02-1 | igus control and signal cable, 2 twisted pairs, 0.25mm2 (24 AWG), TPE conductor insulation material, shielded, TPE jacket, blue, cut to length. | Stock | 1.56
CF11-02-03-02-1 | igus control and signal cable, 3 twisted pairs, 0.25mm2 (24 AWG), TPE conductor insulation material, shielded, TPE jacket, blue, cut to length. | Stock | 2.32
CF11-02-04-02-1 | igus control and signal cable, 4 twisted pairs, 0.25mm2 (24 AWG), TPE conductor insulation material, shielded, TPE jacket, blue, cut to length. | Stock | 2.58
CF130US-07-04-1 | igus continuous flexing multi-conductor control cable, 4 conductors (includes ground), 18 AWG (0.75mm2), PVC/Nylon conductor insulation material, unshielded, PVC jacket, gray, cut to length. | Stock | 1.27 | 1.8991
CF130US-07-12-1 | igus continuous flexing multi-conductor control cable, 12 conductors (includes ground), 18 AWG (0.75mm2), PVC/Nylon conductor insulation material, unshielded, PVC jacket, gray, cut to length. | Stock | 2.85 | 3.8707
CF130US-07-18-1 | igus continuous flexing multi-conductor control cable, 18 conductors (includes ground), 18 AWG (0.75mm2), PVC/Nylon conductor insulation material, unshielded, PVC jacket, gray, cut to length. | Stock | 3.82 | 5.4903
CF130US-07-25-1 | igus continuous flexing multi-conductor control cable, 25 conductors (includes ground), 18 AWG (0.75mm2), PVC/Nylon conductor insulation material, unshielded, PVC jacket, gray, cut to length. | Stock | 4.58 | 6.6593
CF130US-15-05-1 | igus continuous flexing multi-conductor control cable, 5 conductors (includes ground), 16 AWG (1.50 mm2), PVC/Nylon conductor insulation material, unshielded, PVC jacket, gray, cut to length. | Stock | 1.73 | 2.1735
CF130US-15-12-1 | igus continuous flexing multi-conductor control cable, 12 conductors (includes ground), 16 AWG (1.50 mm2), PVC/Nylon conductor insulation material, unshielded, PVC jacket, gray, cut to length. | Stock | 3.28 | 5.7636
CF130US-15-18-1 | igus continuous flexing multi-conductor control cable, 18 conductors (includes ground), 16 AWG (1.50 mm2), PVC/Nylon conductor insulation material, unshielded, PVC jacket, gray, cut to length. | Stock | 4.47 | 6.2238
CF130US-25-04-1 | igus continuous flexing multi-conductor control cable, 4 conductors (includes ground), 14 AWG (2.50 mm2), PVC/Nylon conductor insulation material, unshielded, PVC jacket, gray, cut to length. | Stock | 1.81 | 2.7504
CF130US-25-07-1 | igus continuous flexing multi-conductor control cable, 7 conductors (includes ground), 14 AWG (2.50 mm2), PVC/Nylon conductor insulation material, unshielded, PVC jacket, gray, cut to length. | Stock | 2.67 | 5.864
CF130US-40-04-1 | igus continuous flexing multi-conductor control cable, 4 conductors (includes ground), 12 AWG (4mm2), PVC/Nylon conductor insulation material, unshielded, PVC jacket, gray, cut to length. | Stock | 2.95 | 4.0346
CF140US-07-04-1 | igus continuous flexing multi-conductor control cable, 4 conductors (includes ground), 18 AWG (0.75mm2), PVC/Nylon conductor insulation material, shielded, PVC jacket, gray, cut to length. | Stock | 1.93 | 2.5479
CF140US-07-05-1 | igus continuous flexing multi-conductor control cable, 5 conductors (includes ground), 18 AWG (0.75mm2), PVC/Nylon conductor insulation material, shielded, PVC jacket, gray, cut to length. | Stock | 2.37 | 2.9798
CF140US-07-12-1 | igus continuous flexing multi-conductor control cable, 12 conductors (includes ground), 18 AWG (0.75mm2), PVC/Nylon conductor insulation material, shielded, PVC jacket, gray, cut to length. | Stock | 3.9 | 5.2284
CF140US-07-18-1 | igus continuous flexing multi-conductor control cable, 18 conductors (includes ground), 18 AWG (0.75mm2), PVC/Nylon conductor insulation material, shielded, PVC jacket, gray, cut to length. | Stock | 4.78 | 6.3168
CF140US-15-03-1 | igus continuous flexing multi-conductor control cable, 3 conductors (includes ground), 16 AWG (1.50 mm2), PVC/Nylon conductor insulation material, shielded, PVC jacket, gray, cut to length. | Stock | 2.06 | 2.871
CF140US-15-04-1 | igus continuous flexing multi-conductor control cable, 4 conductors (includes ground), 16 AWG (1.50 mm2), PVC/Nylon conductor insulation material, shielded, PVC jacket, gray, cut to length. | Stock | 2.4 | 3.2
CF140US-25-04-1 | igus continuous flexing multi-conductor control cable, 4 conductors (includes ground), 14 AWG (2.50 mm2), PVC/Nylon conductor insulation material, shielded, PVC jacket, gray, cut to length. | Stock | 3.22 | 4.6457
CF140US-40-04-1 | igus continuous flexing multi-conductor control cable, 4 conductors (includes ground), 12 AWG (4mm2), PVC/Nylon conductor insulation material, shielded, PVC jacket, gray, cut to length. | Stock | 3.98 | 5.516
CF14-125N | ProSense compression fitting, 316 stainless steel, 1/8in male NPT process connection. For use with 1/4in outside diameter temperature probes. Stainless steel ferrule included. | Stock | 7 | 7.25
CF14-25N | ProSense compression fitting, 316 stainless steel, 1/4in male NPT process connection. For use with 1/4in outside diameter temperature probes. Stainless steel ferrule included. | Stock | 8 | 8.25
CF14-50N | ProSense compression fitting, 316 stainless steel, 1/2in male NPT process connection. For use with 1/4in outside diameter temperature probes. Stainless steel ferrule included. | Stock | 12 | 12.5
CF18-125N | ProSense compression fitting, 316 stainless steel, 1/8in male NPT process connection. For use with 1/8in outside diameter temperature probes. Stainless steel ferrule included. | Stock | 7 | 7.25
CF18-25N | ProSense compression fitting, 316 stainless steel, 1/4in male NPT process connection. For use with 1/8in outside diameter temperature probes. Stainless steel ferrule included. | Stock | 8 | 8.25
CF18-50N | ProSense compression fitting, 316 stainless steel, 1/2in male NPT process connection. For use with 1/8in outside diameter temperature probes. Stainless steel ferrule included. | Stock | 11.5 | 12
CF18-BC | ProSense adjustable bayonet cap compression fitting, zinc plated brass. For use with 1/8in outside diameter probe sheaths. Brass ferrule included. | Stock | 8.75 | 9
CF211-02-01-02-1 | igus control and signal cable, 1 twisted pair, 0.25mm2 (24 AWG), TPE conductor insulation material, shielded, PVC jacket, gray, cut to length. | Stock | 0.7
CF211-02-02-02-1 | igus control and signal cable, 2 twisted pairs, 0.25mm2 (24 AWG), TPE conductor insulation material, shielded, PVC jacket, gray, cut to length. | Stock | 1
CF211-02-04-02-1 | igus control and signal cable, 4 twisted pairs, 0.25mm2 (24 AWG), TPE conductor insulation material, shielded, PVC jacket, gray, cut to length. | Stock | 1.62
CF211-03-03-02-1 | igus control and signal cable, 3 twisted pairs, 0.34mm2 (22 AWG), TPE conductor insulation material, shielded, PVC jacket, gray, cut to length. | Stock | 1.54
CF211-05-01-02-1 | igus control and signal cable, 1 twisted pair, 0.50mm2 (20 AWG), TPE conductor insulation material, shielded, PVC jacket, gray, cut to length. | Stock | 0.82
CF211-05-02-02-1 | igus control and signal cable, 2 twisted pairs, 0.50mm2 (20 AWG), TPE conductor insulation material, shielded, PVC jacket, gray, cut to length. | Stock | 1.26
CF211-05-03-02-1 | igus control and signal cable, 3 twisted pairs, 0.50mm2 (20 AWG), TPE conductor insulation material, shielded, PVC jacket, gray, cut to length. | Stock | 1.74
CF211-05-04-02-1 | igus control and signal cable, 4 twisted pairs, 0.50mm2 (20 AWG), TPE conductor insulation material, shielded, PVC jacket, gray, cut to length. | Stock | 2.08
CF211-P-02-01-02-1 | igus control and signal cable, 1 twisted pair, 0.25mm2 (24 AWG), TPE conductor insulation material, shielded, PUR jacket, gray, cut to length. | Stock | 0.96
CF211-P-02-02-02-1 | igus control and signal cable, 2 twisted pairs, 0.25mm2 (24 AWG), TPE conductor insulation material, shielded, PUR jacket, gray, cut to length. | Stock | 1.18
CF211-P-02-03-02-1 | igus control and signal cable, 3 twisted pairs, 0.25mm2 (24 AWG), TPE conductor insulation material, shielded, PUR jacket, gray, cut to length. | Stock | 1.8
CF211-P-02-04-02-1 | igus control and signal cable, 4 twisted pairs, 0.25mm2 (24 AWG), TPE conductor insulation material, shielded, PUR jacket, gray, cut to length. | Stock | 2.1
CF211-P-05-01-02-1 | igus control and signal cable, 1 twisted pair, 0.50mm2 (20 AWG), TPE conductor insulation material, shielded, PUR jacket, gray, cut to length. | Stock | 1.08
CF211-P-05-02-02-1 | igus control and signal cable, 2 twisted pairs, 0.50mm2 (20 AWG), TPE conductor insulation material, shielded, PUR jacket, gray, cut to length. | Stock | 1.56
CF211-P-05-04-02-1 | igus control and signal cable, 4 twisted pairs, 0.50mm2 (20 AWG), TPE conductor insulation material, shielded, PUR jacket, gray, cut to length. | Stock | 2.86
CF30-100-04-1 | igus continuous flexing motor supply cable, 4 conductors (includes ground), 10mm2 (8 AWG), TPE conductor insulation material, unshielded, PVC jacket, black, cut to length. | Stock | 8.06 | 10.9884
CF30-15-04-1 | igus continuous flexing motor supply cable, 4 conductors (includes ground), 1.50mm2 (16 AWG), TPE conductor insulation material, unshielded, PVC jacket, black, cut to length. | Stock | 1.6 | 2.1487
CF30-160-04-1 | igus continuous flexing motor supply cable, 4 conductors (includes ground), 16mm2 (6 AWG), TPE conductor insulation material, unshielded, PVC jacket, black, cut to length. | Stock | 11.54 | 15.7362
CF30-250-04-1 | igus continuous flexing motor supply cable, 4 conductors (includes ground), 25mm2 (4 AWG), TPE conductor insulation material, unshielded, PVC jacket, black, cut to length. | Stock | 18.86 | 25.7303
CF30-25-04-1 | igus continuous flexing motor supply cable, 4 conductors (includes ground), 2.50mm2 (14 AWG), TPE conductor insulation material, unshielded, PVC jacket, black, cut to length. | Stock | 2.15 | 3.0156
CF30-350-04-1 | igus continuous flexing motor supply cable, 4 conductors (includes ground), 35mm2 (2 AWG), TPE conductor insulation material, unshielded, PVC jacket, black, cut to length. | Stock | 25.88 | 35.248
CF30-40-04-1 | igus continuous flexing motor supply cable, 4 conductors (includes ground), 4mm2 (12 AWG), TPE conductor insulation material, unshielded, PVC jacket, black, cut to length. | Stock | 3.19 | 4.4032
CF30-60-04-1 | igus continuous flexing motor supply cable, 4 conductors (includes ground), 6mm2 (10 AWG), TPE conductor insulation material, unshielded, PVC jacket, black, cut to length. | Stock | 4.58 | 6.2686
CF31-100-04-1 | igus continuous flexing motor supply cable, 4 conductors (includes ground), 10mm2 (8 AWG), TPE conductor insulation material, shielded, PVC jacket, black, cut to length. | Stock | 10.33 | 14.2319
CF31-15-04-1 | igus continuous flexing motor supply cable, 4 conductors (includes ground), 1.50mm2 (16 AWG), TPE conductor insulation material, shielded, PVC jacket, black, cut to length. | Stock | 2.65 | 3.8014
CF31-160-04-1 | igus continuous flexing motor supply cable, 4 conductors (includes ground), 16mm2 (6 AWG), TPE conductor insulation material, shielded, PVC jacket, black, cut to length. | Stock | 14.69 | 20.0548
CF31-250-04-1 | igus continuous flexing motor supply cable, 4 conductors (includes ground), 25mm2 (4 AWG), TPE conductor insulation material, shielded, PVC jacket, black, cut to length. | Stock | 22.99 | 31.4325
CF31-25-04-1 | igus continuous flexing motor supply cable, 4 conductors (includes ground), 2.50mm2 (14 AWG), TPE conductor insulation material, shielded, PVC jacket, black, cut to length. | Stock | 3.44 | 4.7284
CF31-350-04-1 | igus continuous flexing motor supply cable, 4 conductors (includes ground), 35mm2 (2 AWG), TPE conductor insulation material, shielded, PVC jacket, black, cut to length. | Stock | 31.57 | 42.9167
CF31-40-04-1 | igus continuous flexing motor supply cable, 4 conductors (includes ground), 4mm2 (12 AWG), TPE conductor insulation material, shielded, PVC jacket, black, cut to length. | Stock | 4.8 | 6.6579
CF31-60-04-1 | igus continuous flexing motor supply cable, 4 conductors (includes ground), 6mm2 (10 AWG), TPE conductor insulation material, shielded, PVC jacket, black, cut to length. | Stock | 6.84 | 9.2794
CF5-05-03-1 | igus continuous flexing multi-conductor control cable, 3 conductors (includes ground), 0.50mm2 (20 AWG), TPE conductor insulation material, unshielded, PVC jacket, green, cut to length. | Stock | 0.49 | 0.7525
CF5-05-05-1 | igus continuous flexing multi-conductor control cable, 5 conductors (includes ground), 0.50mm2 (20 AWG), TPE conductor insulation material, unshielded, PVC jacket, green, cut to length. | Stock | 1.03 | 1.7431
CF5-05-07-1 | igus continuous flexing multi-conductor control cable, 7 conductors (includes ground), 0.50mm2 (20 AWG), TPE conductor insulation material, unshielded, PVC jacket, green, cut to length. | Stock | 1.42 | 2.4347
CF5-05-12-1 | igus continuous flexing multi-conductor control cable, 12 conductors (includes ground), 0.50mm2 (20 AWG), TPE conductor insulation material, unshielded, PVC jacket, green, cut to length. | Stock | 1.9 | 2.9433
CF5-05-18-1 | igus continuous flexing multi-conductor control cable, 18 conductors (includes ground), 0.50mm2 (20 AWG), TPE conductor insulation material, unshielded, PVC jacket, green, cut to length. | Stock | 3.27 | 5.7752
CF5-05-25-1 | igus continuous flexing multi-conductor control cable, 25 conductors (includes ground), 0.50mm2 (20 AWG), TPE conductor insulation material, unshielded, PVC jacket, green, cut to length. | Stock | 3.6 | 5.6413
CF5-07-03-1 | igus continuous flexing multi-conductor control cable, 3 conductors (includes ground), 0.75mm2 (18 AWG), PVC conductor insulation material, unshielded, PVC jacket, green, cut to length. | Stock | 0.63 | 0.9155
CF5-07-04-1 | igus continuous flexing multi-conductor control cable, 4 conductors (includes ground), 0.75mm2 (18 AWG), PVC conductor insulation material, unshielded, PVC jacket, green, cut to length. | Stock | 0.89 | 1.2696
CF5-07-05-1 | igus continuous flexing multi-conductor control cable, 5 conductors (includes ground), 0.75mm2 (18 AWG), PVC conductor insulation material, unshielded, PVC jacket, green, cut to length. | Stock | 1.03 | 1.4779
CF5-07-07-1 | igus continuous flexing multi-conductor control cable, 7 conductors (includes ground), 0.75mm2 (18 AWG), PVC conductor insulation material, unshielded, PVC jacket, green, cut to length. | Stock | 1.44 | 2.1593
CF5-07-12-1 | igus continuous flexing multi-conductor control cable, 12 conductors (includes ground), 0.75mm2 (18 AWG), PVC conductor insulation material, unshielded, PVC jacket, green, cut to length. | Stock | 2.36 | 3.5929
CF5-07-18-1 | igus continuous flexing multi-conductor control cable, 18 conductors (includes ground), 0.75mm2 (18 AWG), PVC conductor insulation material, unshielded, PVC jacket, green, cut to length. | Stock | 3.23 | 4.788
CF5-07-25-1 | igus continuous flexing multi-conductor control cable, 25 conductors (includes ground), 0.75mm2 (18 AWG), PVC conductor insulation material, unshielded, PVC jacket, green, cut to length. | Stock | 4.39 | 6.3779
CF5-15-03-1 | igus continuous flexing multi-conductor control cable, 3 conductors (includes ground), 1.50mm2 (16 AWG), PVC conductor insulation material, unshielded, PVC jacket, green, cut to length. | Stock | 1 | 1.4375
CF5-15-04-1 | igus continuous flexing multi-conductor control cable, 4 conductors (includes ground), 1.50mm2 (16 AWG), PVC conductor insulation material, unshielded, PVC jacket, green, cut to length. | Stock | 1.28 | 1.8367
CF5-15-05-1 | igus continuous flexing multi-conductor control cable, 5 conductors (includes ground), 1.50mm2 (16 AWG), PVC conductor insulation material, unshielded, PVC jacket, green, cut to length. | Stock | 1.54 | 2.2128
CF5-15-07-1 | igus continuous flexing multi-conductor control cable, 7 conductors (includes ground), 1.50mm2 (16 AWG), PVC conductor insulation material, unshielded, PVC jacket, green, cut to length. | Stock | 2.33 | 3.5955
CF5-15-12-1 | igus continuous flexing multi-conductor control cable, 12 conductors (includes ground), 1.50mm2 (16 AWG), PVC conductor insulation material, unshielded, PVC jacket, green, cut to length. | Stock | 3.67 | 5.2985
CF5-25-04-1 | igus continuous flexing multi-conductor control cable, 4 conductors (includes ground), 2.50mm2 (14 AWG), PVC conductor insulation material, unshielded, PVC jacket, green, cut to length. | Stock | 2.18 | 3.4155
CF5-25-07-1 | igus continuous flexing multi-conductor control cable, 7 conductors (includes ground), 2.50mm2 (14 AWG), PVC conductor insulation material, unshielded, PVC jacket, green, cut to length. | Stock | 3.84 | 5.7084
CF6-05-05-1 | igus continuous flexing multi-conductor control cable, 5 conductors (includes ground), 0.50mm2 (20 AWG), TPE conductor insulation material, shielded, PVC jacket, green, cut to length. | Stock | 1.86 | 2.9438
CF6-05-07-1 | igus continuous flexing multi-conductor control cable, 7 conductors (includes ground), 0.50mm2 (20 AWG), TPE conductor insulation material, shielded, PVC jacket, green, cut to length. | Stock | 2.53 | 4.0983
CF6-05-12-1 | igus continuous flexing multi-conductor control cable, 12 conductors (includes ground), 0.50mm2 (20 AWG), TPE conductor insulation material, shielded, PVC jacket, green, cut to length. | Stock | 3.66 | 5.6518
CF6-07-04-1 | igus continuous flexing multi-conductor control cable, 4 conductors (includes ground), 0.75mm2 (18 AWG), PVC conductor insulation material, shielded, PVC jacket, green, cut to length. | Stock | 1.86 | 2.8017
CF6-07-07-1 | igus continuous flexing multi-conductor control cable, 7 conductors (includes ground), 0.75mm2 (18 AWG), PVC conductor insulation material, shielded, PVC jacket, green, cut to length. | Stock | 2.65 | 3.9879
CF6-07-12-1 | igus continuous flexing multi-conductor control cable, 12 conductors (includes ground), 0.75mm2 (18 AWG), PVC conductor insulation material, shielded, PVC jacket, green, cut to length. | Stock | 3.93 | 5.9733
CF6-15-04-1 | igus continuous flexing multi-conductor control cable, 4 conductors (includes ground), 1.50mm2 (16 AWG), PVC conductor insulation material, shielded, PVC jacket, green, cut to length. | Stock | 2.64 | 3.9687
CF6-15-07-1 | igus continuous flexing multi-conductor control cable, 7 conductors (includes ground), 1.50mm2 (16 AWG), PVC conductor insulation material, shielded, PVC jacket, green, cut to length. | Stock | 3.8 | 5.6255
CF6-15-12-1 | igus continuous flexing multi-conductor control cable, 12 conductors (includes ground), 1.50mm2 (16 AWG), PVC conductor insulation material, shielded, PVC jacket, green, cut to length. | Stock | 5.84 | 8.7237
CF6-25-04-1 | igus continuous flexing multi-conductor control cable, 4 conductors (includes ground), 2.50mm2 (14 AWG), PVC conductor insulation material, shielded, PVC jacket, green, cut to length. | Stock | 3.28 | 4.8498
CF9-UL-05-03-1 | igus high flexing multi-conductor control cable, 3 conductors (includes ground), 0.50mm2 (20 AWG), TPE conductor insulation material, unshielded, TPE jacket, gray, cut to length. | Stock | 1.7 | 2.062
CF9-UL-05-04-1 | igus high flexing multi-conductor control cable, 4 conductors (includes ground), 0.50mm2 (20 AWG), TPE conductor insulation material, unshielded, TPE jacket, gray, cut to length. | Stock | 2.04 | 2.6292
CF9-UL-05-05-1 | igus high flexing multi-conductor control cable, 5 conductors (includes ground), 0.50mm2 (20 AWG), TPE conductor insulation material, unshielded, TPE jacket, gray, cut to length. | Stock | 2.27 | 2.7564
CF9-UL-07-05-1 | igus high flexing multi-conductor control cable, 5 conductors (includes ground), 0.75mm2 (18 AWG), TPE conductor insulation material, unshielded, TPE jacket, gray, cut to length. | Stock | 2.73 | 3.2866
CF9-UL-07-07-1 | igus high flexing multi-conductor control cable, 7 conductors (includes ground), 0.75mm2 (18 AWG), TPE conductor insulation material, unshielded, TPE jacket, gray, cut to length. | Stock | 3.61 | 4.4636
CF9-UL-15-04-1 | igus high flexing multi-conductor control cable, 4 conductors (includes ground), 1.50mm2 (16 AWG), TPE conductor insulation material, unshielded, TPE jacket, gray, cut to length. | Stock | 3.5 | 4.0408
CF9-UL-15-05-1 | igus high flexing multi-conductor control cable, 5 conductors (includes ground), 1.50mm2 (16 AWG), TPE conductor insulation material, unshielded, TPE jacket, gray, cut to length. | Stock | 4.07 | 4.6603
CF9-UL-25-04-1 | igus high flexing multi-conductor control cable, 4 conductors (includes ground), 2.50mm2 (14 AWG), TPE conductor insulation material, unshielded, TPE jacket, gray, cut to length. | Stock | 4.79 | 5.2671
CF9-UL-25-05-1 | igus high flexing multi-conductor control cable, 5 conductors (includes ground), 2.50mm2 (14 AWG), TPE conductor insulation material, unshielded, TPE jacket, gray, cut to length. | Stock | 5.44 | 5.8429
CFBUS-PVC-001-1 | igus continuous flexing Profibus cable, 1 twisted pair, 0.25mm2 (24 AWG), TPE conductor insulation material, shielded, PVC jacket, purple, cut to length. | Stock | 1.53 | 2.4296
CF-CB1-20 | Micro Detectors optical fiber, plastic, cuttable, diffuse, M6 head, nickel-plated brass, polyethylene jacket, 50mm sensing distance, 2m length. | Stock | 27 | 28
CF-DB1-20 | AutomationDirect optical fiber, plastic, cuttable, diffuse, M6 head, nickel-plated brass, polyethylene jacket, 200mm sensing distance, 2m length. | Stock | 33 | 34.5
CF-DB2-20 | AutomationDirect optical fiber, plastic, cuttable, diffuse, M6 head, nickel-plated brass, polyethylene jacket, 260mm sensing distance, 2m length. | Stock | 49.5 | 51
CF-DB3-20 | AutomationDirect optical fiber, plastic, cuttable, diffuse, M6 head, nickel-plated brass, flexible, polyethylene jacket, 200mm sensing distance, 2m length. | Stock | 53 | 55
CF-RB6-20 | Micro Detectors optical fiber, plastic, cuttable, through-beam, M4 head, nickel-plated brass, polyethylene jacket, 120mm sensing distance, 2m length. Package of 2. | Stock | 27 | 28
CF-RBA-20 | Micro Detectors optical fiber, plastic, cuttable, through-beam, M7 head, nickel-plated brass, polyethylene jacket, 1200mm sensing distance, 2m length. Package of 2. | Stock | 46 | 48
CFS-1PCC30 | Gladiator CFS series disconnect switch, fusible, Class CC, load break capable, 1-pole, 600 VAC, 30A, 200kA SCCR, DIN rail mount, UL 98 rated. | Stock | 28 | 32
CFS-1PCC30-DC | Gladiator CFS series disconnect switch, fusible, Class CC, load break capable, 1-pole, 80 VDC, 30A, 200kA SCCR, DIN rail mount, UL 98 rated. | Stock | 28 | 32
CFS-1PM30 | Gladiator CFS series disconnect switch, fusible, Class Midget, load break capable, 1-pole, 240 VAC, 30A, 10kA SCCR, DIN rail mount, UL 508 rated. | Stock | 28 | 32
CFS-1PM30-DC | Gladiator CFS series disconnect switch, fusible, Class Midget, load break capable, 1-pole, 80 VDC, 30A, 10kA SCCR, DIN rail mount, UL 508 rated. | Stock | 28 | 32
CFS-2PCC30 | Gladiator CFS series disconnect switch, fusible, Class CC, load break capable, 2-pole, 600 VAC, 30A, 200kA SCCR, DIN rail mount, UL 98 rated. | Stock | 58 | 65
CFS-2PM30 | Gladiator CFS series disconnect switch, fusible, Class Midget, load break capable, 2-pole, 240 VAC, 30A, 10kA SCCR, DIN rail mount, UL 508 rated. | Stock | 58 | 65
CFS-3PCC30 | Gladiator CFS series disconnect switch, fusible, Class CC, load break capable, 3-pole, 600 VAC, 30A, 200kA SCCR, DIN rail mount, UL 98 rated. | Stock | 87 | 98
CFS-3PM30 | Gladiator CFS series disconnect switch, fusible, Class Midget, load break capable, 3-pole, 240 VAC, 30A, 10kA SCCR, DIN rail mount, UL 508 rated. | Stock | 87 | 98
CFS-AUX | Gladiator auxiliary contact, (1) N.O./(1) N.C. contact(s), 5A @ 240VAC. For use with any Gladiator series compact disconnect switch. | Stock | 15.25 | 17
CF-TB1-20 | AutomationDirect optical fiber, plastic, cuttable, through-beam, M3 head, nickel-plated brass, polyethylene jacket, 200mm sensing distance, 2m length. Package of 2. | Stock | 33 | 34.5
CF-TB2-20 | AutomationDirect optical fiber, plastic, cuttable, through-beam, M4 head, nickel-plated brass, polyethylene jacket, 700mm sensing distance, 2m length. Package of 2. | Stock | 33 | 34.5
CF-TB3-20 | AutomationDirect optical fiber, plastic, cuttable, through-beam, M4 head, nickel-plated brass, polyethylene jacket, 900mm sensing distance, 2m length. Package of 2. | Stock | 53 | 55
CF-TB4-20 | AutomationDirect optical fiber, plastic, cuttable, through-beam, M6 head, nickel-plated brass, 90-degree, polyethylene jacket, 1800mm sensing distance, 2m length. Package of 2. | Stock | 66 | 69
CFTF-14 | ProSense ferrule, Teflon. Package of 5. For use with brass or stainless steel compression fittings and 1/4in outside diameter temperature probes. | Stock | 7.25 | 7.5
CFTF-18 | ProSense ferrule, Teflon. Package of 5. For use with brass or stainless steel compression fittings and 1/8in outside diameter temperature probes. | Stock | 6.75 | 7
CFW100A01P6S120G2 | WEG Electric CFW100 series AC micro drive, enclosed, 120 VAC, 1/4hp with 1-phase input, SVC, V/Hz or VVW mode, A frame, 30kA SCCR. Optional communication and input modules available. | Stock | 135 | 144
CFW100A01P6S220G2 | WEG Electric CFW100 series AC micro drive, enclosed, 230 VAC, 1/4hp with 1-phase input, SVC, V/Hz or VVW mode, A frame, 30kA SCCR. Optional communication and input modules available. | Stock | 121 | 129
CFW100B02P6S120G2 | WEG Electric CFW100 series AC micro drive, enclosed, 120 VAC, 1/2hp with 1-phase input, SVC, V/Hz or VVW mode, B frame, 30kA SCCR. Optional communication and input modules available. | Stock | 148 | 157
CFW100B02P6S220G2 | WEG Electric CFW100 series AC micro drive, enclosed, 230 VAC, 1/2hp with 1-phase input, SVC, V/Hz or VVW mode, B frame, 30kA SCCR. Optional communication and input modules available. | Stock | 131 | 139
CFW100C04P2S220G2 | WEG Electric CFW100 series AC micro drive, enclosed, 230 VAC, 1hp with 1-phase input, SVC, V/Hz or VVW mode, C frame, 30kA SCCR. Optional communication and input modules available. | Stock | 139 | 148
CFW100-CFW300-MMF | WEG Electric CFW300 series flash memory module, for use with WEG CFW300 series AC drives. | Stock | 94.5 | 103
CFW100-CRS485 | WEG Electric CFW100 series communication module, Modbus RTU, 1 port, (1) RS-485 (5-pin terminal) and (1) miniB-USB port(s). For use with WEG CFW100 series AC drives. | Stock | 37 | 38.5
CFW100-CUSB | WEG Electric CFW100 series communication module, Modbus RTU, 1 port, (1) miniB-USB port(s). For use with WEG CFW100 series AC drives. | Stock | 39.25 | 41
CFW100-IOA | WEG Electric CFW100 series analog combo module, Analog Input: 1-channel, current/voltage, Analog Output: 1-channel, current/voltage. For use with WEG CFW100 series AC drives. | Stock | 44.75 | 46.5
CFW100-IOADR | WEG Electric CFW100 series temperature combo module with infrared remote control, thermistor, 1-channel input, 3-point output, 240 VAC, (3) Form A (SPST) relays. For use with WEG CFW100 series AC drives. | Stock | 93.25 | 97
CFW100-IOAR | WEG Electric CFW100 series relay/analog combo module, Analog Input: 1-channel, current/voltage, Discrete Output: 1-point, relay, (1) Form A (SPST) relay. For use with WEG CFW100 series AC drives. | Stock | 36.5 | 38
CFW100-IOD | WEG Electric CFW100 series discrete input module, 4-point, 24 VDC, sinking/sourcing. For use with WEG CFW100 series AC drives. | Stock | 37 | 38.5
CFW100-IOP | WEG Electric CFW100 series speed potentiometer module, output up to input voltage, enclosed, IP20, plastic housing. For use with WEG CFW100 series AC drives. | Stock | 40.5 | 42.5
CFW100-KFABC-S1 | WEG Electric EMI input filter, 1-phase, 11.5A, 35mm DIN rail mount, EMI/RFI filtering. For use with WEG CFW100Xxxxxxx1 1-phase AC drives. | Stock | 57 | 59
CFW100-KFABC-S2 | WEG Electric EMI input filter, 1-phase, 9.2A, 35mm DIN rail mount, EMI/RFI filtering. For use with WEG CFW100Xxxxxxx2 1-phase AC drives. | Stock | 40.5 | 42.5
CFW100-KHMIR | WEG Electric CFW100 series remote serial HMI keypad, for use with WEG CFW100 series AC drives. (1) CFW100-CRS485 communication module and (1) 9.8ft/3m miniB-USB to miniB-USB cable included. | Stock | 115.25 | 120
CFW300A01P6S1NB20 | WEG Electric CFW300 series AC micro drive, enclosed, 120 VAC, 1/4hp with 1-phase input, SVC, V/Hz or VVW mode, A frame, 65kA SCCR. Optional communication modules available. | Stock | 163 | 177
CFW300A01P6S2NB20 | WEG Electric CFW300 series AC micro drive, enclosed, 230 VAC, 1/4hp with 1-phase input, SVC, V/Hz or VVW mode, A frame, 65kA SCCR. Optional communication modules available. | Stock | 146 | 158
CFW300A01P6T2NB20 | WEG Electric CFW300 series AC micro drive, enclosed, 230 VAC, 1/4hp with 3-phase input, SVC, V/Hz or VVW mode, A frame, 65kA SCCR. Optional communication modules available. | Stock | 155 | 168
CFW300A02P6S1NB20 | WEG Electric CFW300 series AC micro drive, enclosed, 120 VAC, 1/2hp with 1-phase input, SVC, V/Hz or VVW mode, A frame, 65kA SCCR. Optional communication modules available. | Stock | 178 | 193
CFW300A02P6S2NB20 | WEG Electric CFW300 series AC micro drive, enclosed, 230 VAC, 1/2hp with 1-phase input, SVC, V/Hz or VVW mode, A frame, 65kA SCCR. Optional communication modules available. | Stock | 157 | 171
CFW300A02P6T2NB20 | WEG Electric CFW300 series AC micro drive, enclosed, 230 VAC, 1/2hp with 3-phase input, SVC, V/Hz or VVW mode, A frame, 65kA SCCR. Optional communication modules available. | Stock | 169.25 | 184
CFW300A04P2S1NB20 | WEG Electric CFW300 series AC micro drive, enclosed, 120 VAC, 1hp with 1-phase input, SVC, V/Hz or VVW mode, A frame, 65kA SCCR. Optional communication modules available. | Stock | 189 | 206
CFW300A04P2S2NB20 | WEG Electric CFW300 series AC micro drive, enclosed, 230 VAC, 1hp with 1-phase input, SVC, V/Hz or VVW mode, A frame, 65kA SCCR. Optional communication modules available. | Stock | 167 | 182
CFW300A04P2T2NB20 | WEG Electric CFW300 series AC micro drive, enclosed, 230 VAC, 1hp with 3-phase input, SVC, V/Hz or VVW mode, A frame, 65kA SCCR. Optional communication modules available. | Stock | 180 | 196
CFW300A06P0S1NB20 | WEG Electric CFW300 series AC micro drive, enclosed, 120 VAC, 1-1/2hp with 1-phase input, SVC, V/Hz or VVW mode, A frame, 65kA SCCR. Optional communication modules available. | Stock | 228.25 | 248
CFW300A06P0S2NB20 | WEG Electric CFW300 series AC micro drive, enclosed, 230 VAC, 1-1/2hp with 1-phase input, SVC, V/Hz or VVW mode, A frame, 65kA SCCR. Optional communication modules available. | Stock | 208 | 226
CFW300A06P0T2NB20 | WEG Electric CFW300 series AC micro drive, enclosed, 230 VAC, 1-1/2hp with 3-phase input, SVC, V/Hz or VVW mode, A frame, 65kA SCCR. Optional communication modules available. | Stock | 218 | 237
CFW300A07P3S2NB20 | WEG Electric CFW300 series AC micro drive, enclosed, 230 VAC, 2hp with 1-phase input, SVC, V/Hz or VVW mode, A frame, 65kA SCCR. Optional communication modules available. | Stock | 245 | 266
CFW300A07P3T2NB20 | WEG Electric CFW300 series AC micro drive, enclosed, 230 VAC, 2hp with 3-phase input, SVC, V/Hz or VVW mode, A frame, 65kA SCCR. Optional communication modules available. | Stock | 257 | 280
CFW300B10P0B2DB20 | WEG Electric CFW300 series AC micro drive, enclosed, 230 VAC, 3hp with 3-phase and 1-phase input, SVC, V/Hz or VVW mode, B frame, 65kA SCCR. Optional communication modules available. | Stock | 292 | 318
CFW300B15P2T2DB20 | WEG Electric CFW300 series AC micro drive, enclosed, 230 VAC, 5hp with 3-phase input, SVC, V/Hz or VVW mode, B frame, 65kA SCCR. Optional communication modules available. | Stock | 357 | 388
CFW300-CRS232 | WEG Electric CFW300 series communication module, Modbus RTU, 1 port, (1) RS-232 (5-pin terminal) port(s). For use with WEG CFW300 series AC drives. | Stock | 37 | 40
CFW300-CRS485 | WEG Electric CFW300 series communication module, Modbus RTU, 2 ports, (1) RS-485 (5-pin terminal) and (1) miniB-USB port(s). For use with WEG CFW300 series AC drives. | Stock | 37 | 40
CFW300-CUSB | WEG Electric CFW300 series communication module, Modbus RTU, 1 port, (1) miniB-USB port(s). For use with WEG CFW300 series AC drives. (1) 6.5ft/2m USB A to miniB-USB cable included. | Stock | 39.25 | 42.5
CFW300-FAN-A | WEG Electric CFW300 series main cooling fan, replacement, 50 x 50 x 15mm, 12 VDC. For use with WEG CFW300Axxx AC drives. | Stock | 31.25 | 34
CFW300-FAN-B | WEG Electric CFW300 series main cooling fan, replacement, 50 x 50 x 15mm, 12 VDC. For use with WEG CFW300Bxxx AC drives. | Stock | 31.25 | 34
CFW300-IOADR | WEG Electric CFW300 series temperature combo module with infrared remote control, thermistor, 1-channel input, 3-point output, 250 VAC, (3) Form A (SPST) relays. For use with WEG CFW300 series AC drives. | Stock | 93.25 | 101
CFW300-IOAENC | WEG Electric CFW300 series encoder analog combo module, 400 kHz maximum switching frequency, 1-channel quadrature encoder input, Analog Input: 1-channel, Analog Output: 2-channel. For use with WEG CFW300 series AC drives. | Stock | 64.5 | 70
CFW300-IOAR | WEG Electric CFW300 series relay/analog combo module, Analog Input: 1-channel, current/voltage, Analog Output: 1-channel, current/voltage, Discrete Output: 3-point, relay, (3) Form A (SPST) relays. For use with WEG CFW300 series AC drives. | Stock | 63.5 | 69
CFW300-IODR | WEG Electric CFW300 series discrete combo module, Input: 4-point, 24 VDC, sinking/sourcing, Output: 3-point, 250 VAC, relay, (3) Form A (SPST) relays, 5A/point. For use with WEG CFW300 series AC drives. | Stock | 48.75 | 53
CFW300-KFA-S1-S2 | WEG Electric EMI input filter, 1-phase, 7.3A, 35mm DIN rail mount, EMI/RFI filtering. For use with WEG CFW300Axxx 1-phase AC drives. | Stock | 40.5 | 44
CFW300-KFB-S2 | WEG Electric EMI input filter, 1-phase, 10A, 35mm DIN rail mount, EMI/RFI filtering. For use with WEG CFW300Bxxx 1-phase AC drives. | Stock | 47.25 | 51
CFW300-KHMIR | WEG Electric CFW300 series remote serial HMI keypad, for use with WEG CFW300 series AC drives. (1) CFW300-CRS485 communication module, (1) 9.8ft/3m USB A to miniB-USB cable and installation hardware for optional panel mounting included. | Stock | 115.25 | 125
CFW-WPS | WEG Electric Windows configuration software, USB or free download. For use with all WEG AC drives. Requires PC USB port, USB-485M serial adapter and CFW USB communication modules or CFW RS-485 communication module for CFW100 and CFW300 series. | Stock | 9.5 | 10
CGT1244 | Hammond wiring trough, 4 x 4 x 12in (HxDxL), NEMA 1, carbon steel, ANSI 61 gray, powder coat finish, screw cover. | Stock | 21 | 22.5
CGT1266 | Hammond wiring trough, 6 x 6 x 12in (HxDxL), NEMA 1, carbon steel, ANSI 61 gray, powder coat finish, screw cover. | Stock | 30.5 | 32.5
CGT1844 | Hammond wiring trough, 4 x 4 x 18in (HxDxL), NEMA 1, carbon steel, ANSI 61 gray, powder coat finish, screw cover. | Stock | 29.5 | 32
CGT1866 | Hammond wiring trough, 6 x 6 x 18in (HxDxL), NEMA 1, carbon steel, ANSI 61 gray, powder coat finish, screw cover. | Stock | 35.5 | 38
CGT2444 | Hammond wiring trough, 4 x 4 x 24in (HxDxL), NEMA 1, carbon steel, ANSI 61 gray, powder coat finish, screw cover. | Stock | 31.5 | 34
CGT2466 | Hammond wiring trough, 6 x 6 x 24in (HxDxL), NEMA 1, carbon steel, ANSI 61 gray, powder coat finish, screw cover. | Stock | 43.5 | 46.5
CGT3644 | Hammond wiring trough, 4 x 4 x 36in (HxDxL), NEMA 1, carbon steel, ANSI 61 gray, powder coat finish, screw cover. | Stock | 43 | 46
CGT3666 | Hammond wiring trough, 6 x 6 x 36in (HxDxL), NEMA 1, carbon steel, ANSI 61 gray, powder coat finish, screw cover. | Stock | 62 | 66
CGT4844 | Hammond wiring trough, 4 x 4 x 48in (HxDxL), NEMA 1, carbon steel, ANSI 61 gray, powder coat finish, screw cover. | Stock | 54 | 58
CGT4866 | Hammond wiring trough, 6 x 6 x 48in (HxDxL), NEMA 1, carbon steel, ANSI 61 gray, powder coat finish, screw cover. | Stock | 80 | 85
CH30J1 | Bussmann modular fuse holder, accepts J fuses, 30A, 600 VAC/VDC or less, 1-pole, 18-1 AWG copper only, integral pressure plate with separate spade connection, 35mm DIN rail or panel mount. Package of 6. | Stock | 180 | 187
CH30J1I | Bussmann modular fuse holder, with indicator, accepts J fuses, 30A, 600 VAC/VDC or less, 1-pole, 18-1 AWG copper only, integral pressure plate with separate spade connection, 35mm DIN rail or panel mount. Package of 6. | Stock | 210 | 218
CH30J2 | Bussmann modular fuse holder, accepts J fuses, 30A, 600 VAC/VDC or less, 2-pole, 18-1 AWG copper only, integral pressure plate with separate spade connection, 35mm DIN rail or panel mount. Package of 3. | Stock | 252 | 262
CH30J2I | Bussmann modular fuse holder, with indicator, accepts J fuses, 30A, 600 VAC/VDC or less, 2-pole, 18-1 AWG copper only, integral pressure plate with separate spade connection, 35mm DIN rail or panel mount. Package of 3. | Stock | 287 | 298
CH30J3 | Bussmann modular fuse holder, accepts J fuses, 30A, 600 VAC/VDC or less, 3-pole, 18-1 AWG copper only, integral pressure plate with separate spade connection, 35mm DIN rail or panel mount. Package of 2. | Stock | 248 | 258
CH30J3I | Bussmann modular fuse holder, with indicator, accepts J fuses, 30A, 600 VAC/VDC or less, 3-pole, 18-1 AWG copper only, integral pressure plate with separate spade connection, 35mm DIN rail or panel mount. Package of 2. | Stock | 273 | 284
CH60J1 | Bussmann modular fuse holder, accepts J fuses, 60A, 600 VAC/VDC or less, 1-pole, 18-1 AWG copper only, integral pressure plate with separate spade connection, 35mm DIN rail or panel mount. Package of 6. | Stock | 241 | 251
CH60J1I | Bussmann modular fuse holder, with indicator, accepts J fuses, 60A, 600 VAC/VDC or less, 1-pole, 18-1 AWG copper only, integral pressure plate with separate spade connection, 35mm DIN rail or panel mount. Package of 6. | Stock | 270 | 281
CH60J2 | Bussmann modular fuse holder, accepts J fuses, 60A, 600 VAC/VDC or less, 2-pole, 18-1 AWG copper only, integral pressure plate with separate spade connection, 35mm DIN rail or panel mount. Package of 3. | Stock | 282 | 293
CH60J2I | Bussmann modular fuse holder, with indicator, accepts J fuses, 60A, 600 VAC/VDC or less, 2-pole, 18-1 AWG copper only, integral pressure plate with separate spade connection, 35mm DIN rail or panel mount. Package of 3. | Stock | 336 | 349
CH60J3 | Bussmann modular fuse holder, accepts J fuses, 60A, 600 VAC/VDC or less, 3-pole, 18-1 AWG copper only, integral pressure plate with separate spade connection, 35mm DIN rail or panel mount. Package of 2. | Stock | 286 | 297
CH60J3I | Bussmann modular fuse holder, with indicator, accepts J fuses, 60A, 600 VAC/VDC or less, 3-pole, 18-1 AWG copper only, integral pressure plate with separate spade connection, 35mm DIN rail or panel mount. Package of 2. | Stock | 308 | 320
CHKO10104 | Hammond enclosure, NEMA 1, 10 x 10 x 4in (HxWxD), wall mount, with knockouts, carbon steel, ANSI 61 gray, powder coat finish, single-door, 1/4-turn flush-mounted latch. | Stock | 23.5 | 25
CHKO10106 | Hammond enclosure, NEMA 1, 10 x 10 x 6in (HxWxD), wall mount, with knockouts, carbon steel, ANSI 61 gray, powder coat finish, single-door, 1/4-turn flush-mounted latch. | Stock | 29 | 31
CHKO1084 | Hammond enclosure, NEMA 1, 10 x 8 x 4in (HxWxD), wall mount, with knockouts, carbon steel, ANSI 61 gray, powder coat finish, single-door, 1/4-turn flush-mounted latch. | Stock | 21.5 | 23
CHKO1086 | Hammond enclosure, NEMA 1, 10 x 8 x 6in (HxWxD), wall mount, with knockouts, carbon steel, ANSI 61 gray, powder coat finish, single-door, 1/4-turn flush-mounted latch. | Stock | 25.5 | 27.5
CHKO12104 | Hammond enclosure, NEMA 1, 12 x 10 x 4in (HxWxD), wall mount, with knockouts, carbon steel, ANSI 61 gray, powder coat finish, single-door, 1/4-turn flush-mounted latch. | Stock | 29.5 | 32
CHKO12106 | Hammond enclosure, NEMA 1, 12 x 10 x 6in (HxWxD), wall mount, with knockouts, carbon steel, ANSI 61 gray, powder coat finish, single-door, 1/4-turn flush-mounted latch. | Stock | 37 | 39.5
CHKO12124 | Hammond enclosure, NEMA 1, 12 x 12 x 4in (HxWxD), wall mount, with knockouts, carbon steel, ANSI 61 gray, powder coat finish, single-door, 1/4-turn flush-mounted latch. | Stock | 28.5 | 30.5
CHKO12126 | Hammond enclosure, NEMA 1, 12 x 12 x 6in (HxWxD), wall mount, with knockouts, carbon steel, ANSI 61 gray, powder coat finish, single-door, 1/4-turn flush-mounted latch. | Stock | 35.5 | 38
CHKO1284 | Hammond enclosure, NEMA 1, 12 x 8 x 4in (HxWxD), wall mount, with knockouts, carbon steel, ANSI 61 gray, powder coat finish, single-door, 1/4-turn flush-mounted latch. | Stock | 24.5 | 26.5
CHKO16124 | Hammond enclosure, NEMA 1, 16 x 12 x 4in (HxWxD), wall mount, with knockouts, carbon steel, ANSI 61 gray, powder coat finish, single-door, 1/4-turn flush-mounted latch. | Stock | 35.5 | 38
CHKO16126 | Hammond enclosure, NEMA 1, 16 x 12 x 6in (HxWxD), wall mount, with knockouts, carbon steel, ANSI 61 gray, powder coat finish, single-door, 1/4-turn flush-mounted latch. | Stock | 44.5 | 48
CHKO16166 | Hammond enclosure, NEMA 1, 16 x 16 x 6in (HxWxD), wall mount, with knockouts, carbon steel, ANSI 61 gray, powder coat finish, single-door, 1/4-turn flush-mounted latch. | Stock | 50 | 54
CHKO18124 | Hammond enclosure, NEMA 1, 18 x 12 x 4in (HxWxD), wall mount, with knockouts, carbon steel, ANSI 61 gray, powder coat finish, single-door, 1/4-turn flush-mounted latch. | Stock | 43 | 46
CHKO18126 | Hammond enclosure, NEMA 1, 18 x 12 x 6in (HxWxD), wall mount, with knockouts, carbon steel, ANSI 61 gray, powder coat finish, single-door, 1/4-turn flush-mounted latch. | Stock | 50 | 54
CHKO18186 | Hammond enclosure, NEMA 1, 18 x 18 x 6in (HxWxD), wall mount, with knockouts, carbon steel, ANSI 61 gray, powder coat finish, single-door, 1/4-turn flush-mounted latch. | Stock | 63 | 68
CHKO24186 | Hammond enclosure, NEMA 1, 24 x 18 x 6in (HxWxD), wall mount, with knockouts, carbon steel, ANSI 61 gray, powder coat finish, single-door, 1/4-turn flush-mounted latch. | Stock | 117 | 125
CHKO24246 | Hammond enclosure, NEMA 1, 24 x 24 x 6in (HxWxD), wall mount, with knockouts, carbon steel, ANSI 61 gray, powder coat finish, single-door, 1/4-turn flush-mounted latch. | Stock | 145 | 155
CHKO30246 | Hammond enclosure, NEMA 1, 30 x 24 x 6in (HxWxD), wall mount, with knockouts, carbon steel, ANSI 61 gray, powder coat finish, single-door, 1/4-turn flush-mounted latch. | Stock | 174 | 186
CHKO36246 | Hammond enclosure, NEMA 1, 36 x 24 x 6in (HxWxD), wall mount, with knockouts, carbon steel, ANSI 61 gray, powder coat finish, single-door, 1/4-turn flush-mounted latch. | Stock | 202 | 217
CHKO36248 | Hammond enclosure, NEMA 1, 36 x 24 x 8in (HxWxD), wall mount, with knockouts, carbon steel, ANSI 61 gray, powder coat finish, single-door, 1/4-turn flush-mounted latch. | Stock | 217 | 233
CHKO644 | Hammond enclosure, NEMA 1, 6 x 4 x 4in (HxWxD), wall mount, with knockouts, carbon steel, ANSI 61 gray, powder coat finish, single-door, 1/4-turn flush-mounted latch. | Stock | 11.75 | 12.5
CHKO663 | Hammond enclosure, NEMA 1, 6 x 6 x 3.5in (HxWxD), wall mount, with knockouts, carbon steel, ANSI 61 gray, powder coat finish, single-door, 1/4-turn flush-mounted latch. | Stock | 12.75 | 13.75
CHKO664 | Hammond enclosure, NEMA 1, 6 x 6 x 4in (HxWxD), wall mount, with knockouts, carbon steel, ANSI 61 gray, powder coat finish, single-door, 1/4-turn flush-mounted latch. | Stock | 12 | 13
CHKO666 | Hammond enclosure, NEMA 1, 6 x 6 x 6in (HxWxD), wall mount, with knockouts, carbon steel, ANSI 61 gray, powder coat finish, single-door, 1/4-turn flush-mounted latch. | Stock | 16.25 | 17.5
CHKO864 | Hammond enclosure, NEMA 1, 8 x 6 x 4in (HxWxD), wall mount, with knockouts, carbon steel, ANSI 61 gray, powder coat finish, single-door, 1/4-turn flush-mounted latch. | Stock | 15 | 16
CHKO884 | Hammond enclosure, NEMA 1, 8 x 8 x 4in (HxWxD), wall mount, with knockouts, carbon steel, ANSI 61 gray, powder coat finish, single-door, 1/4-turn flush-mounted latch. | Stock | 17.25 | 18.25
CHKO886 | Hammond enclosure, NEMA 1, 8 x 8 x 6in (HxWxD), wall mount, with knockouts, carbon steel, ANSI 61 gray, powder coat finish, single-door, 1/4-turn flush-mounted latch. | Stock | 24.5 | 26
CHSC-AL-1 | ProSense general purpose screw cover connection head, 1/2in female NPT probe connection, 3/4in female NPT conduit opening, maximum temperature rating of 825 deg F (440 deg C), die-cast aluminum, NEMA 4X, IP66. | Stock | 16.5 | 17
CHT1-158B-30 | Captron capacitive pushbutton sensor switch, IP69K, 22mm, static, stainless steel bezel, manual LED control, Operator: white, 40mm. Requires 5-pin female M8 cable. | Stock | 96 | 100
CHT1-158B-30-CPM20 | Captron capacitive pushbutton sensor switch, IP69K, 22mm, static, stainless steel bezel, manual LED control, Operator: white, 28.5mm. Requires 5-pin female M8 cable. | Stock | 96 | 100
CHT1-158P-30 | Captron capacitive pushbutton sensor switch, IP69K, 22mm, static, stainless steel bezel, semi-automatic LED control, Operator: white, 40mm. Requires 4-pin female M8 cable. | Stock | 79 | 82
CHT1-158P-30-CPM20 | Captron capacitive pushbutton sensor switch, IP69K, 22mm, static, stainless steel bezel, semi-automatic LED control, Operator: white, 28.5mm. Requires 4-pin female M8 cable. | Stock | 79 | 82
CHT1-159B-29 | Captron capacitive pushbutton sensor switch, IP69K, 22mm, static, aluminum bezel, manual LED control, Operator: white, 28.5mm, operator text "START", green. Requires 5-pin female M8 cable. | Stock | 79 | 82
CHT1-159B-30 | Captron capacitive pushbutton sensor switch, IP69K, 22mm, static, aluminum bezel, manual LED control, Operator: white, 28.5mm. Requires 5-pin female M8 cable. | Stock | 79 | 82
CHT1-159P-29 | Captron capacitive pushbutton sensor switch, IP69K, 22mm, static, aluminum bezel, semi-automatic LED control, Operator: white, 28.5mm, operator text "START", green. Requires 4-pin female M8 cable. | Stock | 59 | 61
CHT1-159P-30 | Captron capacitive pushbutton sensor switch, IP69K, 22mm, static, aluminum bezel, semi-automatic LED control, Operator: white, 28.5mm. Requires 4-pin female M8 cable. | Stock | 64 | 67
CHT12-159B-30 | Captron capacitive pushbutton sensor switch, IP69K, 22mm, toggle, aluminum bezel, manual LED control, Operator: white, 28.5mm. Requires 5-pin female M8 cable. | Stock | 86 | 89
CHT12-159B-64 | Captron capacitive pushbutton sensor switch, IP69K, 22mm, toggle, aluminum bezel, manual LED control, Operator: white, 28.5mm, operator text "START/STOP", green and red. Requires 5-pin female M8 cable. | Stock | 86 | 89
CHT12-159P-30 | Captron capacitive pushbutton sensor switch, IP69K, 22mm, toggle, aluminum bezel, semi-automatic LED control, Operator: white, 28.5mm. Requires 4-pin female M8 cable. | Stock | 75 | 78
CHT12-159P-64 | Captron capacitive pushbutton sensor switch, IP69K, 22mm, toggle, aluminum bezel, semi-automatic LED control, Operator: white, 28.5mm, operator text "START/STOP", green and red. Requires 4-pin female M8 cable. | Stock | 75 | 78
CHT3-15XB-29-TGSR | Captron capacitive pushbutton sensor switch, IP69K, 50mm, dynamic, polycarbonate bezel, manual LED control, Operator: white, 88mm, operator text "START", green. Requires 5-pin female M8 cable and AR3 cover ring. | Stock | 118 | 123
CHT3-15XB-29-TGSRS | Captron capacitive pushbutton sensor switch, IP69K, 50mm, static, polycarbonate bezel, manual LED control, Operator: white, 88mm, operator text "START", green. Requires 5-pin female M8 cable and AR3 cover ring. | Stock | 118 | 123
CHT3-15XB-30-TGSR | Captron capacitive pushbutton sensor switch, IP69K, 50mm, dynamic, polycarbonate bezel, manual LED control, Operator: white, 88mm. Requires 5-pin female M8 cable and AR3 cover ring. | Stock | 118 | 123
CHT3-15XB-30-TGSRS | Captron capacitive pushbutton sensor switch, IP69K, 50mm, static, polycarbonate bezel, manual LED control, Operator: white, 88mm. Requires 5-pin female M8 cable and AR3 cover ring. | Stock | 118 | 123
CHT3-15XB-H-TGSR | Captron capacitive pushbutton sensor switch, IP69K, 50mm, dynamic, polycarbonate bezel, manual LED control, Operator: white, 88mm, operator text "hand symbol", green. Requires 5-pin female M8 cable and AR3 cover ring. | Stock | 118 | 123
CHT3-15XB-H-TGSRS | Captron capacitive pushbutton sensor switch, IP69K, 50mm, static, polycarbonate bezel, manual LED control, Operator: white, 88mm, operator text "hand symbol", green. Requires 5-pin female M8 cable and AR3 cover ring. | Stock | 118 | 123
CHT3-15XP-29-TGSR | Captron capacitive pushbutton sensor switch, IP69K, 50mm, dynamic, polycarbonate bezel, semi-automatic LED control, Operator: white, 88mm, operator text "START", green. Requires 4-pin female M8 cable and AR3 cover ring. | Stock | 109 | 113
CHT3-15XP-29-TGSRS | Captron capacitive pushbutton sensor switch, IP69K, 50mm, static, polycarbonate bezel, semi-automatic LED control, Operator: white, 88mm, operator text "START", green. Requires 4-pin female M8 cable and AR3 cover ring. | Stock | 109 | 113
CHT3-15XP-30-TGSR | Captron capacitive pushbutton sensor switch, IP69K, 50mm, dynamic, polycarbonate bezel, semi-automatic LED control, Operator: white, 88mm. Requires 4-pin female M8 cable and AR3 cover ring. | Stock | 109 | 113
CHT3-15XP-30-TGSRS | Captron capacitive pushbutton sensor switch, IP69K, 50mm, static, polycarbonate bezel, semi-automatic LED control, Operator: white, 88mm. Requires 4-pin female M8 cable and AR3 cover ring. | Stock | 109 | 113
CHT3-15XP-H-TGSR | Captron capacitive pushbutton sensor switch, IP69K, 50mm, dynamic, polycarbonate bezel, semi-automatic LED control, Operator: white, 88mm, operator text "hand symbol", green. Requires 4-pin female M8 cable and AR3 cover ring. | Stock | 109 | 113
CHT3-15XP-H-TGSRS | Captron capacitive pushbutton sensor switch, IP69K, 50mm, static, polycarbonate bezel, semi-automatic LED control, Operator: white, 88mm, operator text "hand symbol", green. Requires 4-pin female M8 cable and AR3 cover ring. | Stock | 109 | 113
CHT3-456B-29-TGSR | Captron capacitive pushbutton sensor switch, IP69K, 22mm, dynamic, Delrin bezel, manual LED control, Operator: white, 60mm, operator text "START", green. Requires 5-pin female M8 cable. | Stock | 132 | 137
CHT3-456B-29-TGSRS | Captron capacitive pushbutton sensor switch, IP69K, 22mm, static, Delrin bezel, manual LED control, Operator: white, 60mm, operator text "START", green. Requires 5-pin female M8 cable. | Stock | 132 | 137
CHT3-456B-30-TGSR | Captron capacitive pushbutton sensor switch, IP69K, 22mm, dynamic, Delrin bezel, manual LED control, Operator: white, 60mm. Requires 5-pin female M8 cable. | Stock | 132 | 137
CHT3-456B-30-TGSRS | Captron capacitive pushbutton sensor switch, IP69K, 22mm, static, Delrin bezel, manual LED control, Operator: white, 60mm. Requires 5-pin female M8 cable. | Stock | 132 | 137
CHT3-456B-H-TGSR | Captron capacitive pushbutton sensor switch, IP69K, 22mm, dynamic, Delrin bezel, manual LED control, Operator: white, 60mm, operator text "hand symbol", green. Requires 5-pin female M8 cable. | Stock | 132 | 137
CHT3-456B-H-TGSRS | Captron capacitive pushbutton sensor switch, IP69K, 22mm, static, Delrin bezel, manual LED control, Operator: white, 60mm, operator text "hand symbol", green. Requires 5-pin female M8 cable. | Stock | 132 | 137
CHT3-456P-29-TGSR | Captron capacitive pushbutton sensor switch, IP69K, 22mm, dynamic, Delrin bezel, semi-automatic LED control, Operator: white, 60mm, operator text "START", green. Requires 4-pin female M8 cable. | Stock | 114 | 119
CHT3-456P-29-TGSRS | Captron capacitive pushbutton sensor switch, IP69K, 22mm, static, Delrin bezel, semi-automatic LED control, Operator: white, 60mm, operator text "START", green. Requires 4-pin female M8 cable. | Stock | 114 | 119
CHT3-456P-30-TGSR | Captron capacitive pushbutton sensor switch, IP69K, 22mm, dynamic, Delrin bezel, semi-automatic LED control, Operator: white, 60mm. Requires 4-pin female M8 cable. | Stock | 114 | 119
CHT3-456P-30-TGSRS | Captron capacitive pushbutton sensor switch, IP69K, 22mm, static, Delrin bezel, semi-automatic LED control, Operator: white, 60mm. Requires 4-pin female M8 cable. | Stock | 114 | 119
CHT3-456P-H-TGSR | Captron capacitive pushbutton sensor switch, IP69K, 22mm, dynamic, Delrin bezel, semi-automatic LED control, Operator: white, 60mm, operator text "hand symbol", green. Requires 4-pin female M8 cable. | Stock | 114 | 119
CHT3-456P-H-TGSRS | Captron capacitive pushbutton sensor switch, IP69K, 22mm, static, Delrin bezel, semi-automatic LED control, Operator: white, 60mm, operator text "hand symbol", green. Requires 4-pin female M8 cable. | Stock | 114 | 119
CHT4-25XB-29-TGSR | Captron capacitive pushbutton sensor switch, IP69K, 60mm, dynamic, polycarbonate bezel, manual LED control, Operator: white, 100mm, operator text "START", green. Requires 5-pin female M8 cable and AR4 cover ring. | Stock | 151 | 157
CHT4-25XB-30-TGSR | Captron capacitive pushbutton sensor switch, IP69K, 60mm, dynamic, polycarbonate bezel, manual LED control, Operator: white, 100mm. Requires 5-pin female M8 cable and AR4 cover ring. | Stock | 151 | 157
CHT4-25XB-H-TGSR | Captron capacitive pushbutton sensor switch, IP69K, 60mm, dynamic, polycarbonate bezel, manual LED control, Operator: white, 100mm, operator text "hand symbol", green. Requires 5-pin female M8 cable and AR4 cover ring. | Stock | 151 | 157
CHT4-25XP-29-TGSR | Captron capacitive pushbutton sensor switch, IP69K, 60mm, dynamic, polycarbonate bezel, semi-automatic LED control, Operator: white, 100mm, operator text "START", green. Requires 4-pin female M8 cable and AR4 cover ring. | Stock | 118 | 123
CHT4-25XP-30-TGSR | Captron capacitive pushbutton sensor switch, IP69K, 60mm, dynamic, polycarbonate bezel, semi-automatic LED control, Operator: white, 100mm. Requires 4-pin female M8 cable and AR4 cover ring. | Stock | 118 | 123
CHT4-25XP-H-TGSR | Captron capacitive pushbutton sensor switch, IP69K, 60mm, dynamic, polycarbonate bezel, semi-automatic LED control, Operator: white, 100mm, operator text "hand symbol", green. Requires 4-pin female M8 cable and AR4 cover ring. | Stock | 118 | 123
CHTB-2 | ProSense terminal base, (2) brass terminals with stainless steel screws, ceramic. For use with ProSense temperature probe connection heads. | Stock | 4.5 | 4.75
CHTB-3 | ProSense terminal base, (3) brass terminals with stainless steel screws, ceramic. For use with ProSense temperature probe connection heads. | Stock | 5.5 | 5.75
CK1-00-2H | AutomationDirect capacitive proximity sensor, tubular, 18mm diameter x 87mm body, polybutylene terephthalate housing, NPN/PNP, N.O./N.C. selectable output, 12mm sensing distance, non-flush, 10 Hz switching frequency, IP65 IP67, 4-pin M12 quick-disconnect. | Stock | 86 | 92
CK2-AP-1H | AutomationDirect capacitive proximity sensor, tubular, 18mm diameter x 92.5mm body, polybutylene terephthalate housing, PNP, N.O. output, 8mm sensing distance, flush, 30 Hz switching frequency, IP65 IP67 IP69K, 4-pin M12 quick-disconnect. | Stock | 59 | 63
CK2-AP-2H | AutomationDirect capacitive proximity sensor, tubular, 18mm diameter x 92.5mm body, polybutylene terephthalate housing, PNP, N.O. output, 15mm sensing distance, non-flush, 30 Hz switching frequency, IP65 IP67 IP69K, 4-pin M12 quick-disconnect. | Stock | 59 | 63
CK2-CP-1H | AutomationDirect capacitive proximity sensor, tubular, 18mm diameter x 92.5mm body, polybutylene terephthalate housing, PNP, N.C. output, 8mm sensing distance, flush, 30 Hz switching frequency, IP65 IP67 IP69K, 4-pin M12 quick-disconnect. | Stock | 59 | 63
CK2-CP-2H | AutomationDirect capacitive proximity sensor, tubular, 18mm diameter x 92.5mm body, polybutylene terephthalate housing, PNP, N.C. output, 15mm sensing distance, non-flush, 30 Hz switching frequency, IP65 IP67 IP69K, 4-pin M12 quick-disconnect. | Stock | 59 | 63
CL-1515 | Iboco wire retainers, fastens to duct with integral twist fasteners. Package of 40. For use with 1.5x1.5in duct. | Stock | 58 | 63
CL-1522 | Iboco wire retainers, fastens to duct with integral twist fasteners. Package of 40. For use with 1.5x2.25in duct. | Stock | 62 | 67
CL-1530 | Iboco wire retainers, fastens to duct with integral twist fasteners. Package of 20. For use with 1.5x3in duct. | Stock | 35.5 | 38.5
CL-2215 | Iboco wire retainers, fastens to duct with integral twist fasteners. Package of 40. For use with 2.25x1.5in duct. | Stock | 68 | 73
CL-2222 | Iboco wire retainers, fastens to duct with integral twist fasteners. Package of 20. For use with 2.25x2.25in duct. | Stock | 38.5 | 41.5
CL-2230 | Iboco wire retainers, fastens to duct with integral twist fasteners. Package of 20. For use with 2.25x3in duct. | Stock | 38.5 | 42
CL-2240 | Iboco wire retainers, fastens to duct with integral twist fasteners. Package of 20. For use with 2.25x4in duct. | Stock | 43.5 | 47
CL-3022 | Iboco wire retainers, fastens to duct with integral twist fasteners. Package of 10. For use with 3x2.25in duct. | Stock | 23.5 | 25.5
CL-3030 | Iboco wire retainers, fastens to duct with integral twist fasteners. Package of 10. For use with 3x3in duct. | Stock | 27 | 29
CL-3040 | Iboco wire retainers, fastens to duct with integral twist fasteners. Package of 10. For use with 3x4in duct. | Stock | 27 | 29
CL-4022 | Iboco wire retainers, fastens to duct with integral twist fasteners. Package of 10. For use with 4x2.25in duct. | Stock | 29.5 | 32
CL-4030 | Iboco wire retainers, fastens to duct with integral twist fasteners. Package of 10. For use with 4x3in duct. | Stock | 27 | 29
CL-4040 | Iboco wire retainers, fastens to duct with integral twist fasteners. Package of 5. For use with 4x4in duct. | Stock | 18 | 19.5
CL-6040 | Iboco wire retainers, fastens to duct with integral twist fasteners. Package of 5. For use with 6x4in duct. | Stock | 22.5 | 24.5
CLB190BK | Hammond cable lacing bar, 19in rack width, round, carbon steel, black, powder coat finish. Package of 10. | from vendor up to 15 business days | 58 | 59
CLB192BK | Hammond cable lacing bar, 19in rack width, round, 2.00in offset, 75 degrees offset angle, carbon steel, black, powder coat finish. Package of 10. | from vendor up to 15 business days | 73 | 75
CLB194BK | Hammond cable lacing bar, 19in rack width, round, 4.00in offset, 75 degrees offset angle, carbon steel, black, powder coat finish. Package of 10. | Stock | 80 | 82
CLC1-D-120 | ProSense remote level controller, tank drain, (2) conductive level probes and (1) common probe input, (1) SPDT latching relay, fixed 1 second time delay output, 120 VAC operating voltage. | Stock | 49
CLC1-D-24 | ProSense remote level controller, tank drain, (2) conductive level probes and (1) common probe input, (1) SPDT latching relay, fixed 1 second time delay output, 24 VAC operating voltage. | Stock | 49
CLC1-D-240 | ProSense remote level controller, tank drain, (2) conductive level probes and (1) common probe input, (1) SPDT latching relay, fixed 1 second time delay output, 240 VAC operating voltage. | Stock | 49
CLC1-F-120 | ProSense remote level controller, tank fill, (2) conductive level probes and (1) common probe input, (1) SPDT latching relay, fixed 1 second time delay output, 120 VAC operating voltage. | Stock | 49
CLC1-F-24 | ProSense remote level controller, tank fill, (2) conductive level probes and (1) common probe input, (1) SPDT latching relay, fixed 1 second time delay output, 24 VAC operating voltage. | Stock | 49
CLC1-F-240 | ProSense remote level controller, tank fill, (2) conductive level probes and (1) common probe input, (1) SPDT latching relay, fixed 1 second time delay output, 240 VAC operating voltage. | Stock | 49
CLC-ACC1 | ProSense electrical connector, for use with ProSense GWR level sensing probes. | Stock | 4
CLK-001 | Patlite rear bracket, replacement. For use with CLK series LED light bars. | Stock | 18.5 | 19
CLK013-KIT2F | Quadritalia mounting clips, package of 12. M6 hex nut and gasket included. | Stock | 31 | 42
CLK3C-24AG-CD | Patlite LED light bar, 300mm length, 24 VDC operating voltage, daylight white, bracket mount, 4-pin M12 quick-disconnect, aluminum body, IP66, IP67 and IP69K. Mounting bracket included. | Stock | 209 | 217
CLK3CL-24AG-CD | Patlite LED light bar, 300mm length, 24 VDC operating voltage, daylight white, bracket mount, (1) 4-pin M12 female and (1) 4-pin M12 male, aluminum body, IP66, IP67 and IP69K. Mounting bracket included. | Stock | 256 | 266
CLK6C-24AG-CD | Patlite LED light bar, 600mm length, 24 VDC operating voltage, daylight white, bracket mount, 4-pin M12 quick-disconnect, aluminum body, IP66, IP67 and IP69K. Mounting bracket included. | Stock | 356 | 370
CLK6CL-24AG-CD | Patlite LED light bar, 600mm length, 24 VDC operating voltage, daylight white, bracket mount, (1) 4-pin M12 female and (1) 4-pin M12 male, aluminum body, IP66, IP67 and IP69K. Mounting bracket included. | Stock | 403 | 419
CLPKIT1032-10 | Hammond rack mounting screw, #10-32 UNF x 0.625in, #2 Phillips truss head, carbon steel, black oxide finish. Package of 10. Black nylon washer and zinc-plated clip nut included. | Stock | 11.75 | 12
CLPKIT1032-100 | Hammond rack mounting screw, #10-32 UNF x 0.625in, #2 Phillips truss head, carbon steel, black oxide finish. Package of 100. Black nylon washer and zinc-plated clip nut included. | Stock | 41.5 | 42.5
CLPKIT1032-25 | Hammond rack mounting screw, #10-32 UNF x 0.625in, #2 Phillips truss head, carbon steel, black oxide finish. Package of 25. Black nylon washer and zinc-plated clip nut included. | Stock | 16.5 | 16.75
CLPKIT1032-50 | Hammond rack mounting screw, #10-32 UNF x 0.625in, #2 Phillips truss head, carbon steel, black oxide finish. Package of 50. Black nylon washer and zinc-plated clip nut included. | Stock | 29.5 | 30.5
CLT.10.2110R | SapiSelco CLICK Tie series low temperature beaded releasable cable tie, 4.65in length, 0.13in width, 15.73lb tensile strength, 1.02in maximum bundle diameter, red, low-density polyethylene (LDPE). Package of 100. | Stock | 2.5
CLT.10.2116R | SapiSelco CLICK Tie series low temperature beaded releasable cable tie, 9.37in length, 0.16in width, 30.34lb tensile strength, 2.4in maximum bundle diameter, red, low-density polyethylene (LDPE). Package of 100. | Stock | 5.5 | 5.75
CLT.10.2129R | SapiSelco CLICK Tie series low temperature beaded releasable cable tie, 12.52in length, 0.17in width, 34.84lb tensile strength, 3.26in maximum bundle diameter, red, low-density polyethylene (LDPE). Package of 100. | Stock | 7.5 | 7.75
CLT.10.2149R | SapiSelco CLICK Tie series low temperature beaded releasable cable tie, 19.53in length, 0.22in width, 61.82lb tensile strength, 5.51in maximum bundle diameter, red, low-density polyethylene (LDPE). Package of 100. | Stock | 17.25 | 18
CLT.10.2157 | SapiSelco CLICK Tie series low temperature beaded releasable cable tie, 25.31in length, 0.22in width, 61.82lb tensile strength, 7.08in maximum bundle diameter, red, low-density polyethylene (LDPE). Package of 100. | Stock | 28.5 | 29.5
CLT32MPW40 | WEG Electric current limiter, 35mm DIN rail mount. For use with MPW40 series manual motor protectors. | Stock | 39.5 | 45
CM1-AP-1H | AutomationDirect capacitive proximity sensor, tubular, 12mm diameter x 59.8mm body, stainless steel housing, PNP, N.O. output, 6mm sensing distance, flush, 50 Hz switching frequency, IP65, 4-pin M12 quick-disconnect. | Stock | 82 | 88
CM1-AP-2H | AutomationDirect capacitive proximity sensor, tubular, 12mm diameter x 61.2mm body, stainless steel housing, PNP, N.O. output, 12mm sensing distance, non-flush, 50 Hz switching frequency, IP65, 4-pin M12 quick-disconnect. | Stock | 82 | 88
CMC-138005 | IDEM safety switch set, non-contact coded magnetic, (2) N.C. safety output(s), (1) N.O. monitoring output(s), 316 stainless steel housing, 83 x 20mm, pigtail, 6.5ft/2m cable length. | Stock | 153 | 168
CMC-138006 | IDEM safety switch set, non-contact coded magnetic, (2) N.C. safety output(s), (1) N.O. monitoring output(s), 316 stainless steel housing, 83 x 20mm, pigtail, 16.4ft/5m cable length. | Stock | 162 | 176
CMC-138008 | IDEM safety switch set, non-contact coded magnetic, (2) N.C. safety output(s), (1) N.O. monitoring output(s), 316 stainless steel housing, 83 x 20mm, 8-pin M12 quick-disconnect, 9.8in/250mm cable length. | Stock | 183 | 196
CMC-F-135006 | IDEM safety switch set, non-contact coded magnetic, rear mount, (2) N.C. safety output(s), (1) N.O. monitoring output(s), 316 stainless steel housing, 83 x 20mm, pigtail, 16.4ft/5m cable length. | Stock | 162 | 176
CML1-158-30 | Captron LED indicating light, permanent light function, IP69K, 22mm, red/yellow/green/blue/white/orange/violet, 40mm, round, plastic base, stainless steel bezel, 24 VDC, full voltage. Purchase cable separately. | Stock | 68 | 71
CML1-159-30 | Captron LED indicating light, permanent light function, IP69K, 22mm, red/yellow/green/blue/white/orange/violet, 28mm, round, plastic base, aluminum bezel, 24 VDC, full voltage. Purchase cable separately. | Stock | 45 | 47
CMR-138024 | IDEM safety switch set, non-contact magnetic, (1) N.C. safety output(s), (1) N.O. monitoring output(s), 316 stainless steel housing, 83 x 20mm, 8-pin M12 quick-disconnect, 9.8in/250mm cable length. | Stock | 196 | 208
CMR-138030 | IDEM safety switch set, non-contact magnetic, (1) N.C. safety output(s), (1) N.O. monitoring output(s), 316 stainless steel housing, 83 x 20mm, pigtail, 16.4ft/5m cable length. | Stock | 153 | 168
CMR-138031 | IDEM safety switch set, non-contact magnetic, (1) N.C. safety output(s), (1) N.O. monitoring output(s), 316 stainless steel housing, 83 x 20mm, pigtail, 32.8ft/10m cable length. | Stock | 168 | 182
CMR3BK1 | Hammond rail mounting cable ring, 1U, 1.75x3.00x3.50in, carbon steel, black, powder coat finish. | Stock | 13.25 | 13.5
CMRB | Hammond vertical cable tie-down bracket, 1U, 1.75in, carbon steel, black, powder coat finish. Package of 1. | Stock | 11.75 | 12
CMRBK1 | Hammond rail mounting cable ring, 1U, 1.75x1.25x3.50in, carbon steel, black, powder coat finish. | Stock | 10.25 | 10.5
CMRC34BK1 | Hammond vertical cable ring, 1U, 1.50x3.00x4.00in, carbon steel, black, powder coat finish. | Stock | 22 | 22.5
CMR-F-135030 | IDEM safety switch set, non-contact magnetic, rear mount, (1) N.C. safety output(s), (1) N.O. monitoring output(s), 316 stainless steel housing, 83 x 20mm, pigtail, 16.4ft/5m cable length. | Stock | 153 | 168
CMV-A1L-1A | NITRA solenoid valve, double compact modular, 3-way, 2-position, 2 N.C., single solenoid spring return, reinforced technopolymer body, IP65, locking manual override, (2) 5/32in (4mm) push-to-connect tubing outlet(s), Cv=0.2, 24 VDC. | Stock | 113 | 118
CMV-A1L-2A | NITRA solenoid valve, double compact modular, 3-way, 2-position, 2 N.C., single solenoid spring return, reinforced technopolymer body, IP65, locking manual override, (2) 1/4in push-to-connect tubing outlet(s), Cv=0.5, 24 VDC. | Stock | 115 | 120
CMV-A1L-3A | NITRA solenoid valve, double compact modular, 3-way, 2-position, 2 N.C., single solenoid spring return, reinforced technopolymer body, IP65, locking manual override, (2) 5/16in (8mm) push-to-connect tubing outlet(s), Cv=0.65, 24 VDC. | Stock | 118 | 123
CMV-A1L-3B | NITRA solenoid valve, double compact modular, 3-way, 2-position, 2 N.C., single solenoid spring return, reinforced technopolymer body, IP65, locking manual override, (2) 5/16in (8mm) push-to-connect tubing outlet(s), Cv=1, 24 VDC. | Stock | 171 | 178
CMV-A1L-4A | NITRA solenoid valve, double compact modular, 3-way, 2-position, 2 N.C., single solenoid spring return, reinforced technopolymer body, IP65, locking manual override, (2) 3/8in push-to-connect tubing outlet(s), Cv=1.2, 24 VDC. | Stock | 166 | 173
CMV-A2L-1A | NITRA solenoid valve, double compact modular, 3-way, 2-position, 2 N.O., single solenoid spring return, reinforced technopolymer body, IP65, locking manual override, (2) 5/32in (4mm) push-to-connect tubing outlet(s), Cv=0.2, 24 VDC. | Stock | 113 | 118
CMV-A2L-2A | NITRA solenoid valve, double compact modular, 3-way, 2-position, 2 N.O., single solenoid spring return, reinforced technopolymer body, IP65, locking manual override, (2) 1/4in push-to-connect tubing outlet(s), Cv=0.5, 24 VDC. | Stock | 115 | 120
CMV-A2L-3A | NITRA solenoid valve, double compact modular, 3-way, 2-position, 2 N.O., single solenoid spring return, reinforced technopolymer body, IP65, locking manual override, (2) 5/16in (8mm) push-to-connect tubing outlet(s), Cv=0.65, 24 VDC. | Stock | 118 | 123
CMV-A2L-3B | NITRA solenoid valve, double compact modular, 3-way, 2-position, 2 N.O., single solenoid spring return, reinforced technopolymer body, IP65, locking manual override, (2) 5/16in (8mm) push-to-connect tubing outlet(s), Cv=1, 24 VDC. | Stock | 171 | 178
CMV-A2L-4A | NITRA solenoid valve, double compact modular, 3-way, 2-position, 2 N.O., single solenoid spring return, reinforced technopolymer body, IP65, locking manual override, (2) 3/8in push-to-connect tubing outlet(s), Cv=1.2, 24 VDC. | Stock | 166 | 173
CMV-A3L-1A | NITRA solenoid valve, double compact modular, 3-way, 2-position, 1 N.C. / 1 N.O., single solenoid spring return, reinforced technopolymer body, IP65, locking manual override, (2) 5/32in (4mm) push-to-connect tubing outlet(s), Cv=0.2, 24 VDC. | Stock | 113 | 118
CMV-A3L-2A | NITRA solenoid valve, double compact modular, 3-way, 2-position, 1 N.C. / 1 N.O., single solenoid spring return, reinforced technopolymer body, IP65, locking manual override, (2) 1/4in push-to-connect tubing outlet(s), Cv=0.5, 24 VDC. | Stock | 115 | 120
CMV-A3L-3A | NITRA solenoid valve, double compact modular, 3-way, 2-position, 1 N.C. / 1 N.O., single solenoid spring return, reinforced technopolymer body, IP65, locking manual override, (2) 5/16in (8mm) push-to-connect tubing outlet(s), Cv=0.65, 24 VDC. | Stock | 118 | 123
CMV-A3L-3B | NITRA solenoid valve, double compact modular, 3-way, 2-position, 1 N.C. / 1 N.O., single solenoid spring return, reinforced technopolymer body, IP65, locking manual override, (2) 5/16in (8mm) push-to-connect tubing outlet(s), Cv=1, 24 VDC. | Stock | 171 | 178
CMV-A3L-4A | NITRA solenoid valve, double compact modular, 3-way, 2-position, 1 N.C. / 1 N.O., single solenoid spring return, reinforced technopolymer body, IP65, locking manual override, (2) 3/8in push-to-connect tubing outlet(s), Cv=1.2, 24 VDC. | Stock | 166 | 173
CMV-ACC01 | NITRA solenoid valve cable, 25-pin female D-sub to pigtail, 45-degree cable entry, 28 AWG, IP65, 3.2ft/1m cable length. For use with CMV series solenoid valves. | Stock | 38 | 39.5
CMV-ACC02 | NITRA solenoid valve cable, 25-pin female D-sub to pigtail, 45-degree cable entry, 28 AWG, IP65, 8.2ft/2.5m cable length. For use with CMV series solenoid valves. | Stock | 50 | 52
CMV-ACC03 | NITRA solenoid valve cable, 25-pin female D-sub to pigtail, 45-degree cable entry, 28 AWG, IP65, 16.4ft/5m cable length. For use with CMV series solenoid valves. | Stock | 70 | 73
CMV-ACC04 | NITRA 35mm DIN rail mounting bracket, for use with CMV series solenoid valves. Mounting screws included. | Stock | 8.5 | 8.75
CMV-ACC06 | NITRA release tool, tube diameters 1/8in through 3/8in. For use with push-to-connect fittings. | Stock | 3
CMV-ACC07 | NITRA release tool, tube diameters 5/32in through 1/2in. For use with push-to-connect fittings. | Stock | 1.5
CMV-ACC08 | NITRA screws, replacement, M4-0.7x5 cone point screw and M4-0.7x34 cone point screw. For use with CMV series solenoid valves. | Stock | 3.5 | 3.75
CMV-ACC09 | NITRA gasket, replacement. Package of 5. For use with CMV series solenoid valves. | Stock | 5.75 | 6
CMV-ACC10 | NITRA molded O-ring, replacement. Package of 5. For use with CMV series solenoid valves. | Stock | 4.5 | 4.75
CMV-ACC11 | NITRA connector, 25-pin female D-sub, 45-degree cable entry, 22-18 AWG, accepts cable diameter size 0.19-0.39in, IP65. For use with CMV series solenoid valves. | Stock | 20.5 | 21.5
CMV-ACC12 | NITRA blank marking tag, replacement. Package of 10. For use with CMV cable connectors. | Stock | 2.75
CMV-B1L-1A | NITRA solenoid valve, compact modular, 5-way, 2-position, single solenoid spring return, reinforced technopolymer body, IP65, locking manual override, (2) 5/32in (4mm) push-to-connect tubing outlet(s), Cv=0.2, 24 VDC. | Stock | 79 | 82
CMV-B1L-2A | NITRA solenoid valve, compact modular, 5-way, 2-position, single solenoid spring return, reinforced technopolymer body, IP65, locking manual override, (2) 1/4in push-to-connect tubing outlet(s), Cv=0.5, 24 VDC. | Stock | 82 | 85
CMV-B1L-3A | NITRA solenoid valve, compact modular, 5-way, 2-position, single solenoid spring return, reinforced technopolymer body, IP65, locking manual override, (2) 5/16in (8mm) push-to-connect tubing outlet(s), Cv=0.65, 24 VDC. | Stock | 85 | 88
CMV-B1L-3B | NITRA solenoid valve, compact modular, 5-way, 2-position, single solenoid spring return, reinforced technopolymer body, IP65, locking manual override, (2) 5/16in (8mm) push-to-connect tubing outlet(s), Cv=1, 24 VDC. | Stock | 136 | 141
CMV-B1L-4A | NITRA solenoid valve, compact modular, 5-way, 2-position, single solenoid spring return, reinforced technopolymer body, IP65, locking manual override, (2) 3/8in push-to-connect tubing outlet(s), Cv=1.2, 24 VDC. | Stock | 136 | 141
CMV-B2L-1A | NITRA solenoid valve, compact modular, 5-way, 2-position, double solenoid, reinforced technopolymer body, IP65, locking manual override, (2) 5/32in (4mm) push-to-connect tubing outlet(s), Cv=0.2, 24 VDC. | Stock | 99 | 103
CMV-B2L-2A | NITRA solenoid valve, compact modular, 5-way, 2-position, double solenoid, reinforced technopolymer body, IP65, locking manual override, (2) 1/4in push-to-connect tubing outlet(s), Cv=0.5, 24 VDC. | Stock | 113 | 118
CMV-B2L-3A | NITRA solenoid valve, compact modular, 5-way, 2-position, double solenoid, reinforced technopolymer body, IP65, locking manual override, (2) 5/16in (8mm) push-to-connect tubing outlet(s), Cv=0.65, 24 VDC. | Stock | 117 | 122
CMV-B2L-3B | NITRA solenoid valve, compact modular, 5-way, 2-position, double solenoid, reinforced technopolymer body, IP65, locking manual override, (2) 5/16in (8mm) push-to-connect tubing outlet(s), Cv=1, 24 VDC. | Stock | 159 | 165
CMV-B2L-4A | NITRA solenoid valve, compact modular, 5-way, 2-position, double solenoid, reinforced technopolymer body, IP65, locking manual override, (2) 3/8in push-to-connect tubing outlet(s), Cv=1.2, 24 VDC. | Stock | 151 | 157
CMV-B3L-1A | NITRA solenoid valve, compact modular, 5-way, 3-position, center closed, double solenoid, reinforced technopolymer body, IP65, locking manual override, (2) 5/32in (4mm) push-to-connect tubing outlet(s), Cv=0.2, 24 VDC. | Stock | 111 | 115
CMV-B3L-2A | NITRA solenoid valve, compact modular, 5-way, 3-position, center closed, double solenoid, reinforced technopolymer body, IP65, locking manual override, (2) 1/4in push-to-connect tubing outlet(s), Cv=0.3, 24 VDC. | Stock | 113 | 118
CMV-B3L-3A | NITRA solenoid valve, compact modular, 5-way, 3-position, center closed, double solenoid, reinforced technopolymer body, IP65, locking manual override, (2) 5/16in (8mm) push-to-connect tubing outlet(s), Cv=0.3, 24 VDC. | Stock | 118 | 123
CMV-B3L-3B | NITRA solenoid valve, compact modular, 5-way, 3-position, center closed, double solenoid, reinforced technopolymer body, IP65, locking manual override, (2) 5/16in (8mm) push-to-connect tubing outlet(s), Cv=0.5, 24 VDC. | Stock | 167 | 174
CMV-B3L-4A | NITRA solenoid valve, compact modular, 5-way, 3-position, center closed, double solenoid, reinforced technopolymer body, IP65, locking manual override, (2) 3/8in push-to-connect tubing outlet(s), Cv=0.5, 24 VDC. | Stock | 161 | 167
CMV-C1X-4X | NITRA pneumatic modular plate, left supply/exhaust end, Cv=12.4, 3/8in push-to-connect tubing inlet(s), 3/8in female NPT exhaust(s), anodized aluminum body, IP65. | Stock | 63 | 66
CMV-C2X-4X | NITRA pneumatic modular plate, left supply/exhaust end, Cv=12.4, (2) 3/8in push-to-connect tubing inlet(s), 3/8in female NPT exhaust(s), 5/32in (4mm) push-to-connect tubing pilot(s), anodized aluminum body, IP65. | Stock | 65 | 68
CMV-C2X-5X | NITRA pneumatic modular plate, left supply/exhaust end, Cv=16.6, (2) 1/2in push-to-connect tubing inlet(s), 3/8in female NPT exhaust(s), 5/32in (4mm) push-to-connect tubing pilot(s), anodized aluminum body, IP65. | Stock | 81 | 84
CMV-C3X-5X | NITRA pneumatic modular plate, right supply/exhaust end, Cv=16.6, (2) 1/2in push-to-connect tubing inlet(s), 3/8in female NPT exhaust(s), anodized aluminum body, IP65. | Stock | 63 | 66
CMV-C4X | NITRA pneumatic modular plate, right blind end, anodized aluminum body, IP65. | Stock | 24.5 | 25.5
CMV-D1X-3X | NITRA pneumatic modular plate, intermediate through, Cv=0.65, 5/16in (8mm) push-to-connect tubing inlet(s), 5/16in (8mm) PTC tubing exhaust(s), reinforced technopolymer body, IP65. | Stock | 58 | 60
CMV-D2X-3X | NITRA pneumatic modular plate, intermediate blind, Cv=0.65, (2) 5/16in (8mm) push-to-connect tubing inlet(s), reinforced technopolymer body, IP65. | Stock | 56 | 58
CMV-D3X-3X | NITRA pneumatic modular plate, intermediate exhaust, Cv=0.65, 5/16in (8mm) PTC tubing exhaust(s), reinforced technopolymer body, IP65. | Stock | 51 | 53
CMV-E1X-4X | NITRA pneumatic EtherNet/IP protocol modular plate, left supply/exhaust end, Cv=12.4, 3/8in push-to-connect tubing inlet(s), 3/8in female NPT exhaust(s), anodized aluminum body, IP65. | Stock | 612 | 636
CMV-E2X-4X | NITRA pneumatic EtherNet/IP protocol modular plate, left supply/exhaust end, Cv=12.4, (2) 3/8in push-to-connect tubing inlet(s), 3/8in female NPT exhaust(s), 5/32in (4mm) push-to-connect tubing pilot(s), anodized aluminum body, IP65. | Stock | 619 | 644
CMV-SW-CD | NITRA configuration software, CD. For use with CMV series EtherNet/IP modules. | Stock | 11 | 11.5
CMV-SW-USB | NITRA configuration software, USB. For use with CMV series EtherNet/IP modules. | Stock | 11 | 11.5
CO1144 | AttaBox Commander series pushbutton enclosure, blank cover, NEMA 1/3R/4X/6P/12, 11 x 4 x 4in (HxWxD), wall mount, fiberglass reinforced polyester, gray, crowned screw cover. | Stock | 54 | 63
CO1432 | AttaBox Commander series pushbutton enclosure, blank cover, NEMA 1/3R/4X/6P/12, 14 x 3 x 2in (HxWxD), wall mount, fiberglass reinforced polyester, gray, crowned screw cover. | Stock | 57 | 67
CO1732 | AttaBox Commander series pushbutton enclosure, blank cover, NEMA 1/3R/4X/6P/12, 17 x 3 x 2in (HxWxD), wall mount, fiberglass reinforced polyester, gray, crowned screw cover. | Stock | 83 | 98
CO1PB | AttaBox Commander series pushbutton enclosure, 1 hole, 30mm, NEMA 1/3R/4X/6P/12, 6 x 4 x 4in (HxWxD), wall mount, fiberglass reinforced polyester, gray, screw cover. | Stock | 47 | 55
CO1PB22 | AttaBox Commander series pushbutton enclosure, 1 hole, 22mm, NEMA 1/3R/4X/6P/12, 6 x 4 x 4in (HxWxD), wall mount, fiberglass reinforced polyester, gray, screw cover. | Stock | 47 | 55
CO2PB | AttaBox Commander series pushbutton enclosure, 2 holes, 30mm, NEMA 1/3R/4X/6P/12, 6 x 4 x 4in (HxWxD), wall mount, fiberglass reinforced polyester, gray, screw cover. | Stock | 48 | 57
CO2PB22 | AttaBox Commander series pushbutton enclosure, 2 holes, 22mm, NEMA 1/3R/4X/6P/12, 6 x 4 x 4in (HxWxD), wall mount, fiberglass reinforced polyester, gray, screw cover. | Stock | 48 | 57
CO332 | AttaBox Commander series pushbutton enclosure, blank cover, NEMA 1/3R/4X/6P/12, 3 x 3 x 2in (HxWxD), wall mount, fiberglass reinforced polyester, gray, screw cover. | Stock | 40.5 | 47.5
CO3PB | AttaBox Commander series pushbutton enclosure, 3 holes, 30mm, NEMA 1/3R/4X/6P/12, 8 x 4 x 4in (HxWxD), wall mount, fiberglass reinforced polyester, gray, screw cover. | Stock | 52 | 62
CO3PB22 | AttaBox Commander series pushbutton enclosure, 3 holes, 22mm, NEMA 1/3R/4X/6P/12, 6 x 4 x 4in (HxWxD), wall mount, fiberglass reinforced polyester, gray, screw cover. | Stock | 52 | 62
CO4PB | AttaBox Commander series pushbutton enclosure, 4 holes, 30mm, NEMA 1/3R/4X/6P/12, 11 x 4 x 4in (HxWxD), wall mount, fiberglass reinforced polyester, gray, screw cover. | Stock | 54 | 63
CO4PB22 | AttaBox Commander series pushbutton enclosure, 4 holes, 22mm, NEMA 1/3R/4X/6P/12, 8 x 4 x 4in (HxWxD), wall mount, fiberglass reinforced polyester, gray, screw cover. | Stock | 54 | 63
CO4PBW | AttaBox Commander series pushbutton enclosure, 4 holes, 30mm, NEMA 1/3R/4X/6P/12, 7 x 7 x 4in (HxWxD), wall mount, fiberglass reinforced polyester, gray, screw cover. | from vendor up to 5 business days | 67 | 79
CO532 | AttaBox Commander series pushbutton enclosure, blank cover, NEMA 1/3R/4X/6P/12, 5 x 3 x 2in (HxWxD), wall mount, fiberglass reinforced polyester, gray, crowned screw cover. | Stock | 42 | 49
CO5PB | AttaBox Commander series pushbutton enclosure, 5 holes, 30mm, NEMA 1/3R/4X/6P/12, 14 x 3 x 2in (HxWxD), wall mount, fiberglass reinforced polyester, gray, screw cover. | Stock | 62 | 73
CO5PB22 | AttaBox Commander series pushbutton enclosure, 5 holes, 22mm, NEMA 1/3R/4X/6P/12, 11 x 4 x 4in (HxWxD), wall mount, fiberglass reinforced polyester, gray, screw cover. | Stock | 62 | 73
CO644 | AttaBox Commander series pushbutton enclosure, blank cover, NEMA 1/3R/4X/6P/12, 6 x 4 x 4in (HxWxD), wall mount, fiberglass reinforced polyester, gray, crowned screw cover. | Stock | 43.5 | 51
CO6PB | AttaBox Commander series pushbutton enclosure, 6 holes, 30mm, NEMA 1/3R/4X/6P/12, 17 x 3 x 2in (HxWxD), wall mount, fiberglass reinforced polyester, gray, screw cover. | from vendor up to 5 business days | 72 | 84
CO6PB22 | AttaBox Commander series pushbutton enclosure, 6 holes, 22mm, NEMA 1/3R/4X/6P/12, 11 x 4 x 4in (HxWxD), wall mount, fiberglass reinforced polyester, gray, screw cover. | from vendor up to 5 business days | 72 | 84
CO6PBW | AttaBox Commander series pushbutton enclosure, 6 holes, 30mm, NEMA 1/3R/4X/6P/12, 9 x 7 x 4in (HxWxD), wall mount, fiberglass reinforced polyester, gray, screw cover. | from vendor up to 5 business days | 74 | 87
CO763 | AttaBox Commander series pushbutton enclosure, blank cover, NEMA 1/3R/4X/6P/12, 7 x 6 x 3in (HxWxD), wall mount, fiberglass reinforced polyester, gray, screw cover. | Stock | 57 | 67
CO832 | AttaBox Commander series pushbutton enclosure, blank cover, NEMA 1/3R/4X/6P/12, 8 x 3 x 2in (HxWxD), wall mount, fiberglass reinforced polyester, gray, crowned screw cover. | Stock | 45.5 | 53
CO844 | AttaBox Commander series pushbutton enclosure, blank cover, NEMA 1/3R/4X/6P/12, 8 x 4 x 4in (HxWxD), wall mount, fiberglass reinforced polyester, gray, crowned screw cover. | Stock | 47 | 55
CO932 | AttaBox Commander series pushbutton enclosure, blank cover, NEMA 1/3R/4X/6P/12, 9 x 3 x 2in (HxWxD), wall mount, fiberglass reinforced polyester, gray, crowned screw cover. | Stock | 50 | 59
CO963 | AttaBox Commander series pushbutton enclosure, blank cover, NEMA 1/3R/4X/6P/12, 9 x 6 x 3in (HxWxD), wall mount, fiberglass reinforced polyester, gray, screw cover. | Stock | 65 | 77
CO9PBW | AttaBox Commander series pushbutton enclosure, 9 holes, 30mm, NEMA 1/3R/4X/6P/12, 11 x 9 x 4in (HxWxD), wall mount, fiberglass reinforced polyester, gray, screw cover. | from vendor up to 5 business days | 94 | 111
COL.3.321 | SapiSelco collar double head cable tie, 10.43in length, 0.35in width, 88.18lb tensile strength, 2.48in maximum bundle diameter, black, thermoplastic. Package of 100. | Stock | 12 | 12.5
COL.3.322 | SapiSelco collar double head cable tie, 14.17in length, 0.35in width, 88.18lb tensile strength, 3.66in maximum bundle diameter, black, thermoplastic. Package of 100. | Stock | 17 | 17.5
COMTGFTKIT | AttaBox mounting feet kit, fiberglass-reinforced plastic (FRP). For use with Commander series FRP enclosures. Includes (2) mounting feet, mounting hardware and silicone adhesive/sealant. | from vendor up to 15 business days | 33.5 | 39.5
CON006-1KJ | Gefran field wireable connector, 18mm DIN 43650 Form A, 90-degree cable entry, 4-pole. For use with Gefran LT, PK and WPG linear position sensors. | Stock | 7.5
CON008-1KJ | Gefran field wireable connector, 9.4mm DIN 43650 Form C, 90-degree cable entry, 4-pole. For use with Gefran PC series potentiometers. | Stock | 7.5
COPC1PB | AttaBox Commander series pushbutton enclosure, 1 hole, 30mm, NEMA 1/3R/4X/6P/12, 4 x 3 x 2in (HxWxD), wall mount, polycarbonate, light gray, gloss finish, screw cover. | Stock | 49 | 58
COPC1PB22 | AttaBox Commander series pushbutton enclosure, 1 hole, 22mm, NEMA 1/3R/4X/6P/12, 4 x 3 x 2in (HxWxD), wall mount, polycarbonate, light gray, gloss finish, screw cover. | Stock | 49 | 58
COPC2PB | AttaBox Commander series pushbutton enclosure, 2 holes, 30mm, NEMA 1/3R/4X/6P/12, 5 x 3 x 3in (HxWxD), wall mount, polycarbonate, light gray, gloss finish, screw cover. | Stock | 54 | 63
COPC2PB22 | AttaBox Commander series pushbutton enclosure, 2 holes, 22mm, NEMA 1/3R/4X/6P/12, 5 x 3 x 3in (HxWxD), wall mount, polycarbonate, light gray, gloss finish, screw cover. | Stock | 54 | 63
COPC432 | AttaBox Commander series pushbutton enclosure, blank cover, NEMA 1/3R/4X/6P/12, 4 x 3 x 2in (HxWxD), wall mount, polycarbonate, light gray, gloss finish, screw cover. | Stock | 44.5 | 53
COPC533 | AttaBox Commander series pushbutton enclosure, blank cover, NEMA 1/3R/4X/6P/12, 5 x 3 x 3in (HxWxD), wall mount, polycarbonate, light gray, gloss finish, screw cover. | Stock | 46.5 | 55
COV-05G-1 | Iboco cover, replacement, gray, 6.5ft/2m length. For use with 0.5in wide duct. | Stock | 4 | 4.5
COV-10G-1 | Iboco cover, replacement, gray, 6.5ft/2m length. For use with 1in wide duct. | Stock | 4.25 | 4.5
COV-10W-1 | Iboco cover, replacement, white, 6.5ft/2m length. For use with 1in wide duct. | Stock | 4.25 | 4.5
COV-15G-1 | Iboco cover, replacement, gray, 6.5ft/2m length. For use with 1.5in wide duct. | Stock | 5.5 | 6
COV-15W-1 | Iboco cover, replacement, white, 6.5ft/2m length. For use with 1.5in wide duct. | Stock | 5.5 | 6
COV-22G-1 | Iboco cover, replacement, gray, 6.5ft/2m length. For use with 2.25in wide duct. | Stock | 7 | 7.5
COV-22W-1 | Iboco cover, replacement, white, 6.5ft/2m length. For use with 2.25in wide duct. | Stock | 7 | 7.5
COV-30G-1 | Iboco cover, replacement, gray, 6.5ft/2m length. For use with 3in wide duct. | Stock | 10 | 11
COV-30W-1 | Iboco cover, replacement, white, 6.5ft/2m length. For use with 3in wide duct. | Stock | 10 | 11
COV-40G-1 | Iboco cover, replacement, gray, 6.5ft/2m length. For use with 4in wide duct. | Stock | 12.5 | 13.5
COV-40W-1 | Iboco cover, replacement, white, 6.5ft/2m length. For use with 4in wide duct. | Stock | 12.5 | 13.5
COV-60G-1 | Iboco cover, replacement, gray, 6.5ft/2m length. For use with 6in wide duct. | Stock | 23.5 | 25.5
COV-60W-1 | Iboco cover, replacement, white, 6.5ft/2m length. For use with 6in wide duct. | Stock | 23.5 | 25.5
CPC-115005 | IDEM safety switch set, non-contact coded magnetic, (2) N.C. safety output(s), (1) N.O. monitoring output(s), plastic housing, 83 x 20mm, pigtail, 6.5ft/2m cable length. | Stock | 96 | 102
CPC-115006 | IDEM safety switch set, non-contact coded magnetic, (2) N.C. safety output(s), (1) N.O. monitoring output(s), plastic housing, 83 x 20mm, pigtail, 16.4ft/5m cable length. | Stock | 102 | 111
CPC-115007 | IDEM safety switch set, non-contact coded magnetic, (2) N.C. safety output(s), (1) N.O. monitoring output(s), plastic housing, 83 x 20mm, pigtail, 32.8ft/10m cable length. | Stock | 117 | 125
CPC-115008 | IDEM safety switch set, non-contact coded magnetic, (2) N.C. safety output(s), (1) N.O. monitoring output(s), plastic housing, 83 x 20mm, 8-pin M12 quick-disconnect, 9.8in/250mm cable length. | Stock | 122 | 131
CPR-113008 | IDEM safety switch set, non-contact magnetic, (1) N.C. safety output(s), (1) N.O. monitoring output(s), plastic housing, 83 x 20mm, 8-pin M12 quick-disconnect, 9.8in/250mm cable length. | Stock | 153 | 163
CPR-113013 | IDEM safety switch set, non-contact magnetic, (1) N.C. safety output(s), (1) N.O. monitoring output(s), plastic housing, 83 x 20mm, pigtail, 6.5ft/2m cable length. | Stock | 106 | 114
CPR-113014 | IDEM safety switch set, non-contact magnetic, (1) N.C. safety output(s), (1) N.O. monitoring output(s), plastic housing, 83 x 20mm, pigtail, 16.4ft/5m cable length. | Stock | 116 | 122
CPR-113015 | IDEM safety switch set, non-contact magnetic, (1) N.C. safety output(s), (1) N.O. monitoring output(s), plastic housing, 83 x 20mm, pigtail, 32.8ft/10m cable length. | Stock | 127 | 137
CPS9C-AN-A | NITRA cylinder switch, round, NPN, N.O. output, 5-28 VDC operating voltage, LED indication, 9.8ft (3.00m) 3-wire pigtail with wire leads, 4mm round slot mount, for position sensing. | Stock | 16 | 16.5
CPS9C-AN-F | NITRA cylinder switch, round, NPN, N.O. output, 5-28 VDC operating voltage, LED indication, 0.5ft (0.15m) cable with 3-pin M8 snap-fit connector, 4mm round slot mount, for position sensing. | Stock | 16 | 16.5
CPS9C-AP-A | NITRA cylinder switch, round, PNP, N.O. output, 5-28 VDC operating voltage, LED indication, 9.8ft (3.00m) 3-wire pigtail with wire leads, 4mm round slot mount, for position sensing. | Stock | 16 | 16.5
CPS9C-AP-F | NITRA cylinder switch, round, PNP, N.O. output, 5-28 VDC operating voltage, LED indication, 0.5ft (0.15m) cable with 3-pin M8 snap-fit connector, 4mm round slot mount, for position sensing. | Stock | 16 | 16.5
CPS9D-AN-A | NITRA cylinder switch, dovetail, NPN, N.O. output, 5-28 VDC operating voltage, LED indication, 9.8ft (3.00m) 3-wire pigtail with wire leads, 1/4in 60 degree dovetail slot mount, for position sensing. | Stock | 14.5 | 15
CPS9D-AN-F | NITRA cylinder switch, dovetail, NPN, N.O. output, 5-28 VDC operating voltage, LED indication, 0.5ft (0.15m) cable with 3-pin M8 snap-fit connector, 1/4in 60 degree dovetail slot mount, for position sensing. | Stock | 14.5 | 15
CPS9D-AP-A | NITRA cylinder switch, dovetail, PNP, N.O. output, 5-28 VDC operating voltage, LED indication, 9.8ft (3.00m) 3-wire pigtail with wire leads, 1/4in 60 degree dovetail slot mount, for position sensing. | Stock | 14.5 | 15
CPS9D-AP-F | NITRA cylinder switch, dovetail, PNP, N.O. output, 5-28 VDC operating voltage, LED indication, 0.5ft (0.15m) cable with 3-pin M8 snap-fit connector, 1/4in 60 degree dovetail slot mount, for position sensing. | Stock | 14.5 | 15
CPS9D-D12M | NITRA dovetail groove adapter, 12mm. For use with CPS9D cylinder position switch in a 60 degree dovetail slot. | Stock | 1.75 | 2
CPS9D-D14M | NITRA dovetail groove adapter, 14mm. For use with CPS9D cylinder position switch in a 60 degree dovetail slot. | Stock | 1.5 | 1.75
CPS9D-D38 | NITRA dovetail groove adapter, 3/8in. For use with CPS9D cylinder position switch in a 60 degree dovetail slot. | Stock | 1.5 | 1.75
CPS9F-AN-A | NITRA cylinder switch, rectangular, NPN, N.O. output, 5-28 VDC operating voltage, LED indication, 9.8ft (3.00m) 3-wire pigtail with wire leads, 6.5 x 3.2mm T-slot mount, for position sensing. | Stock | 16.5 | 17
CPS9F-AN-F | NITRA cylinder switch, rectangular, NPN, N.O. output, 5-28 VDC operating voltage, LED indication, 0.5ft (0.15m) cable with 3-pin M8 snap-fit connector, 6.5 x 3.2mm T-slot mount, for position sensing. | Stock | 16.5 | 17
CPS9F-AP-A | NITRA cylinder switch, rectangular, PNP, N.O. output, 5-28 VDC operating voltage, LED indication, 9.8ft (3.00m) 3-wire pigtail with wire leads, 6.5 x 3.2mm T-slot mount, for position sensing. | Stock | 16.5 | 17
CPS9F-AP-F | NITRA cylinder switch, rectangular, PNP, N.O. output, 5-28 VDC operating voltage, LED indication, 0.5ft (0.15m) cable with 3-pin M8 snap-fit connector, 6.5 x 3.2mm T-slot mount, for position sensing. | Stock | 16.5 | 17
CPS9H-AN-A | NITRA cylinder switch, square, NPN, N.O. output, 5-28 VDC operating voltage, LED indication, 9.8ft (3.00m) 3-wire pigtail with wire leads, 4mm square T-slot mount, for position sensing. | Stock | 22.5 | 23.5
CPS9H-AN-F | NITRA cylinder switch, square, NPN, N.O. output, 5-28 VDC operating voltage, LED indication, 0.5ft (0.15m) cable with 3-pin M8 snap-fit connector, 4mm square T-slot mount, for position sensing. | Stock | 22.5 | 23.5
CPS9H-AP-A | NITRA cylinder switch, square, PNP, N.O. output, 5-28 VDC operating voltage, LED indication, 9.8ft (3.00m) 3-wire pigtail with wire leads, 4mm square T-slot mount, for position sensing. | Stock | 22.5 | 23.5
CPS9H-AP-F | NITRA cylinder switch, square, PNP, N.O. output, 5-28 VDC operating voltage, LED indication, 0.5ft (0.15m) cable with 3-pin M8 snap-fit connector, 4mm square T-slot mount, for position sensing. | Stock | 22.5 | 23.5
CPS9M-AN-A | NITRA cylinder switch, round, NPN, N.O. output, 5-28 VDC operating voltage, LED indication, 9.8ft (3.00m) 3-wire pigtail with wire leads, 1/4in round slot mount, for position sensing. | Stock | 17.5 | 18
CPS9M-AN-F | NITRA cylinder switch, round, NPN, N.O. output, 5-28 VDC operating voltage, LED indication, 0.5ft (0.15m) cable with 3-pin M8 snap-fit connector, 1/4in round slot mount, for position sensing. | Stock | 17.5 | 18
CPS9M-AP-A | NITRA cylinder switch, round, PNP, N.O. output, 5-28 VDC operating voltage, LED indication, 9.8ft (3.00m) 3-wire pigtail with wire leads, 1/4in round slot mount, for position sensing. | Stock | 17.5 | 18
CPS9M-AP-F | NITRA cylinder switch, round, PNP, N.O. output, 5-28 VDC operating voltage, LED indication, 0.5ft (0.15m) cable with 3-pin M8 snap-fit connector, 1/4in round slot mount, for position sensing. | Stock | 17.5 | 18
CPS9Q-AN-A | NITRA cylinder switch, rectangular, low profile, NPN, N.O. output, 5-28 VDC operating voltage, LED indication, 9.8ft (3.00m) 3-wire pigtail with wire leads, 6.5 x 3.2mm T-slot mount, for position sensing. | Stock | 18 | 18.5
CPS9Q-AN-F | NITRA cylinder switch, rectangular, low profile, NPN, N.O. output, 5-28 VDC operating voltage, LED indication, 0.5ft (0.15m) cable with 3-pin M8 snap-fit connector, 6.5 x 3.2mm T-slot mount, for position sensing. | Stock | 18 | 18.5
CPS9Q-AP-A | NITRA cylinder switch, rectangular, low profile, PNP, N.O. output, 5-28 VDC operating voltage, LED indication, 9.8ft (3.00m) 3-wire pigtail with wire leads, 6.5 x 3.2mm T-slot mount, for position sensing. | Stock | 18 | 18.5
CPS9Q-AP-F | NITRA cylinder switch, rectangular, low profile, PNP, N.O. output, 5-28 VDC operating voltage, LED indication, 0.5ft (0.15m) cable with 3-pin M8 snap-fit connector, 6.5 x 3.2mm T-slot mount, for position sensing. | Stock | 18 | 18.5
CPS9T-AN-A | NITRA cylinder switch, rectangular, NPN, N.O. output, 5-28 VDC operating voltage, LED indication, 9.8ft (3.00m) 3-wire pigtail with wire leads, 7.2 x 3.9mm T-slot mount, for position sensing. | Stock | 32 | 33.5
CPS9T-AN-F | NITRA cylinder switch, rectangular, NPN, N.O. output, 5-28 VDC operating voltage, LED indication, 0.5ft (0.15m) cable with 3-pin M8 snap-fit connector, 7.2 x 3.9mm T-slot mount, for position sensing. | Stock | 32 | 33.5
CPS9T-AP-A | NITRA cylinder switch, rectangular, PNP, N.O. output, 5-28 VDC operating voltage, LED indication, 9.8ft (3.00m) 3-wire pigtail with wire leads, 7.2 x 3.9mm T-slot mount, for position sensing. | Stock | 32 | 33.5
CPS9T-AP-F | NITRA cylinder switch, rectangular, PNP, N.O. output, 5-28 VDC operating voltage, LED indication, 0.5ft (0.15m) cable with 3-pin M8 snap-fit connector, 7.2 x 3.9mm T-slot mount, for position sensing. | Stock | 32 | 33.5
CPSA-03 | NITRA adapter bracket, for use with a 5mm square cylinder position switch and a 1/8 to 3/16in (3 to 5mm) diameter tie rod. | Stock | 6 | 6.5
CPSA-04 | NITRA adapter bracket, for use with a 5mm square cylinder position switch and a 3/16 to 1/4in (5 to 7mm) diameter tie rod. | Stock | 6 | 6.5
CPSA-07 | NITRA adapter bracket, for use with a 5mm square cylinder position switch and a 3/16 to 7/16in (5 to 11mm) diameter tie rod. | Stock | 6 | 6.5
CPSA-09 | NITRA adapter bracket, for use with a 5mm square cylinder position switch and a 3/8 to 9/16in (9 to 15mm) diameter tie rod. | Stock | 6 | 6.5
CPSA-12 | NITRA adapter bracket, for use with a 5mm square cylinder position switch and a 9/16 to 3/4in (14 to 20mm) diameter tie rod. | Stock | 7.25 | 7.75
CPS-AN-A | NITRA cylinder switch, square, NPN, N.O. output, 10-30 VDC operating voltage, LED indication, 2m (6.56ft) 3-wire pigtail with wire leads, 5mm square T-slot mount, for position sensing. | Stock | 20.5 | 22
CPS-AN-F | NITRA cylinder switch, square, NPN, N.O. output, 10-30 VDC operating voltage, LED indication, 0.3m (1ft) cable with 3-pin M8 snap-fit connector, 5mm square T-slot mount, for position sensing. | Stock | 21.5 | 23
CPS-AP-A | NITRA cylinder switch, square, PNP, N.O. output, 10-30 VDC operating voltage, LED indication, 2m (6.56ft) 3-wire pigtail with wire leads, 5mm square T-slot mount, for position sensing. | Stock | 20.5 | 22
CPS-AP-F | NITRA cylinder switch, square, PNP, N.O. output, 10-30 VDC operating voltage, LED indication, 0.3m (1ft) cable with 3-pin M8 snap-fit connector, 5mm square T-slot mount, for position sensing. | Stock | 21.5 | 23
CPSB-07 | NITRA mounting band, for use with a 5mm square cylinder position switch and a 5/16 or 7/16in (8 or 10mm) bore round body cylinder. | Stock | 2.5 | 2.75
CPSB-14 | NITRA mounting band, for use with a 5mm square cylinder position switch and a 9/16, 3/4 or 7/8in (12, 16 or 20mm) bore round body cylinder. | Stock | 2.75 | 3
CPSB-20 | NITRA mounting band, for use with a 5mm square cylinder position switch and a 1-1/16 or 1-1/4in (25 or 32mm) bore round body cylinder. | Stock | 3 | 3.25
CPSB-24 | NITRA mounting band, for use with a 5mm square cylinder position switch and a 1-1/2in (40mm) bore round body cylinder. | Stock | 3.25 | 3.5
CPSB-32 | NITRA mounting band, for use with a 5mm square cylinder position switch and a 1-3/4 or 2in (50mm) bore round body cylinder. | Stock | 3.5 | 3.75
CPSB-40 | NITRA mounting band, for use with a 5mm square cylinder position switch and a 2-1/2in (63mm) bore round body cylinder. | Stock | 3.75 | 4
CPSB-52 | NITRA mounting band, for use with a 5mm square cylinder position switch and a 3 or 3-1/4in (80mm) bore round body cylinder. | Stock | 4 | 4.25
CPSB-64 | NITRA mounting band, for use with a 5mm square cylinder position switch and a 4in (100mm) bore round body cylinder. | Stock | 4.25 | 4.5
CPS-CP-A | NITRA cylinder switch, square, PNP, N.C. output, 10-30 VDC operating voltage, LED indication, 2m (6.56ft) 3-wire pigtail with wire leads, 5mm square T-slot mount, for position sensing. | Stock | 20.5 | 22
CPS-CP-F | NITRA cylinder switch, square, PNP, N.C. output, 10-30 VDC operating voltage, LED indication, 0.3m (1ft) cable with 3-pin M8 snap-fit connector, 5mm square T-slot mount, for position sensing. | Stock | 21.5 | 23
CPSF-AP-A | NITRA cylinder switch, square, PNP, N.O. output, 10-30 VDC operating voltage, LED indication, IP69K, 2m (6.56ft) 3-wire pigtail with wire leads, 5mm square T-slot mount, for position sensing. | Stock | 23.5 | 25.5
CPSF-AP-H | NITRA cylinder switch, square, PNP, N.O. output, 10-30 VDC operating voltage, LED indication, IP69K, 0.3m (1ft) cable with M12 connector, 5mm square T-slot mount, for position sensing. | Stock | 25.5 | 27.5
CPSS-07 | NITRA mounting band, stainless steel. For use with a 5mm square cylinder position switch and a 5/16 or 7/16in (8 or 10mm) bore round body cylinder. | Stock | 5.5 | 6
CPSS-14 | NITRA mounting band, stainless steel. For use with a 5mm square cylinder position switch and a 9/16, 3/4 or 7/8in (12, 16 or 20mm) bore round body cylinder. | Stock | 5.75 | 6.25
CPSS-20 | NITRA mounting band, stainless steel. For use with a 5mm square cylinder position switch and a 1-1/16 or 1-1/4in (25 or 32mm) bore round body cylinder. | Stock | 6 | 6.5
CPSS-24 | NITRA mounting band, stainless steel. For use with a 5mm square cylinder position switch and a 1-1/2in (40mm) bore round body cylinder. | Stock | 6.25 | 6.75
CPSS-32 | NITRA mounting band, stainless steel. For use with a 5mm square cylinder position switch and a 1-3/4 or 2in (50mm) bore round body cylinder. | Stock | 6.75 | 7.25
CPSS-40 | NITRA mounting band, stainless steel. For use with a 5mm square cylinder position switch and a 2-1/2in (63mm) bore round body cylinder. | Stock | 7 | 7.5
CPSS-52 | NITRA mounting band, stainless steel. For use with a 5mm square cylinder position switch and a 3 or 3-1/4in (80mm) bore round body cylinder. | Stock | 7.25 | 7.75
CPSS-64 | NITRA mounting band, stainless steel. For use with a 5mm square cylinder position switch and a 4in (100mm) bore round body cylinder. | Stock | 7.5 | 8
CR1-00-2A | AutomationDirect capacitive proximity sensor, rectangular, 20 x 14 x 48mm body, polybutylene terephthalate housing, NPN/PNP, N.O./N.C. selectable output, 12mm sensing distance, non-flush, 10 Hz switching frequency, IP65 IP67, pigtail. | Stock | 63 | 68
CR1100-K201-C298 | Code barcode scanner, 1D and 2D, imager, dual 960 x 640 optical resolution, USB. 6ft USB cable included. | Stock | 210 | 225
CR1100-K202-C298 | Code barcode scanner, 1D and 2D, imager, dual 960 x 640 optical resolution, RS-232. 6ft RS-232 cable and power supply included. | Stock | 221 | 245
CR1-ADPTR | AutomationDirect mounting adapter, plastic. For use with CR1 series capacitive proximity sensors. Mounting hardware included. | Stock | 4 | 4.25
CR2AG-P1-C298 | Code power adapter, replacement. For use with Code barcode scanners CR950-K302-C298, CR1100-K202-C298 and CR6022-C502-C298. | Stock | 25
CR5-AN-1A | AutomationDirect inductive proximity sensor, rectangular, 5 x 5 x 25mm body, nickel-plated brass housing, NPN, N.O. output, 0.8mm sensing distance, flush, 5 kHz switching frequency, IP67, pigtail. | Stock | 40 | 41.5
CR5-AN-1F | AutomationDirect inductive proximity sensor, rectangular, 5 x 5 x 25mm body, nickel-plated brass housing, NPN, N.O. output, 0.8mm sensing distance, flush, 5 kHz switching frequency, IP67, 3-pin M8 quick-disconnect. | Stock | 45.5 | 47.5
CR5-AN-2A | AutomationDirect inductive proximity sensor, rectangular, 5 x 5 x 25mm body, nickel-plated brass housing, NPN, N.O. output, 1.5mm sensing distance, flush, 3 kHz switching frequency, IP67, pigtail. | Stock | 63 | 66
CR5-AN-2F | AutomationDirect inductive proximity sensor, rectangular, 5 x 5 x 25mm body, nickel-plated brass housing, NPN, N.O. output, 1.5mm sensing distance, flush, 3 kHz switching frequency, IP67, 3-pin M8 quick-disconnect. | Stock | 72 | 75
CR5-AP-1A | AutomationDirect inductive proximity sensor, rectangular, 5 x 5 x 25mm body, nickel-plated brass housing, PNP, N.O. output, 0.8mm sensing distance, flush, 5 kHz switching frequency, IP67, pigtail. | Stock | 40 | 41.5
CR5-AP-1F | AutomationDirect inductive proximity sensor, rectangular, 5 x 5 x 25mm body, nickel-plated brass housing, PNP, N.O. output, 0.8mm sensing distance, flush, 5 kHz switching frequency, IP67, 3-pin M8 quick-disconnect. | Stock | 45.5 | 47.5
CR5-AP-2A | AutomationDirect inductive proximity sensor, rectangular, 5 x 5 x 25mm body, nickel-plated brass housing, PNP, N.O. output, 1.5mm sensing distance, flush, 3 kHz switching frequency, IP67, pigtail. | Stock | 63 | 66
CR5-AP-2F | AutomationDirect inductive proximity sensor, rectangular, 5 x 5 x 25mm body, nickel-plated brass housing, PNP, N.O. output, 1.5mm sensing distance, flush, 3 kHz switching frequency, IP67, 3-pin M8 quick-disconnect. | Stock | 72 | 75
CR6022-C500-C298 | Code barcode scanner, 1D, 2D and DPM, imager, dual 960 x 640 optical resolution, USB. 6ft USB cable included. | Stock | 715
CR6022-C502-C298 | Code barcode scanner, 1D, 2D and DPM, imager, dual 960 x 640 optical resolution, RS-232. 6ft RS-232 cable and power supply included. | Stock | 725
CR-724 | NITRA precision pneumatic regulator, 1/4in female NPT inlet(s), 1/4in female NPT outlet(s), 0-2 psi adjustable range. | Stock | 81 | 84
CR-725 | NITRA precision pneumatic regulator, 1/4in female NPT inlet(s), 1/4in female NPT outlet(s), 0-150 psi adjustable range. | Stock | 75 | 78
CR-734 | NITRA precision pneumatic regulator, 3/8in female NPT inlet(s), 3/8in female NPT outlet(s), 0-2 psi adjustable range. | Stock | 75 | 78
CR-735 | NITRA precision pneumatic regulator, 3/8in female NPT inlet(s), 3/8in female NPT outlet(s), 0-150 psi adjustable range. | Stock | 75 | 78
CR-744 | NITRA precision pneumatic regulator, 1/2in female NPT inlet(s), 1/2in female NPT outlet(s), 0-2 psi adjustable range. | Stock | 94 | 98
CR-745 | NITRA precision pneumatic regulator, 1/2in female NPT inlet(s), 1/2in female NPT outlet(s), 0-150 psi adjustable range. | Stock | 90 | 94
CR8-AN-1A | AutomationDirect inductive proximity sensor, rectangular, 8 x 8 x 40mm body, nickel-plated brass housing, NPN, N.O. output, 1.5mm sensing distance, flush, 1 kHz switching frequency, IP67, pigtail. | Stock | 27.5 | 28.5
CR8-AN-1F | AutomationDirect inductive proximity sensor, rectangular, 8 x 8 x 59mm body, nickel-plated brass housing, NPN, N.O. output, 1.5mm sensing distance, flush, 1 kHz switching frequency, IP67, 3-pin M8 quick-disconnect. | Stock | 27.5 | 28.5
CR8-AN-2A | AutomationDirect inductive proximity sensor, rectangular, 8 x 8 x 40mm body, nickel-plated brass housing, NPN, N.O. output, 2mm sensing distance, flush, 1 kHz switching frequency, IP67, pigtail. | Stock | 38 | 39.5
CR8-AN-2F | AutomationDirect inductive proximity sensor, rectangular, 8 x 8 x 59mm body, nickel-plated brass housing, NPN, N.O. output, 2mm sensing distance, flush, 1 kHz switching frequency, IP67, 3-pin M8 quick-disconnect. | Stock | 38 | 39.5
CR8-AN-3A | AutomationDirect inductive proximity sensor, rectangular, 8 x 8 x 40mm body, nickel-plated brass housing, NPN, N.O. output, 3mm sensing distance, semi-flush, 1 kHz switching frequency, IP67, pigtail. | Stock | 86 | 89
CR8-AN-3F | AutomationDirect inductive proximity sensor, rectangular, 8 x 8 x 59mm body, nickel-plated brass housing, NPN, N.O. output, 3mm sensing distance, semi-flush, 1 kHz switching frequency, IP67, 3-pin M8 quick-disconnect. | Stock | 86 | 89
CR8-AP-1A | AutomationDirect inductive proximity sensor, rectangular, 8 x 8 x 40mm body, nickel-plated brass housing, PNP, N.O. output, 1.5mm sensing distance, flush, 1 kHz switching frequency, IP67, pigtail. | Stock | 27.5 | 28.5
CR8-AP-1F | AutomationDirect inductive proximity sensor, rectangular, 8 x 8 x 59mm body, nickel-plated brass housing, PNP, N.O. output, 1.5mm sensing distance, flush, 1 kHz switching frequency, IP67, 3-pin M8 quick-disconnect. | Stock | 27.5 | 28.5
CR8-AP-2A | AutomationDirect inductive proximity sensor, rectangular, 8 x 8 x 40mm body, nickel-plated brass housing, PNP, N.O. output, 2mm sensing distance, flush, 1 kHz switching frequency, IP67, pigtail. | Stock | 38 | 39.5
CR8-AP-2F | AutomationDirect inductive proximity sensor, rectangular, 8 x 8 x 59mm body, nickel-plated brass housing, PNP, N.O. output, 2mm sensing distance, flush, 1 kHz switching frequency, IP67, 3-pin M8 quick-disconnect. | Stock | 38 | 39.5
CR8-AP-3A | AutomationDirect inductive proximity sensor, rectangular, 8 x 8 x 40mm body, nickel-plated brass housing, PNP, N.O. output, 3mm sensing distance, semi-flush, 1 kHz switching frequency, IP67, pigtail. | Stock | 86 | 89
CR8-AP-3F | AutomationDirect inductive proximity sensor, rectangular, 8 x 8 x 59mm body, nickel-plated brass housing, PNP, N.O. output, 3mm sensing distance, semi-flush, 1 kHz switching frequency, IP67, 3-pin M8 quick-disconnect. | Stock | 86 | 89
CR950-K301-C298 | Code barcode scanner, 1D and 2D, imager, 1280 x 960 optical resolution, USB. 6ft USB cable included. | Stock | 135 | 138
CR950-K302-C298 | Code barcode scanner, 1D and 2D, imager, 1280 x 960 optical resolution, RS-232. 6ft RS-232 cable and power supply included. | Stock | 151 | 165
CRA-C500-C298 | Code connection cable, 10-pin RJ45 to USB Type A male, gray, 6ft cable length. | Stock | 14
CRA-C501-C298 | Code coiled connection cable, 10-pin RJ45 to 9-pin D-sub female, gray, 8ft cable length. | Stock | 14
CRA-C502-C298 | Code connection cable, 10-pin RJ45 to 9-pin D-sub female, gray, 6ft cable length. | Stock | 14
CRA-C508-C298 | Code coiled connection cable, 10-pin RJ45 to USB Type A male, gray, 8ft cable length. | Stock | 14
CRA-C519-C298 | Code connection cable, 6-pin RJ12 to 9-pin D-sub male, gray, 6ft cable length. | Stock | 14
CRA-US3-C298 | Code presentation stand, plastic, dark gray. For use with CR950 and CR1100. | Stock | 25
CRA-US4-C298 | Code presentation stand, plastic, dark gray. For use with CR6022. | Stock | 37
CRA-US9-C298 | Code presentation stand, plastic, dark gray. For use with CR950. | Stock | 17
CRP-09 | NITRA rod eye, #8-32 UNC thread, zinc plated steel. For use with C-series cylinders. Bronze pivot bushing and nut included. | Stock | 11.5 | 12
CRP-12 | NITRA rod eye, #10-32 UNF thread, zinc plated steel. For use with C-series cylinders. Bronze pivot bushing and nut included. | Stock | 13.5 | 14
CRP-17 | NITRA rod eye, 5/16-24 UNF thread, zinc plated steel. For use with C-series cylinders. Bronze pivot bushing and nut included. | Stock | 12.5 | 13
CRP-24 | NITRA rod eye, 3/8-24 UNF thread, zinc plated steel. For use with C-series cylinders. Bronze pivot bushing and nut included. | Stock | 14 | 14.5
CRP-40 | NITRA rod eye, 1/2-20 UNF thread, zinc plated steel. For use with C-series cylinders. Bronze pivot bushing and nut included. | Stock | 14 | 14.5
CRP-48 | NITRA rod eye, 5/8-18 UNF thread, zinc plated steel. For use with C-series cylinders. Bronze pivot bushing and nut included. | Stock | 16 | 16.5
CS065A-CL | Metrol limit switch, precision touch, 6mm diameter, threaded, 0.5mm pitch, 55.5mm length, 1.5mm flat head, stainless steel, needle plunger, 1N contact force, dry contact(s), N.O., 9.8ft/3m cable length, pigtail. | Stock | 57 | 59
CS065A-L | Metrol limit switch, precision touch, 6mm diameter, threaded, 0.5mm pitch, 42mm length, 1.5mm radius head, stainless steel, 2mm plunger, 1N contact force, dry contact(s), N.O., 9.8ft/3m cable length, pigtail. | Stock | 51 | 53
CS065A-LR | Metrol limit switch, precision touch, 6mm diameter, threaded, 0.5mm pitch, 40mm length, 1.5mm radius head, stainless steel, 2mm plunger, 1N contact force, dry contact(s), N.O., 9.8ft/3m cable length, 90 degree exit, pigtail. | Stock | 57 | 59
CS067A-BL | Metrol limit switch, precision touch, 6mm diameter, threaded, 0.75mm pitch, 42mm length, 4mm flat head, stainless steel, 2mm plunger, 1N contact force, dry contact(s), N.O., 9.8ft/3m cable length, pigtail. | Stock | 55 | 57
CS067A-BLR | Metrol limit switch, precision touch, 6mm diameter, threaded, 0.75mm pitch, 40mm length, 4.5mm flat head, stainless steel, 2mm plunger, 1N contact force, dry contact(s), N.O., 9.8ft/3m cable length, 90 degree exit, pigtail. | Stock | 57 | 59
CS067A-CL | Metrol limit switch, precision touch, 6mm diameter, threaded, 0.75mm pitch, 55.5mm length, 1.5mm flat head, stainless steel, needle plunger, 1N contact force, dry contact(s), N.O., 9.8ft/3m cable length, pigtail. | Stock | 70 | 73
CS067A-L | Metrol limit switch, precision touch, 6mm diameter, threaded, 0.75mm pitch, 42mm length, 1.5mm radius head, stainless steel, 2mm plunger, 1N contact force, dry contact(s), N.O., 9.8ft/3m cable length, pigtail. | Stock | 51 | 53
CS067A-LG | Metrol limit switch, precision touch, 6mm diameter, threaded, 0.75mm pitch, 42mm length, 1.5mm radius head, stainless steel, 2mm plunger, 0.5N contact force, dry contact(s), N.O., 9.8ft/3m cable length, pigtail. | Stock | 51 | 53
CS067A-LR | Metrol limit switch, precision touch, 6mm diameter, threaded, 0.75mm pitch, 40mm length, 1.5mm radius head, stainless steel, 2mm plunger, 1N contact force, dry contact(s), N.O., 9.8ft/3m cable length, 90 degree exit, pigtail. | Stock | 55 | 57
CS067B-L | Metrol limit switch, precision touch, 6mm diameter, threaded, 0.75mm pitch, 42mm length, 1.5mm radius head, stainless steel, 2mm plunger, 1N contact force, dry contact(s), N.C., 9.8ft/3m cable length, pigtail. | Stock | 51 | 53
CS067B-LR | Metrol limit switch, precision touch, 6mm diameter, threaded, 0.75mm pitch, 37mm length, 1.5mm radius head, stainless steel, 2mm plunger, 1N contact force, dry contact(s), N.C., 9.8ft/3m cable length, 90 degree exit, pigtail. | Stock | 55 | 57
CS087A-L | Metrol limit switch, precision touch, 8mm diameter, threaded, 0.75mm pitch, 43.5mm length, 3mm radius head, stainless steel, 3.5mm plunger, 1N contact force, dry contact(s), N.O., 9.8ft/3m cable length, pigtail. | Stock | 51 | 53
CS087A-LR | Metrol limit switch, precision touch, 8mm diameter, threaded, 0.75mm pitch, 49.5mm length, 1.5mm radius head, stainless steel, 2mm plunger, 1N contact force, dry contact(s), N.O., 9.8ft/3m cable length, 90 degree exit, pigtail. | Stock | 55 | 57
CS10104 | Hammond enclosure, NEMA 1, 10 x 10 x 4in (HxWxD), wall mount, carbon steel, ANSI 61 gray, powder coat finish, screw cover. | Stock | 21 | 22.5
CS10106 | Hammond enclosure, NEMA 1, 10 x 10 x 6in (HxWxD), wall mount, carbon steel, ANSI 61 gray, powder coat finish, screw cover. | Stock | 24.5 | 26.5
CS1010EXT4 | Hammond extender ring, 10 x 10 x 4in, carbon steel, ANSI 61 gray, powder coat finish. For use with Hammond CS10104, CS10106, CSKO10104, and CSKO10106 enclosures. | Stock | 22.5 | 24
CS1084 | Hammond enclosure, NEMA 1, 10 x 8 x 4in (HxWxD), wall mount, carbon steel, ANSI 61 gray, powder coat finish, screw cover. | Stock | 18.75 | 20
CS1086 | Hammond enclosure, NEMA 1, 10 x 8 x 6in (HxWxD), wall mount, carbon steel, ANSI 61 gray, powder coat finish, screw cover. | Stock | 23 | 25
CS12104 | Hammond enclosure, NEMA 1, 12 x 10 x 4in (HxWxD), wall mount, carbon steel, ANSI 61 gray, powder coat finish, screw cover. | Stock | 27 | 29
CS12106 | Hammond enclosure, NEMA 1, 12 x 10 x 6in (HxWxD), wall mount, carbon steel, ANSI 61 gray, powder coat finish, screw cover. | Stock | 33.5 | 36
CS12124 | Hammond enclosure, NEMA 1, 12 x 12 x 4in (HxWxD), wall mount, carbon steel, ANSI 61 gray, powder coat finish, screw cover. | Stock | 25.5 | 27.5
CS12126 | Hammond enclosure, NEMA 1, 12 x 12 x 6in (HxWxD), wall mount, carbon steel, ANSI 61 gray, powder coat finish, screw cover. | Stock | 31.5 | 33.5
CS12128 | Hammond enclosure, NEMA 1, 12 x 12 x 8in (HxWxD), wall mount, carbon steel, ANSI 61 gray, powder coat finish, screw cover. | Stock | 39.5 | 42.5
CS1212EXT4 | Hammond extender ring, 12 x 12 x 4in, carbon steel, ANSI 61 gray, powder coat finish. For use with Hammond CS12124, CS12126, CS12128, CSKO12124, CSKO12126, and CSKO12128 enclosures. | Stock | 29 | 31
CS1212EXT6 | Hammond extender ring, 12 x 12 x 6in, carbon steel, ANSI 61 gray, powder coat finish. For use with Hammond CS12124, CS12126, CS12128, CSKO12124, CSKO12126, and CSKO12128 enclosures. | Stock | 33.5 | 35.5
CS1284 | Hammond enclosure, NEMA 1, 12 x 8 x 4in (HxWxD), wall mount, carbon steel, ANSI 61 gray, powder coat finish, screw cover. | Stock | 21.5 | 23
CS12USB | ReeR programming cable, USB Type A male to 5-pin M12 quick-disconnect, 5-pole, PVC jacket, black, unshielded, 6.5ft/2m cable length. | Stock | 36.5 | 38
CS16124 | Hammond enclosure, NEMA 1, 16 x 12 x 4in (HxWxD), wall mount, carbon steel, ANSI 61 gray, powder coat finish, screw cover. | Stock | 32.5 | 34.5
CS16126 | Hammond enclosure, NEMA 1, 16 x 12 x 6in (HxWxD), wall mount, carbon steel, ANSI 61 gray, powder coat finish, screw cover. | Stock | 40.5 | 43.5
CS16143 | Hammond enclosure, NEMA 1, 16 x 14 x 3in (HxWxD), wall mount, carbon steel, ANSI 61 gray, powder coat finish, screw cover. | Stock | 45.5 | 49
CS16166 | Hammond enclosure, NEMA 1, 16 x 16 x 6in (HxWxD), wall mount, carbon steel, ANSI 61 gray, powder coat finish, screw cover. | Stock | 44.5 | 47.5
CS16168 | Hammond enclosure, NEMA 1, 16 x 16 x 8in (HxWxD), wall mount, carbon steel, ANSI 61 gray, powder coat finish, screw cover. | Stock | 66 | 71
CS1616EXT6 | Hammond extender ring, 16 x 16 x 6in, carbon steel, ANSI 61 gray, powder coat finish. For use with Hammond CS16166, CS16168, CSKO16166, and CSKO16168 enclosures. | Stock | 39 | 41.5
CS18124 | Hammond enclosure, NEMA 1, 18 x 12 x 4in (HxWxD), wall mount, carbon steel, ANSI 61 gray, powder coat finish, screw cover. | Stock | 39 | 41.5
CS18126 | Hammond enclosure, NEMA 1, 18 x 12 x 6in (HxWxD), wall mount, carbon steel, ANSI 61 gray, powder coat finish, screw cover. | Stock | 43 | 46
CS18143 | Hammond enclosure, NEMA 1, 18 x 14 x 3in (HxWxD), wall mount, carbon steel, ANSI 61 gray, powder coat finish, screw cover. | Stock | 63 | 67
CS18184 | Hammond enclosure, NEMA 1, 18 x 18 x 4in (HxWxD), wall mount, carbon steel, ANSI 61 gray, powder coat finish, screw cover. | Stock | 56 | 60
CS18186 | Hammond enclosure, NEMA 1, 18 x 18 x 6in (HxWxD), wall mount, carbon steel, ANSI 61 gray, powder coat finish, screw cover. | Stock | 58 | 62
CS18188 | Hammond enclosure, NEMA 1, 18 x 18 x 8in (HxWxD), wall mount, carbon steel, ANSI 61 gray, powder coat finish, screw cover. | Stock | 75 | 80
CS20143 | Hammond enclosure, NEMA 1, 20 x 14 x 3in (HxWxD), wall mount, carbon steel, ANSI 61 gray, powder coat finish, screw cover. | Stock | 50 | 54
CS202010 | Hammond enclosure, NEMA 1, 20 x 20 x 10in (HxWxD), wall mount, carbon steel, ANSI 61 gray, powder coat finish, screw cover. | Stock | 184 | 197
CS24186 | Hammond enclosure, NEMA 1, 24 x 18 x 6in (HxWxD), wall mount, carbon steel, ANSI 61 gray, powder coat finish, screw cover. | Stock | 88 | 94
CS242410 | Hammond enclosure, NEMA 1, 24 x 24 x 10in (HxWxD), wall mount, carbon steel, ANSI 61 gray, powder coat finish, screw cover. | Stock | 160 | 171
CS24244 | Hammond enclosure, NEMA 1, 24 x 24 x 4in (HxWxD), wall mount, carbon steel, ANSI 61 gray, powder coat finish, screw cover. | Stock | 113 | 121
CS24246 | Hammond enclosure, NEMA 1, 24 x 24 x 6in (HxWxD), wall mount, carbon steel, ANSI 61 gray, powder coat finish, screw cover. | Stock | 112 | 119
CS24248 | Hammond enclosure, NEMA 1, 24 x 24 x 8in (HxWxD), wall mount, carbon steel, ANSI 61 gray, powder coat finish, screw cover. | Stock | 139 | 148
CS302010 | Hammond enclosure, NEMA 1, 30 x 20 x 10in (HxWxD), wall mount, carbon steel, ANSI 61 gray, powder coat finish, screw cover. | Stock | 243 | 260
CS30246 | Hammond enclosure, NEMA 1, 30 x 24 x 6in (HxWxD), wall mount, carbon steel, ANSI 61 gray, powder coat finish, screw cover. | Stock | 145 | 155
CS362410 | Hammond enclosure, NEMA 1, 36 x 24 x 10in (HxWxD), wall mount, carbon steel, ANSI 61 gray, powder coat finish, screw cover. | Stock | 246 | 264
CS36246 | Hammond enclosure, NEMA 1, 36 x 24 x 6in (HxWxD), wall mount, carbon steel, ANSI 61 gray, powder coat finish, screw cover. | Stock | 188 | 201
CS36248 | Hammond enclosure, NEMA 1, 36 x 24 x 8in (HxWxD), wall mount, carbon steel, ANSI 61 gray, powder coat finish, screw cover. | Stock | 211 | 226
CS363612 | Hammond enclosure, NEMA 1, 36 x 36 x 12in (HxWxD), wall mount, carbon steel, ANSI 61 gray, powder coat finish, screw cover. | Stock | 442 | 473
CS36366 | Hammond enclosure, NEMA 1, 36 x 36 x 6in (HxWxD), wall mount, carbon steel, ANSI 61 gray, powder coat finish, screw cover. | Stock | 338 | 361
CS443 | Hammond enclosure, NEMA 1, 4 x 4 x 3in (HxWxD), wall mount, carbon steel, ANSI 61 gray, powder coat finish, screw cover. | Stock | 11 | 11.75
CS444 | Hammond enclosure, NEMA 1, 4 x 4 x 4in (HxWxD), wall mount, carbon steel, ANSI 61 gray, powder coat finish, screw cover. | Stock | 9.75 | 10.25
CS644 | Hammond enclosure, NEMA 1, 6 x 4 x 4in (HxWxD), wall mount, carbon steel, ANSI 61 gray, powder coat finish, screw cover. | Stock | 10.75 | 11.5
CS663 | Hammond enclosure, NEMA 1, 6 x 6 x 3in (HxWxD), wall mount, carbon steel, ANSI 61 gray, powder coat finish, screw cover. | Stock | 15.75 | 16.75
CS664 | Hammond enclosure, NEMA 1, 6 x 6 x 4in (HxWxD), wall mount, carbon steel, ANSI 61 gray, powder coat finish, screw cover. | Stock | 10.75 | 11.5
CS666 | Hammond enclosure, NEMA 1, 6 x 6 x 6in (HxWxD), wall mount, carbon steel, ANSI 61 gray, powder coat finish, screw cover. | Stock | 14 | 15
CS66EXT4 | Hammond extender ring, 6 x 6 x 4in, carbon steel, ANSI 61 gray, powder coat finish. For use with Hammond CS663, CS664, CS666, CSKO663, CSKO664, and CSKO666 enclosures. | Stock | 13.5 | 14.25
CS863 | Hammond enclosure, NEMA 1, 8 x 6 x 3in (HxWxD), wall mount, carbon steel, ANSI 61 gray, powder coat finish, screw cover. | Stock | 18.5 | 19.75
CS864 | Hammond enclosure, NEMA 1, 8 x 6 x 4in (HxWxD), wall mount, carbon steel, ANSI 61 gray, powder coat finish, screw cover. | Stock | 13 | 13.75
CS884 | Hammond enclosure, NEMA 1, 8 x 8 x 4in (HxWxD), wall mount, carbon steel, ANSI 61 gray, powder coat finish, screw cover. | Stock | 15.25 | 16.5
CS886 | Hammond enclosure, NEMA 1, 8 x 8 x 6in (HxWxD), wall mount, carbon steel, ANSI 61 gray, powder coat finish, screw cover. | Stock | 19 | 20.5
CS88EXT4 | Hammond extender ring, 8 x 8 x 4in, carbon steel, ANSI 61 gray, powder coat finish. For use with Hammond CS6884, CS886, CSKO884, and CSKO886 enclosures. | Stock | 18.5 | 19.75
CSAS4F4CY2202 | AC micro cable, 1/2in-20 UNF thread axial female to pigtail, 4-pole, PVC jacket, yellow, 6.5ft/2m cable length, IP67. | Stock | 26.5 | 27.5
CSAS4F4CY2205 | AC micro cable, 1/2in-20 UNF thread axial female to pigtail, 4-pole, PVC jacket, yellow, 16.4ft/5m cable length, IP67. | Stock | 27.5 | 28.5
CSAS5A5CY2202 | AC micro cable, 1/2in-20 UNF thread axial female to pigtail, 5-pole, PVC jacket, yellow, 6.5ft/2m cable length, IP67. | Stock | 33.5 | 35
CSAS5A5CY2205 | AC micro cable, 1/2in-20 UNF thread axial female to pigtail, 5-pole, PVC jacket, yellow, 16.4ft/5m cable length, IP67. | Stock | 35.5 | 37
CSDS4A4CY2202 | Cable, M12 axial female to pigtail, 4-pole, PVC jacket, yellow, 6.5ft/2m cable length, IP67. | Stock | 23.5 | 24.5
CSDS4A4CY2205 | Cable, M12 axial female to pigtail, 4-pole, PVC jacket, yellow, 16.4ft/5m cable length, IP67. | Stock | 24.5 | 25.5
CS-F1-80-B-0005 | Datalogic cable, cascading, 18-pin proprietary to 18-pin proprietary, PVC. | Stock | 18.5 | 19
CS-F1-80-B-005 | Datalogic cable, cascading, 18-pin proprietary to 18-pin proprietary, PVC, 1.6ft/0.5m cable length. | Stock | 18.5 | 19
CS-F1-80-B-01 | Datalogic cable, cascading, 18-pin proprietary to 18-pin proprietary, PVC, 3.2ft/1m cable length. | Stock | 18.5 | 19
CSFC1010 | Hammond flush cover, carbon steel, 16 gauge, ANSI 61 gray, powder coat finish. For use with 10 x 10in (HxW) CS and CSKO screw cover enclosures. | Stock | 5 | 5.25
CSFC108 | Hammond flush cover, carbon steel, 16 gauge, ANSI 61 gray, powder coat finish. For use with 10 x 8in (HxW) CS and CSKO screw cover enclosures. | Stock | 4.25 | 4.5
CSFC1212 | Hammond flush cover, carbon steel, 16 gauge, ANSI 61 gray, powder coat finish. For use with 12 x 12in (HxW) CS and CSKO screw cover enclosures. | Stock | 6.75 | 7
CSFC128 | Hammond flush cover, carbon steel, 16 gauge, ANSI 61 gray, powder coat finish. For use with 12 x 8in (HxW) CS and CSKO screw cover enclosures. | Stock | 4.75 | 5
CSFC1616 | Hammond flush cover, carbon steel, 16 gauge, ANSI 61 gray, powder coat finish. For use with 16 x 16in (HxW) CS and CSKO screw cover enclosures. | Stock | 8 | 8.5
CSFC1812 | Hammond flush cover, carbon steel, 16 gauge, ANSI 61 gray, powder coat finish. For use with 18 x 12in (HxW) CS and CSKO screw cover enclosures. | from vendor up to 15 business days | 8.75 | 9.25
CSFC1818 | Hammond flush cover, carbon steel, 16 gauge, ANSI 61 gray, powder coat finish. For use with 18 x 18in (HxW) CS and CSKO screw cover enclosures. | Stock | 11.75 | 12.75
CSFC2418 | Hammond flush cover, carbon steel, 14 gauge, ANSI 61 gray, powder coat finish. For use with 24 x 18in (HxW) CS and CSKO screw cover enclosures. | from vendor up to 15 business days | 15.5 | 16.5
CSFC2424 | Hammond flush cover, carbon steel, 14 gauge, ANSI 61 gray, powder coat finish. For use with 24 x 24in (HxW) CS and CSKO screw cover enclosures. | Stock | 19.75 | 21
CSFC66 | Hammond flush cover, carbon steel, 16 gauge, ANSI 61 gray, powder coat finish. For use with 6 x 6in (HxW) CS and CSKO screw cover enclosures. | Stock | 2.5
CSFC86 | Hammond flush cover, carbon steel, 16 gauge, ANSI 61 gray, powder coat finish. For use with 8 x 6in (HxW) CS and CSKO screw cover enclosures. | Stock | 3 | 3.25
CSFC88 | Hammond flush cover, carbon steel, 16 gauge, ANSI 61 gray, powder coat finish. For use with 8 x 8in (HxW) CS and CSKO screw cover enclosures. | Stock | 3.5 | 3.75
CSFN105A-H6X | Metrol limit switch, precision touch, 10mm diameter, threaded, 0.5mm pitch, 30mm length, 1.5mm radius head, stainless steel, 2mm plunger, 0.1N contact force, NPN, N.O., 9.8ft/3m cable length, pigtail. | Stock | 39 | 40.5
CSG10104 | Hammond enclosure, NEMA 1, 10 x 10 x 4in (HxWxD), wall mount, galvanized steel, screw cover. | Stock | 20 | 21.5
CSG10106 | Hammond enclosure, NEMA 1, 10 x 10 x 6in (HxWxD), wall mount, galvanized steel, screw cover. | Stock | 23.5 | 25
CSG1010EXT4 | Hammond extender ring, 10 x 10 x 4in, galvanized steel. For use with Hammond CSG10104, CSG10106, CSKOG10104, and CSKOG10106 enclosures. | Stock | 24 | 26
CSG12106 | Hammond enclosure, NEMA 1, 12 x 10 x 6in (HxWxD), wall mount, galvanized steel, screw cover. | Stock | 30.5 | 32.5
CSG12124 | Hammond enclosure, NEMA 1, 12 x 12 x 4in (HxWxD), wall mount, galvanized steel, screw cover. | Stock | 24.5 | 26
CSG12126 | Hammond enclosure, NEMA 1, 12 x 12 x 6in (HxWxD), wall mount, galvanized steel, screw cover. | Stock | 30 | 32
CSG12128 | Hammond enclosure, NEMA 1, 12 x 12 x 8in (HxWxD), wall mount, galvanized steel, screw cover. | Stock | 37.5 | 40.5
CSG1212EXT4 | Hammond extender ring, 12 x 12 x 4in, galvanized steel. For use with Hammond CSG12124, CSG12126, CSG12128, CSKOG12124, CSKOG12126, and CSKOG12128 enclosures. | Stock | 32 | 34
CS-G1-50-B-002 | Datalogic cable, emitter, 18-pin proprietary to 5-pin M12 quick-disconnect, PVC, 0.6ft/0.2m cable length. | Stock | 18.5 | 19
CSG16166 | Hammond enclosure, NEMA 1, 16 x 16 x 6in (HxWxD), wall mount, galvanized steel, screw cover. | Stock | 53 | 56
CS-G1-70-B-002 | Datalogic cable, blanking, 18-pin proprietary to 12-pin M12 quick-disconnect, PVC, 0.6ft/0.2m cable length. | Stock | 21.5 | 22.5
CSG18126 | Hammond enclosure, NEMA 1, 18 x 12 x 6in (HxWxD), wall mount, galvanized steel, screw cover. | Stock | 41 | 44
CSG181812 | Hammond enclosure, NEMA 1, 18 x 18 x 12in (HxWxD), wall mount, galvanized steel, screw cover. | Stock | 103 | 111
CSG18184 | Hammond enclosure, NEMA 1, 18 x 18 x 4in (HxWxD), wall mount, galvanized steel, screw cover. | Stock | 55 | 59
CSG18186 | Hammond enclosure, NEMA 1, 18 x 18 x 6in (HxWxD), wall mount, galvanized steel, screw cover. | Stock | 55 | 59
CSG18188 | Hammond enclosure, NEMA 1, 18 x 18 x 8in (HxWxD), wall mount, galvanized steel, screw cover. | Stock | 72 | 77
CSG242412 | Hammond enclosure, NEMA 1, 24 x 24 x 12in (HxWxD), wall mount, galvanized steel, screw cover. | Stock | 197 | 211
CSG24244 | Hammond enclosure, NEMA 1, 24 x 24 x 4in (HxWxD), wall mount, galvanized steel, screw cover. | Stock | 106 | 114
CSG24246 | Hammond enclosure, NEMA 1, 24 x 24 x 6in (HxWxD), wall mount, galvanized steel, screw cover. | Stock | 106 | 114
CSG24248 | Hammond enclosure, NEMA 1, 24 x 24 x 8in (HxWxD), wall mount, galvanized steel, screw cover. | Stock | 132 | 142
CSG303012 | Hammond enclosure, NEMA 1, 30 x 30 x 12in (HxWxD), wall mount, galvanized steel, screw cover. | Stock | 335 | 359
CSG30306 | Hammond enclosure, NEMA 1, 30 x 30 x 6in (HxWxD), wall mount, galvanized steel, screw cover. | Stock | 252 | 269
CSG30308 | Hammond enclosure, NEMA 1, 30 x 30 x 8in (HxWxD), wall mount, galvanized steel, screw cover. | Stock | 256 | 274
CSG363612 | Hammond enclosure, NEMA 1, 36 x 36 x 12in (HxWxD), wall mount, galvanized steel, screw cover. | Stock | 430 | 460
CSG363616 | Hammond enclosure, NEMA 1, 36 x 36 x 16in (HxWxD), wall mount, galvanized steel, screw cover. | Stock | 464 | 497
CSG36366 | Hammond enclosure, NEMA 1, 36 x 36 x 6in (HxWxD), wall mount, galvanized steel, screw cover. | Stock | 338 | 361
CSG36368 | Hammond enclosure, NEMA 1, 36 x 36 x 8in (HxWxD), wall mount, galvanized steel, screw cover. | Stock | 384 | 411
CSG484812 | Hammond enclosure, NEMA 1, 48 x 48 x 12in (HxWxD), wall mount, galvanized steel, screw cover. | Stock | 745 | 797
CSG484816 | Hammond enclosure, NEMA 1, 48 x 48 x 16in (HxWxD), wall mount, galvanized steel, screw cover. | Stock | 819 | 876
CSG664 | Hammond enclosure, NEMA 1, 6 x 6 x 4in (HxWxD), wall mount, galvanized steel, screw cover. | Stock | 10.25 | 11
CSG666 | Hammond enclosure, NEMA 1, 6 x 6 x 6in (HxWxD), wall mount, galvanized steel, screw cover. | Stock | 13.5 | 14.25
CSG66EXT4 | Hammond extender ring, 6 x 6 x 4in, galvanized steel. For use with Hammond CSG664, CSG666, CSKOG664, and CSKOG666 enclosures. | Stock | 15.75 | 16.75
CSG884 | Hammond enclosure, NEMA 1, 8 x 8 x 4in (HxWxD), wall mount, galvanized steel, screw cover. | Stock | 14.5 | 15.75
CSG886 | Hammond enclosure, NEMA 1, 8 x 8 x 6in (HxWxD), wall mount, galvanized steel, screw cover. | Stock | 18.25 | 19.5
CSG88EXT4 | Hammond extender ring, 8 x 8 x 4in, galvanized steel. For use with Hammond CSG884, CSG886, CSKOG884, and CSKOG886 enclosures. | Stock | 19.5 | 21
CSH121A-AL | Metrol limit switch, precision touch, 12mm diameter, threaded, 1mm pitch, 59.5mm length, 5mm radius head, stainless steel, 10mm plunger, 1N contact force, dry contact(s), N.O., 6.5ft/2m cable length, pigtail. | Stock | 65 | 68
CSH121A-APL | Metrol limit switch, precision touch, 12mm diameter, threaded, 1mm pitch, 59.5mm length, 5mm radius head, plastic, 10mm plunger, 1N contact force, dry contact(s), N.O., 6.5ft/2m cable length, pigtail. | Stock | 76 | 79
CSH121B-AL | Metrol limit switch, precision touch, 12mm diameter, threaded, 1mm pitch, 59.5mm length, 5mm radius head, stainless steel, 10mm plunger, 1N contact force, dry contact(s), N.C., 6.5ft/2m cable length, pigtail. | Stock | 68 | 71
CSH121B-APL | Metrol limit switch, precision touch, 12mm diameter, threaded, 1mm pitch, 59.5mm length, 5mm radius head, plastic, 10mm plunger, 1N contact force, dry contact(s), N.C., 6.5ft/2m cable length, pigtail. | Stock | 76 | 79
CSHP085A-L | Metrol limit switch, precision touch, 8mm diameter, threaded, 0.5mm pitch, 62.5mm length, 3mm radius head, stainless steel, 4.7mm plunger, 1N contact force, dry contact(s), N.O., 6.5ft/2m cable length, pigtail. | Stock | 134 | 139
CSHP085B-L | Metrol limit switch, precision touch, 8mm diameter, threaded, 0.5mm pitch, 62.5mm length, 3mm radius head, stainless steel, 4.7mm plunger, 1N contact force, dry contact(s), N.C., 6.5ft/2m cable length, pigtail. | Stock | 134 | 139
CSJ055A-CG | Metrol limit switch, precision touch, 5mm diameter, threaded, 0.5mm pitch, 55.5mm length, 1.5mm flat head, stainless steel, needle plunger, 0.5N contact force, dry contact(s), N.O., 9.8ft/3m cable length, pigtail. | Stock | 44 | 46
CSJ055A-CL | Metrol limit switch, precision touch, 5mm diameter, threaded, 0.5mm pitch, 55.5mm length, 1.5mm flat head, stainless steel, needle plunger, 1N contact force, dry contact(s), N.O., 9.8ft/3m cable length, pigtail. | Stock | 51 | 53
CSJ055A-L | Metrol limit switch, precision touch, 5mm diameter, threaded, 0.5mm pitch, 42mm length, 1.5mm radius head, stainless steel, 2mm plunger, 1N contact force, dry contact(s), N.O., 9.8ft/3m cable length, pigtail. | Stock | 45.5 | 47.5
CSJ055A-LR | Metrol limit switch, precision touch, 5mm diameter, threaded, 0.5mm pitch, 40mm length, 1.5mm radius head, stainless steel, 2mm plunger, 1N contact force, dry contact(s), N.O., 9.8ft/3m cable length, 90 degree exit, pigtail. | Stock | 50 | 52
CSJS50A-L | Metrol limit switch, precision touch, 5mm diameter, smooth, 42mm length, 1.5mm radius head, stainless steel, 2mm plunger, 1N contact force, dry contact(s), N.O., 9.8ft/3m cable length, pigtail. | Stock | 45.5 | 47.5
CSJS50A-LR | Metrol limit switch, precision touch, 5mm diameter, smooth, 40mm length, 1.5mm radius head, stainless steel, 2mm plunger, 1N contact force, dry contact(s), N.O., 9.8ft/3m cable length, 90 degree exit, pigtail. | Stock | 50 | 52
CSK087A-L | Metrol limit switch, precision touch, 8mm diameter, threaded, 0.75mm pitch, 54.5mm length, 3mm radius head, stainless steel, 3.5mm plunger, 1N contact force, dry contact(s), N.O., 9.8ft/3m cable length, pigtail. | Stock | 57 | 59
CSK087A-LR | Metrol limit switch, precision touch, 8mm diameter, threaded, 0.75mm pitch, 66.2mm length, 3mm radius head, stainless steel, 3.5mm plunger, 1N contact force, dry contact(s), N.O., 9.8ft/3m cable length, 90 degree exit, pigtail. | Stock | 54 | 56
CSK087B-L | Metrol limit switch, precision touch, 8mm diameter, threaded, 0.75mm pitch, 54.5mm length, 3mm radius head, stainless steel, 3.5mm plunger, 1N contact force, dry contact(s), N.C., 9.8ft/3m cable length, pigtail. | Stock | 57 | 59
CSK087B-LR | Metrol limit switch, precision touch, 8mm diameter, threaded, 0.75mm pitch, 66.2mm length, 3mm radius head, stainless steel, 3.5mm plunger, 1N contact force, dry contact(s), N.C., 9.8ft/3m cable length, 90 degree exit, pigtail. | Stock | 54 | 56
CSKO10104 | Hammond enclosure, NEMA 1, 10 x 10 x 4in (HxWxD), wall mount, with knockouts, carbon steel, ANSI 61 gray, powder coat finish, screw cover. | Stock | 21 | 22.5
CSKO10106 | Hammond enclosure, NEMA 1, 10 x 10 x 6in (HxWxD), wall mount, with knockouts, carbon steel, ANSI 61 gray, powder coat finish, screw cover. | Stock | 24.5 | 26.5
CSKO1084 | Hammond enclosure, NEMA 1, 10 x 8 x 4in (HxWxD), wall mount, with knockouts, carbon steel, ANSI 61 gray, powder coat finish, screw cover. | Stock | 18.75 | 20
CSKO1086 | Hammond enclosure, NEMA 1, 10 x 8 x 6in (HxWxD), wall mount, with knockouts, carbon steel, ANSI 61 gray, powder coat finish, screw cover. | Stock | 23 | 25
CSKO12104 | Hammond enclosure, NEMA 1, 12 x 10 x 4in (HxWxD), wall mount, with knockouts, carbon steel, ANSI 61 gray, powder coat finish, screw cover. | Stock | 27 | 29
CSKO12106 | Hammond enclosure, NEMA 1, 12 x 10 x 6in (HxWxD), wall mount, with knockouts, carbon steel, ANSI 61 gray, powder coat finish, screw cover. | Stock | 33.5 | 36
CSKO12124 | Hammond enclosure, NEMA 1, 12 x 12 x 4in (HxWxD), wall mount, with knockouts, carbon steel, ANSI 61 gray, powder coat finish, screw cover. | Stock | 25.5 | 27.5
CSKO12126 | Hammond enclosure, NEMA 1, 12 x 12 x 6in (HxWxD), wall mount, with knockouts, carbon steel, ANSI 61 gray, powder coat finish, screw cover. | Stock | 31.5 | 33.5
CSKO12128 | Hammond enclosure, NEMA 1, 12 x 12 x 8in (HxWxD), wall mount, with knockouts, carbon steel, ANSI 61 gray, powder coat finish, screw cover. | Stock | 39.5 | 42.5
CSKO1284 | Hammond enclosure, NEMA 1, 12 x 8 x 4in (HxWxD), wall mount, with knockouts, carbon steel, ANSI 61 gray, powder coat finish, screw cover. | Stock | 21.5 | 23
CSKO16124 | Hammond enclosure, NEMA 1, 16 x 12 x 4in (HxWxD), wall mount, with knockouts, carbon steel, ANSI 61 gray, powder coat finish, screw cover. | Stock | 31 | 33
CSKO16126 | Hammond enclosure, NEMA 1, 16 x 12 x 6in (HxWxD), wall mount, with knockouts, carbon steel, ANSI 61 gray, powder coat finish, screw cover. | Stock | 39 | 41.5
CSKO16143 | Hammond enclosure, NEMA 1, 16 x 14 x 3in (HxWxD), wall mount, with knockouts, carbon steel, ANSI 61 gray, powder coat finish, screw cover. | Stock | 45.5 | 49
CSKO16166 | Hammond enclosure, NEMA 1, 16 x 16 x 6in (HxWxD), wall mount, with knockouts, carbon steel, ANSI 61 gray, powder coat finish, screw cover. | Stock | 53 | 56
CSKO16168 | Hammond enclosure, NEMA 1, 16 x 16 x 8in (HxWxD), wall mount, with knockouts, carbon steel, ANSI 61 gray, powder coat finish, screw cover. | Stock | 66 | 71
CSKO18124 | Hammond enclosure, NEMA 1, 18 x 12 x 4in (HxWxD), wall mount, with knockouts, carbon steel, ANSI 61 gray, powder coat finish, screw cover. | Stock | 39 | 41.5
CSKO18126 | Hammond enclosure, NEMA 1, 18 x 12 x 6in (HxWxD), wall mount, with knockouts, carbon steel, ANSI 61 gray, powder coat finish, screw cover. | Stock | 43 | 46
CSKO18143 | Hammond enclosure, NEMA 1, 18 x 14 x 3in (HxWxD), wall mount, with knockouts, carbon steel, ANSI 61 gray, powder coat finish, screw cover. | Stock | 50 | 53
CSKO18184 | Hammond enclosure, NEMA 1, 18 x 18 x 4in (HxWxD), wall mount, with knockouts, carbon steel, ANSI 61 gray, powder coat finish, screw cover. | Stock | 56 | 60
CSKO18186 | Hammond enclosure, NEMA 1, 18 x 18 x 6in (HxWxD), wall mount, with knockouts, carbon steel, ANSI 61 gray, powder coat finish, screw cover. | Stock | 58 | 62
CSKO20143 | Hammond enclosure, NEMA 1, 20 x 14 x 3in (HxWxD), wall mount, with knockouts, carbon steel, ANSI 61 gray, powder coat finish, screw cover. | Stock | 52 | 56
CSKO202010 | Hammond enclosure, NEMA 1, 20 x 20 x 10in (HxWxD), wall mount, with knockouts, carbon steel, ANSI 61 gray, powder coat finish, screw cover. | Stock | 184 | 197
CSKO24186 | Hammond enclosure, NEMA 1, 24 x 18 x 6in (HxWxD), wall mount, with knockouts, carbon steel, ANSI 61 gray, powder coat finish, screw cover. | Stock | 88 | 94
CSKO242410 | Hammond enclosure, NEMA 1, 24 x 24 x 10in (HxWxD), wall mount, with knockouts, carbon steel, ANSI 61 gray, powder coat finish, screw cover. | Stock | 160 | 171
CSKO24244 | Hammond enclosure, NEMA 1, 24 x 24 x 4in (HxWxD), wall mount, with knockouts, carbon steel, ANSI 61 gray, powder coat finish, screw cover. | Stock | 113 | 121
CSKO24246 | Hammond enclosure, NEMA 1, 24 x 24 x 6in (HxWxD), wall mount, with knockouts, carbon steel, ANSI 61 gray, powder coat finish, screw cover. | Stock | 112 | 119
CSKO24248 | Hammond enclosure, NEMA 1, 24 x 24 x 8in (HxWxD), wall mount, with knockouts, carbon steel, ANSI 61 gray, powder coat finish, screw cover. | Stock | 139 | 148
CSKO302010 | Hammond enclosure, NEMA 1, 30 x 20 x 10in (HxWxD), wall mount, with knockouts, carbon steel, ANSI 61 gray, powder coat finish, screw cover. | Stock | 243 | 260
CSKO30246 | Hammond enclosure, NEMA 1, 30 x 24 x 6in (HxWxD), wall mount, with knockouts, carbon steel, ANSI 61 gray, powder coat finish, screw cover. | Stock | 145 | 155
CSKO362410 | Hammond enclosure, NEMA 1, 36 x 24 x 10in (HxWxD), wall mount, with knockouts, carbon steel, ANSI 61 gray, powder coat finish, screw cover. | Stock | 330 | 353
CSKO36246 | Hammond enclosure, NEMA 1, 36 x 24 x 6in (HxWxD), wall mount, with knockouts, carbon steel, ANSI 61 gray, powder coat finish, screw cover. | Stock | 218 | 233
CSKO443 | Hammond enclosure, NEMA 1, 4 x 4 x 3in (HxWxD), wall mount, with knockouts, carbon steel, ANSI 61 gray, powder coat finish, screw cover. | Stock | 11 | 11.75
CSKO444 | Hammond enclosure, NEMA 1, 4 x 4 x 4in (HxWxD), wall mount, with knockouts, carbon steel, ANSI 61 gray, powder coat finish, screw cover. | Stock | 9.75 | 10.25
CSKO644 | Hammond enclosure, NEMA 1, 6 x 4 x 4in (HxWxD), wall mount, with knockouts, carbon steel, ANSI 61 gray, powder coat finish, screw cover. | Stock | 10.75 | 11.5
CSKO663 | Hammond enclosure, NEMA 1, 6 x 6 x 3in (HxWxD), wall mount, with knockouts, carbon steel, ANSI 61 gray, powder coat finish, screw cover. | Stock | 15.75 | 16.75
CSKO664 | Hammond enclosure, NEMA 1, 6 x 6 x 4in (HxWxD), wall mount, with knockouts, carbon steel, ANSI 61 gray, powder coat finish, screw cover. | Stock | 10.75 | 11.5
CSKO666 | Hammond enclosure, NEMA 1, 6 x 6 x 6in (HxWxD), wall mount, with knockouts, carbon steel, ANSI 61 gray, powder coat finish, screw cover. | Stock | 14 | 15
CSKO863 | Hammond enclosure, NEMA 1, 8 x 6 x 3in (HxWxD), wall mount, with knockouts, carbon steel, ANSI 61 gray, powder coat finish, screw cover. | Stock | 18.5 | 19.75
CSKO864 | Hammond enclosure, NEMA 1, 8 x 6 x 4in (HxWxD), wall mount, with knockouts, carbon steel, ANSI 61 gray, powder coat finish, screw cover. | Stock | 13 | 13.75
CSKO884 | Hammond enclosure, NEMA 1, 8 x 8 x 4in (HxWxD), wall mount, with knockouts, carbon steel, ANSI 61 gray, powder coat finish, screw cover. | Stock | 15.25 | 16.5
CSKO886 | Hammond enclosure, NEMA 1, 8 x 8 x 6in (HxWxD), wall mount, with knockouts, carbon steel, ANSI 61 gray, powder coat finish, screw cover. | Stock | 19 | 20.5
CSKOG10104 | Hammond enclosure, NEMA 1, 10 x 10 x 4in (HxWxD), wall mount, with knockouts, galvanized steel, screw cover. | Stock | 20 | 21.5
CSKOG10106 | Hammond enclosure, NEMA 1, 10 x 10 x 6in (HxWxD), wall mount, with knockouts, galvanized steel, screw cover. | from vendor up to 15 business days | 23.5 | 25
CSKOG12124 | Hammond enclosure, NEMA 1, 12 x 12 x 4in (HxWxD), wall mount, with knockouts, galvanized steel, screw cover. | Stock | 24.5 | 26
CSKOG12126 | Hammond enclosure, NEMA 1, 12 x 12 x 6in (HxWxD), wall mount, with knockouts, galvanized steel, screw cover. | Stock | 30 | 32
CSKOG12128 | Hammond enclosure, NEMA 1, 12 x 12 x 8in (HxWxD), wall mount, with knockouts, galvanized steel, screw cover. | Stock | 37.5 | 40.5
CSKOG16166 | Hammond enclosure, NEMA 1, 16 x 16 x 6in (HxWxD), wall mount, with knockouts, galvanized steel, screw cover. | Stock | 53 | 56
CSKOG16168 | Hammond enclosure, NEMA 1, 16 x 16 x 8in (HxWxD), wall mount, with knockouts, galvanized steel, screw cover. | Stock | 66 | 71
CSKOG18124 | Hammond enclosure, NEMA 1, 18 x 12 x 4in (HxWxD), wall mount, with knockouts, galvanized steel, screw cover. | Stock | 39 | 41.5
CSKOG664 | Hammond enclosure, NEMA 1, 6 x 6 x 4in (HxWxD), wall mount, with knockouts, galvanized steel, screw cover. | Stock | 10.25 | 11
CSKOG666 | Hammond enclosure, NEMA 1, 6 x 6 x 6in (HxWxD), wall mount, with knockouts, galvanized steel, screw cover. | Stock | 13.5 | 14.25
CSKOG884 | Hammond enclosure, NEMA 1, 8 x 8 x 4in (HxWxD), wall mount, with knockouts, galvanized steel, screw cover. | Stock | 14.5 | 15.75
CSKOG886 | Hammond enclosure, NEMA 1, 8 x 8 x 6in (HxWxD), wall mount, with knockouts, galvanized steel, screw cover. | Stock | 18.25 | 19.5
CSM105CA-L | Metrol limit switch, precision touch, 10mm diameter, threaded, 0.5mm pitch, 21.5mm length, 2.5mm radius head, stainless steel, 3.5mm plunger, 1N contact force, dry contact(s), N.O., 6.5ft/2m cable length, pigtail. | Stock | 52 | 54
CSM105WA | Metrol limit switch, precision touch, 10mm diameter, threaded, 0.5mm pitch, 15mm length, 2.5mm radius head, stainless steel, 3.5mm plunger, 1N contact force, dry contact(s), N.O., 1.6ft/0.5m cable length, core wire. | Stock | 48.5 | 50
CSMP105CA-L | Metrol limit switch, precision touch, 10mm diameter, threaded, 0.5mm pitch, 24.7mm length, 2.5mm radius head, stainless steel, 2mm plunger, 1N contact force, dry contact(s), N.O., 6.5ft/2m cable length, pigtail. | Stock | 56 | 58
CSMP105WA | Metrol limit switch, precision touch, 10mm diameter, threaded, 0.5mm pitch, 20.5mm length, 2.5mm radius head, stainless steel, 2mm plunger with boot, 1N contact force, dry contact(s), N.O., 1.6ft/0.5m cable length, core wire. | Stock | 51 | 53
CSMS4A4CY1602 | Mini connector cable, 7/8in-16 UN thread axial female to pigtail, 4-pole, PVC jacket, yellow, 6.5ft/2m cable length, IP68. | Stock | 36 | 37.5
CSMS4A4CY1606 | Mini connector cable, 7/8in-16 UN thread axial female to pigtail, 4-pole, PVC jacket, yellow, 19.6ft/6m cable length, IP68. | Stock | 59 | 61
CSMS5A5CY1602 | Mini connector cable, 7/8in-16 UN thread axial female to pigtail, 5-pole, PVC jacket, yellow, 6.5ft/2m cable length, IP68. | Stock | 42.5 | 44
CSMS5A5CY1606 | Mini connector cable, 7/8in-16 UN thread axial female to pigtail, 5-pole, PVC jacket, yellow, 19.6ft/6m cable length, IP68. | Stock | 67 | 70
CSP087A-AL | Metrol limit switch, precision touch, 8mm diameter, threaded, 0.75mm pitch, 52.8mm length, 2mm round head, stainless steel, 5.5mm plunger, 1N contact force, dry contact(s), N.O., 9.8ft/3m cable length, pigtail. | Stock | 65 | 68
CSP087B-AL | Metrol limit switch, precision touch, 8mm diameter, threaded, 0.75mm pitch, 52.8mm length, 2mm round head, stainless steel, 5.5mm plunger, 1N contact force, dry contact(s), N.C., 9.8ft/3m cable length, pigtail. | Stock | 65 | 68
CS-R1-75-B-002 | Datalogic cable, muting, 18-pin proprietary to (1) 5-pin M12 quick-disconnect and (1) 12-pin M12 quick-disconnect, PVC, 0.6ft/0.2m cable length. | Stock | 28 | 29
CSS60A-L | Metrol limit switch, precision touch, 6mm diameter, smooth, 42mm length, 1.5mm radius head, stainless steel, 2mm plunger, 1N contact force, dry contact(s), N.O., 9.8ft/3m cable length, pigtail. | Stock | 47 | 49
CSS60B-L | Metrol limit switch, precision touch, 6mm diameter, smooth, 42mm length, 1.5mm radius head, stainless steel, 2mm plunger, 1N contact force, dry contact(s), N.C., 9.8ft/3m cable length, pigtail. | Stock | 47 | 49
CSS80A-L | Metrol limit switch, precision touch, 8mm diameter, smooth, 43.5mm length, 3mm radius head, stainless steel, 3.5mm plunger, 1N contact force, dry contact(s), N.O., 9.8ft/3m cable length, pigtail. | Stock | 47 | 49
CSTK70 | Quadritalia folding desk, 539 x 352mm, carbon steel, RAL 7035 light gray, textured powder coat finish. Mounting hardware included. Installs inside or outside of enclosure. | Stock | 284 | 382
CSY12RX | ReeR muting receiver cable, 5-pin M12 quick-disconnect to (2) 5-pin M12 quick-disconnects, 5-pole, 24 VDC, PVC jacket, black, unshielded, 1.3ft/400mm cable length, IP67. | Stock | 44
CSY12TX | ReeR muting emitter cable, 5-pin M12 quick-disconnect to (2) 5-pin M12 quick-disconnects, 5-pole, 24 VDC, PVC jacket, black, unshielded, 1.3ft/400mm cable length, IP67. | Stock | 44
CT1-00-2H | AutomationDirect capacitive proximity sensor, tubular, 30mm diameter x 90mm body, polybutylene terephthalate housing, NPN/PNP, N.O./N.C. selectable output, 40mm sensing distance, non-flush, 10 Hz switching frequency, IP65 IP67, 4-pin M12 quick-disconnect. | Stock | 75 | 81
CT1-AN-1A | Micro Detectors capacitive proximity sensor, tubular, 30mm diameter x 71mm body, nickel-plated brass housing, NPN, N.O. output, 15mm sensing distance, flush, 100 Hz switching frequency, IP65, pigtail. | Stock | 81 | 84
CT1-AN-2A | Micro Detectors capacitive proximity sensor, tubular, 30mm diameter x 71mm body, nickel-plated brass housing, NPN, N.O. output, 20mm sensing distance, non-flush, 100 Hz switching frequency, IP65, pigtail. | Stock | 81 | 84
CT1-AP-1A | Micro Detectors capacitive proximity sensor, tubular, 30mm diameter x 71mm body, nickel-plated brass housing, PNP, N.O. output, 15mm sensing distance, flush, 100 Hz switching frequency, IP65, pigtail. | Stock | 81 | 84
CT1-AP-2A | Micro Detectors capacitive proximity sensor, tubular, 30mm diameter x 71mm body, nickel-plated brass housing, PNP, N.O. output, 20mm sensing distance, non-flush, 100 Hz switching frequency, IP65, pigtail. | Stock | 81 | 84
CT1-CN-2A | Micro Detectors capacitive proximity sensor, tubular, 30mm diameter x 71mm body, nickel-plated brass housing, NPN, N.C. output, 20mm sensing distance, non-flush, 100 Hz switching frequency, IP65, pigtail. | Stock | 81 | 84
CT1-CP-2A | Micro Detectors capacitive proximity sensor, tubular, 30mm diameter x 71mm body, nickel-plated brass housing, PNP, N.C. output, 20mm sensing distance, non-flush, 100 Hz switching frequency, IP65, pigtail. | Stock | 81 | 84
CT2-AN-2A | AutomationDirect capacitive proximity sensor, tubular, 30mm diameter x 92mm body, polybutylene terephthalate housing, NPN, N.O. output, 25mm sensing distance, non-flush, 40 Hz switching frequency, IP65 IP67 IP69K, pigtail. | Stock | 57 | 61
CT2-AN-2H | AutomationDirect capacitive proximity sensor, tubular, 30mm diameter x 92mm body, polybutylene terephthalate housing, NPN, N.O. output, 25mm sensing distance, non-flush, 40 Hz switching frequency, IP65 IP67 IP69K, 4-pin M12 quick-disconnect. | Stock | 57 | 61
CT2-AP-1A | AutomationDirect capacitive proximity sensor, tubular, 30mm diameter x 92mm body, polybutylene terephthalate housing, PNP, N.O. output, 15mm sensing distance, flush, 40 Hz switching frequency, IP65 IP67 IP69K, pigtail. | Stock | 57 | 61
CT2-AP-1H | AutomationDirect capacitive proximity sensor, tubular, 30mm diameter x 92mm body, polybutylene terephthalate housing, PNP, N.O. output, 15mm sensing distance, flush, 40 Hz switching frequency, IP65 IP67 IP69K, 4-pin M12 quick-disconnect. | Stock | 57 | 61
CT2-AP-2A | AutomationDirect capacitive proximity sensor, tubular, 30mm diameter x 92mm body, polybutylene terephthalate housing, PNP, N.O. output, 25mm sensing distance, non-flush, 40 Hz switching frequency, IP65 IP67 IP69K, pigtail. | Stock | 57 | 61
CT2-AP-2H | AutomationDirect capacitive proximity sensor, tubular, 30mm diameter x 92mm body, polybutylene terephthalate housing, PNP, N.O. output, 25mm sensing distance, non-flush, 40 Hz switching frequency, IP65 IP67 IP69K, 4-pin M12 quick-disconnect. | Stock | 57 | 61
CT2-CN-2A | AutomationDirect capacitive proximity sensor, tubular, 30mm diameter x 92mm body, polybutylene terephthalate housing, NPN, N.C. output, 25mm sensing distance, non-flush, 40 Hz switching frequency, IP65 IP67 IP69K, pigtail. | Stock | 57 | 61
CT2-CN-2H | AutomationDirect capacitive proximity sensor, tubular, 30mm diameter x 92mm body, polybutylene terephthalate housing, NPN, N.C. output, 25mm sensing distance, non-flush, 40 Hz switching frequency, IP65 IP67 IP69K, 4-pin M12 quick-disconnect. | Stock | 57 | 61
CT2-CP-1A | AutomationDirect capacitive proximity sensor, tubular, 30mm diameter x 92mm body, polybutylene terephthalate housing, PNP, N.C. output, 15mm sensing distance, flush, 40 Hz switching frequency, IP65 IP67 IP69K, pigtail. | Stock | 57 | 61
CT2-CP-1H | AutomationDirect capacitive proximity sensor, tubular, 30mm diameter x 92mm body, polybutylene terephthalate housing, PNP, N.C. output, 15mm sensing distance, flush, 40 Hz switching frequency, IP65 IP67 IP69K, 4-pin M12 quick-disconnect. | Stock | 57 | 61
CT2-CP-2A | AutomationDirect capacitive proximity sensor, tubular, 30mm diameter x 92mm body, polybutylene terephthalate housing, PNP, N.C. output, 25mm sensing distance, non-flush, 40 Hz switching frequency, IP65 IP67 IP69K, pigtail. | Stock | 57 | 61
CT2-CP-2H | AutomationDirect capacitive proximity sensor, tubular, 30mm diameter x 92mm body, polybutylene terephthalate housing, PNP, N.C. output, 25mm sensing distance, non-flush, 40 Hz switching frequency, IP65 IP67 IP69K, 4-pin M12 quick-disconnect. | Stock | 57 | 61
CTDD302410 | Wiegmann enclosure, NEMA 3R, 24 x 30 x 10in (HxWxD), wall mount, carbon steel, ANSI 61 gray, powder coat finish, double-door, 3-point 1/4-turn T-handle, padlock hasp and staple. | from vendor up to 10 business days | 594 | 608
CTDD303012 | Wiegmann enclosure, NEMA 3R, 30 x 30 x 12in (HxWxD), wall mount, carbon steel, ANSI 61 gray, powder coat finish, double-door, 3-point 1/4-turn T-handle, padlock hasp and staple. | from vendor up to 10 business days | 667 | 683
CTDD303612 | Wiegmann enclosure, NEMA 3R, 36 x 30 x 12in (HxWxD), wall mount, carbon steel, ANSI 61 gray, powder coat finish, double-door, 3-point 1/4-turn T-handle, padlock hasp and staple. | from vendor up to 10 business days | 743 | 760
CTDD362412 | Wiegmann enclosure, NEMA 3R, 24 x 36 x 12in (HxWxD), wall mount, carbon steel, ANSI 61 gray, powder coat finish, double-door, 3-point 1/4-turn T-handle, padlock hasp and staple. | from vendor up to 10 business days | 633 | 648
CTDD363012 | Wiegmann enclosure, NEMA 3R, 30 x 36 x 12in (HxWxD), wall mount, carbon steel, ANSI 61 gray, powder coat finish, double-door, 3-point 1/4-turn T-handle, padlock hasp and staple. | from vendor up to 10 business days | 719 | 736
CTDD363212 | Wiegmann enclosure, NEMA 3R, 32 x 36 x 12in (HxWxD), wall mount, carbon steel, ANSI 61 gray, powder coat finish, double-door, 3-point 1/4-turn T-handle, padlock hasp and staple. | from vendor up to 10 business days | 738 | 756
CTDD363612 | Wiegmann enclosure, NEMA 3R, 36 x 36 x 12in (HxWxD), wall mount, carbon steel, ANSI 61 gray, powder coat finish, double-door, 3-point 1/4-turn T-handle, padlock hasp and staple. | from vendor up to 10 business days | 868 | 888
CTDD363616 | Wiegmann enclosure, NEMA 3R, 36 x 36 x 16in (HxWxD), wall mount, carbon steel, ANSI 61 gray, powder coat finish, double-door, 3-point 1/4-turn T-handle, padlock hasp and staple. | from vendor up to 10 business days | 901 | 922
CTDD424212 | Wiegmann enclosure, NEMA 3R, 42 x 42 x 12in (HxWxD), wall mount, carbon steel, ANSI 61 gray, powder coat finish, double-door, 3-point 1/4-turn T-handle, padlock hasp and staple. | from vendor up to 10 business days | 949 | 972
CTDD443012 | Wiegmann enclosure, NEMA 3R, 30 x 44 x 12in (HxWxD), wall mount, carbon steel, ANSI 61 gray, powder coat finish, double-door, 3-point 1/4-turn T-handle, padlock hasp and staple. | from vendor up to 15 business days | 705 | 722
CTDD484816 | Wiegmann enclosure, NEMA 3R, 48 x 48 x 16in (HxWxD), wall mount, carbon steel, ANSI 61 gray, powder coat finish, double-door, 3-point 1/4-turn T-handle, padlock hasp and staple. | from vendor up to 15 business days | 1119 | 1146
CTF-0150-5-SA | AcuAMP AC current transformer, split core, 150A primary, 5A secondary, 1.19 x 2.22in sensing window, 1.5% accuracy, screw terminal. | Stock | 70 | 81
CTF-0200-5-SA | AcuAMP AC current transformer, split core, 200A primary, 5A secondary, 1.19 x 2.22in sensing window, 1% accuracy, screw terminal. | Stock | 70 | 81
CTF-0400-5-SA | AcuAMP AC current transformer, split core, 400A primary, 5A secondary, 1.19 x 2.22in sensing window, 1% accuracy, screw terminal. | Stock | 101 | 116
CTF-0600-5-SA | AcuAMP AC current transformer, split core, 600A primary, 5A secondary, 1.19 x 2.22in sensing window, 1% accuracy, screw terminal. | Stock | 101 | 116
CTF-0800-5-SB | AcuAMP AC current transformer, split core, 800A primary, 5A secondary, 2.36 x 3.49in sensing window, 1% accuracy, screw terminal. | Stock | 134 | 154
CTF-1000-5-SB | AcuAMP AC current transformer, split core, 1000A primary, 5A secondary, 2.36 x 3.49in sensing window, 1% accuracy, screw terminal. | Stock | 134 | 154
CTF-5RL-0050 | AcuAMP AC current transformer, solid core, 50A primary, 5A secondary, 1.56in diameter sensing window, 2% accuracy, (2) 24in 16AWG lead wires. | Stock | 21 | 22
CTF-5RL-0100 | AcuAMP AC current transformer, solid core, 100A primary, 5A secondary, 1.56in diameter sensing window, 2% accuracy, (2) 24in 16AWG lead wires. | Stock | 21 | 22
CTF-5RL-0150 | AcuAMP AC current transformer, solid core, 150A primary, 5A secondary, 1.56in diameter sensing window, 1% accuracy, (2) 24in 16AWG lead wires. | Stock | 21 | 22
CTF-5RL-0200 | AcuAMP AC current transformer, solid core, 200A primary, 5A secondary, 1.56in diameter sensing window, 1% accuracy, (2) 24in 16AWG lead wires. | Stock | 21 | 22
CTF-5RL-0400 | AcuAMP AC current transformer, solid core, 400A primary, 5A secondary, 1.56in diameter sensing window, 1% accuracy, (2) 24in 16AWG lead wires. | Stock | 21 | 22
CTF-5SFT-0050 | AcuAMP AC current transformer, solid core, 50A primary, 5A secondary, 1.56in diameter sensing window, 2% accuracy, M4 x 0.7 threaded terminal stud with nut. | Stock | 22 | 23
CTF-5SFT-0100 | AcuAMP AC current transformer, solid core, 100A primary, 5A secondary, 1.56in diameter sensing window, 2% accuracy, M4 x 0.7 threaded terminal stud with nut. | Stock | 22 | 23
CTF-5SFT-0150 | AcuAMP AC current transformer, solid core, 150A primary, 5A secondary, 1.56in diameter sensing window, 1% accuracy, M4 x 0.7 threaded terminal stud with nut. | Stock | 22 | 23
CTF-5SFT-0200 | AcuAMP AC current transformer, solid core, 200A primary, 5A secondary, 1.56in diameter sensing window, 1% accuracy, M4 x 0.7 threaded terminal stud with nut. | Stock | 22 | 23
CTF-5SFT-0400 | AcuAMP AC current transformer, solid core, 400A primary, 5A secondary, 1.56in diameter sensing window, 1% accuracy, M4 x 0.7 threaded terminal stud with nut. | Stock | 22 | 23
CTF-7RL-0400 | AcuAMP AC current transformer, solid core, 400A primary, 5A secondary, 2.5in diameter sensing window, 1% accuracy, (2) 24in 16AWG lead wires. | Stock | 42 | 43.5
CTF-7RL-0600 | AcuAMP AC current transformer, solid core, 600A primary, 5A secondary, 2.5in diameter sensing window, 1% accuracy, (2) 24in 16AWG lead wires. | Stock | 42 | 43.5
CTF-7RL-0800 | AcuAMP AC current transformer, solid core, 800A primary, 5A secondary, 2.5in diameter sensing window, 1% accuracy, (2) 24in 16AWG lead wires. | Stock | 53 | 55
CTF-7RL-1000 | AcuAMP AC current transformer, solid core, 1000A primary, 5A secondary, 2.5in diameter sensing window, 1% accuracy, (2) 24in 16AWG lead wires. | Stock | 53 | 55
CTF-7SFT-0400 | AcuAMP AC current transformer, solid core, 400A primary, 5A secondary, 2.5in diameter sensing window, 1% accuracy, M4 x 0.7 threaded terminal stud with nut. | Stock | 43.5 | 45
CTF-7SFT-0600 | AcuAMP AC current transformer, solid core, 600A primary, 5A secondary, 2.5in diameter sensing window, 1% accuracy, M4 x 0.7 threaded terminal stud with nut. | Stock | 43.5 | 45
CTF-7SFT-0800 | AcuAMP AC current transformer, solid core, 800A primary, 5A secondary, 2.5in diameter sensing window, 1% accuracy, M4 x 0.7 threaded terminal stud with nut. | Stock | 53 | 55
CTF-7SFT-1000 | AcuAMP AC current transformer, solid core, 1000A primary, 5A secondary, 2.5in diameter sensing window, 1% accuracy, M4 x 0.7 threaded terminal stud with nut. | Stock | 57 | 59
CTSD121810 | Wiegmann enclosure, NEMA 3R, 18 x 12 x 10in (HxWxD), wall mount, carbon steel, ANSI 61 gray, powder coat finish, single-door, 1/4-turn flush-mounted latch, padlock hasp and staple. | from vendor up to 10 business days | 440 | 451
CTSD182410 | Wiegmann enclosure, NEMA 3R, 24 x 18 x 10in (HxWxD), wall mount, carbon steel, ANSI 61 gray, powder coat finish, single-door, 1/4-turn flush-mounted latch, padlock hasp and staple. | from vendor up to 10 business days | 447 | 458
CTSD202010 | Wiegmann enclosure, NEMA 3R, 20 x 20 x 10in (HxWxD), wall mount, carbon steel, ANSI 61 gray, powder coat finish, single-door, 1/4-turn flush-mounted latch, padlock hasp and staple. | from vendor up to 10 business days | 449 | 460
CTSD202412 | Wiegmann enclosure, NEMA 3R, 24 x 20 x 12in (HxWxD), wall mount, carbon steel, ANSI 61 gray, powder coat finish, single-door, 1/4-turn flush-mounted latch, padlock hasp and staple. | from vendor up to 10 business days | 462 | 473
CTSD242412 | Wiegmann enclosure, NEMA 3R, 24 x 24 x 12in (HxWxD), wall mount, carbon steel, ANSI 61 gray, powder coat finish, single-door, 1/4-turn flush-mounted latch, padlock hasp and staple. | from vendor up to 10 business days | 481 | 493
CTSD243012 | Wiegmann enclosure, NEMA 3R, 30 x 24 x 12in (HxWxD), wall mount, carbon steel, ANSI 61 gray, powder coat finish, single-door, 1/4-turn flush-mounted latch, padlock hasp and staple. | from vendor up to 10 business days | 498 | 510
CTSD243612 | Wiegmann enclosure, NEMA 3R, 36 x 24 x 12in (HxWxD), wall mount, carbon steel, ANSI 61 gray, powder coat finish, single-door, 1/4-turn flush-mounted latch, padlock hasp and staple. | from vendor up to 10 business days | 528 | 541
CTSD303612 | Wiegmann enclosure, NEMA 3R, 36 x 30 x 12in (HxWxD), wall mount, carbon steel, ANSI 61 gray, powder coat finish, single-door, 1/4-turn flush-mounted latch, padlock hasp and staple. | from vendor up to 10 business days | 617 | 632
CTT-1C-A120 | AutomationDirect multi-function digital counter/timer/tachometer, two-line, 6-digit, two-color LCD, fully selectable timing range, 100-240 VAC operating voltage, (1) concurrent NPN transistor and SPST relay and (1) SPDT relay output(s), 1/16 DIN mount, screw terminal(s). | Stock | 82 | 90
CTT-1C-D24 | AutomationDirect multi-function digital counter/timer/tachometer, two-line, 6-digit, two-color LCD, fully selectable timing range, 24 VDC operating voltage, (1) concurrent NPN transistor and SPST relay and (1) SPDT relay output(s), 1/16 DIN mount, screw terminal(s). | Stock | 82 | 90
CTT-AN-A120 | AutomationDirect multi-function digital counter/timer/tachometer, two-line, 6-digit, two-color LCD, fully selectable timing range, 100-240 VAC operating voltage, (1) concurrent NPN transistor and SPST relay and (1) NPN transistor output(s), 1/16 DIN mount. | Stock | 82 | 90
CTT-AN-D24 | AutomationDirect multi-function digital counter/timer/tachometer, two-line, 6-digit, two-color LCD, fully selectable timing range, 24 VDC operating voltage, (1) concurrent NPN transistor and SPST relay and (1) NPN transistor output(s), 1/16 DIN mount, screw terminal(s). | Stock | 82 | 90
CTV-00-2M | AutomationDirect capacitive proximity sensor, tubular, 30mm diameter x 90mm body, polybutylene terephthalate housing, N.O./N.C. selectable output, 40mm sensing distance, non-flush, 10 Hz switching frequency, IP65 IP67, 1/2in - 20UNF thread. | Stock | 95 | 102
CUI-3131-10FT | CUI Devices encoder cable, 5-pin connector to pigtail, shielded, twisted pair, 10ft cable length. For use with CUI Devices AMT102 encoders. | Stock | 28 | 29
CUI-3131-20FT | CUI Devices encoder cable, 5-pin connector to pigtail, shielded, twisted pair, 20ft cable length. For use with CUI Devices AMT102 encoders. | Stock | 45 | 47
CUI-3131-6FT | CUI Devices encoder cable, 5-pin connector to pigtail, shielded, twisted pair, 6ft cable length. For use with CUI Devices AMT102 encoders. | Stock | 9.5 | 10
CUI-3132-1FT | CUI Devices encoder cable, 5-pin connector to pigtail, 1ft cable length. For use with CUI Devices AMT102 encoders. | Stock | 4.5 | 4.75
CUI-3934-6FT | CUI Devices encoder cable, 5-pin connector to pigtail, shielded, twisted pair, 6ft cable length. For use with CUI Devices AMT103 encoders. | Stock | 24.5 | 25.5
CUI-435-10FT | CUI Devices encoder cable, 5-pin connector to pigtail, 10ft cable length. For use with CUI Devices AMT103 encoders. | Stock | 20 | 21
CUI-435-1FT | CUI Devices encoder cable, 5-pin connector to pigtail, 1ft cable length. For use with CUI Devices AMT103 encoders. | Stock | 5 | 5.25
CUI-435-20FT | CUI Devices encoder cable, 5-pin connector to pigtail, 20ft cable length. For use with CUI Devices AMT103 encoders. | Stock | 28 | 29
CUI-KIT-1 | CUI Devices encoder accessory kit, replacement. For use with CUI Devices AMT102 encoders. Includes (1) AMT102 base, (1) AMT102 wide base, and (1) AMT10 sleeve kit (9 sleeves sized from 2-8mm). | Stock | 6 | 6.25
CUI-KIT-2 | CUI Devices encoder accessory kit, replacement. For use with CUI Devices AMT103 encoders. Includes (1) AMT standard base, (1) AMT standard wide base, and (1) AMT10 sleeve kit (9 sleeves sized from 2-8mm). | Stock | 6 | 6.25
CUI-KIT-3 | CUI Devices encoder accessory kit, replacement. For use with CUI Devices AMT11, AMT21 and AMT31 encoders. Includes (1) AMT standard base, (1) AMT standard wide base, and (1) AMT standard sleeve kit (9 sleeves sized from 2-8mm). | Stock | 6 | 6.25
CUI-KIT-4 | CUI Devices encoder sleeve kit, replacement. For use with CUI Devices AMT13 and AMT33 encoders. Includes (8) sleeves sized from 9-14mm. | Stock | 6 | 6.25
CUR-12G | Iboco connector, liquid-tight, for flexible tubing, 90-degree, non-metallic, gray, 3/8in trade size, G3/8 BSPP thread type. Package of 25. Seal gaskets included. | Stock | 51 | 55
CUR-12K | Iboco connector, liquid-tight, for flexible tubing, 90-degree, non-metallic, black, 3/8in trade size, G3/8 BSPP thread type. Package of 25. Seal gaskets included. | Stock | 51 | 55
CUR-16G | Iboco connector, liquid-tight, for flexible tubing, 90-degree, non-metallic, gray, 1/2in trade size, G1/2 BSPP thread type. Package of 25. Seal gaskets included. | Stock | 60 | 65
CUR-16K | Iboco connector, liquid-tight, for flexible tubing, 90-degree, non-metallic, black, 1/2in trade size, G1/2 BSPP thread type. Package of 25. Seal gaskets included. | Stock | 60 | 65
CUR-20G | Iboco connector, liquid-tight, for flexible tubing, 90-degree, non-metallic, gray, 3/4in trade size, G3/4 BSPP thread type. Package of 15. Seal gaskets included. | Stock | 41.5 | 45
CUR-20K | Iboco connector, liquid-tight, for flexible tubing, 90-degree, non-metallic, black, 3/4in trade size, G3/4 BSPP thread type. Package of 15. Seal gaskets included. | Stock | 41.5 | 45
CUR-25G | Iboco connector, liquid-tight, for flexible tubing, 90-degree, non-metallic, gray, 1in trade size, G1 BSPP thread type. Package of 5. Seal gaskets included. | Stock | 19.5 | 21
CUR-25K | Iboco connector, liquid-tight, for flexible tubing, 90-degree, non-metallic, black, 1in trade size, G1 BSPP thread type. Package of 5. Seal gaskets included. | Stock | 19.5 | 21
CUR-32G | Iboco connector, liquid-tight, for flexible tubing, 90-degree, non-metallic, gray, 1-1/4in trade size, G1-1/4 BSPP thread type. Package of 5. Seal gaskets included. | Stock | 50 | 54
CUR-32K | Iboco connector, liquid-tight, for flexible tubing, 90-degree, non-metallic, black, 1-1/4in trade size, G1-1/4 BSPP thread type. Package of 5. Seal gaskets included. | Stock | 50 | 54
CVF18N-M18N | NITRA pneumatic threaded fitting, check valve, nickel-plated brass body, nickel-plated brass threads, (1) 1/8in female NPT to (1) 1/8in male NPT connection(s). | Stock | 7 | 7.25
CV-L1-02-B-007 | Datalogic cable, L-muting, 5-pin M12 quick-disconnect to 5-pin M12 quick-disconnect, PVC, 1.6ft/0.5m cable length. | Stock | 28 | 29
CVM18N-F18N | NITRA pneumatic threaded fitting, check valve, nickel-plated brass body, nickel-plated brass threads, (1) 1/8in male NPT to (1) 1/8in female NPT connection(s). | Stock | 7 | 7.25
CVR-437D2-HL | NITRA manual valve, 4-port (4-way), 2-position, 4in handle, detented, 1/4in female NPT inlet(s), 1/4in female NPT outlet(s), Cv=0.89, through panel mount. | Stock | 20.5 | 21.5
CVR-438D2-HL | NITRA manual valve, 4-port (4-way), 3-position, center closed, 4in handle, detented, 1/4in female NPT inlet(s), 1/4in female NPT outlet(s), Cv=0.89, through panel mount. | Stock | 20.5 | 21.5
CVR-447D4-HL | NITRA manual valve, 4-port (4-way), 2-position, 4in handle, detented, 1/2in female NPT inlet(s), 1/2in female NPT outlet(s), Cv=5.29, through panel mount. | Stock | 24.5 | 25.5
CVR-448D4-HL | NITRA manual valve, 4-port (4-way), 3-position, center closed, 4.4in handle, detented, 1/2in female NPT inlet(s), 1/2in female NPT outlet(s), Cv=5.29, through panel mount. | Stock | 24.5 | 25.5
CVR-CCM-QC | Bussmann fuse block cover, package of 3. For use with 30A Class Midget and Class CC modular fuse blocks. | Stock | 20 | 21
CVRI-CCM-QC | Bussmann fuse block cover, with indicator. Package of 3. For use with 30A Class Midget and Class CC modular fuse blocks. | Stock | 26 | 27
CVRI-J-60030 | Bussmann fuse block cover, with indicator. For use with 600V 30A Class J modular fuse blocks. | Stock | 9.75 | 10
CVRI-J-60060 | Bussmann fuse block cover, with indicator. For use with 600V 60A Class J modular fuse blocks. | Stock | 10.25 | 10.5
CVRI-J-60100-M-1 | Bussmann fuse block cover, with indicator. For use with 600V 100A Class J modular fuse blocks. | Stock | 17.75 | 18.5
CVRI-J-60100-M-2 | Bussmann fuse block cover, with indicator. Package of 2. For use with 600V 100A Class J modular fuse blocks. | Stock | 34 | 35.5
CVRI-J-60100-M-3 | Bussmann fuse block cover, with indicator. Package of 3. For use with 600V 100A Class J modular fuse blocks. | Stock | 50 | 52
CVRI-J-60200-M-1 | Bussmann fuse block cover, with indicator. For use with 600V 200A Class J modular fuse blocks. | Stock | 19.5 | 20.5
CVRI-J-60200-M-2 | Bussmann fuse block cover, with indicator. Package of 2. For use with 600V 200A Class J modular fuse blocks. | Stock | 37.5 | 39
CVRI-J-60200-M-3 | Bussmann fuse block cover, with indicator. Package of 3. For use with 600V 200A Class J modular fuse blocks. | Stock | 58 | 60
CVRI-J-60400-M-1 | Bussmann fuse block cover, with indicator. For use with 600V 400A Class J modular fuse blocks. | Stock | 31 | 32
CVRI-J-60400-M-3 | Bussmann fuse block cover, with indicator. Package of 3. For use with 600V 400A Class J modular fuse blocks. | Stock | 89 | 93
CVRI-J-60600-1 | Bussmann fuse block cover, with indicator. For use with 600V 600A Class J modular fuse blocks. | Stock | 44.5 | 46.5
CVRI-J-60600-3 | Bussmann fuse block cover, with indicator. Package of 3. For use with 600V 600A Class J modular fuse blocks. | Stock | 135 | 140
CVRI-RH-25030 | Bussmann fuse block cover, with indicator. For use with 250V 30A Class R modular fuse blocks. | Stock | 9.75 | 10
CVRI-RH-25060 | Bussmann fuse block cover, with indicator. For use with 250V 60A Class R modular fuse blocks. | Stock | 10.25 | 10.5
CVRI-RH-25100-1 | Bussmann fuse block cover, with indicator. For use with 250V 100A Class R modular fuse blocks. | Stock | 18.75 | 19.5
CVRI-RH-25100-2 | Bussmann fuse block cover, with indicator. Package of 3. For use with 250V 100A Class R modular fuse blocks. | Stock | 36.5 | 38
CVRI-RH-25100-3 | Bussmann fuse block cover, with indicator. Package of 2. For use with 250V 100A Class R modular fuse blocks. | Stock | 55 | 57
CVRI-RH-25200-1 | Bussmann fuse block cover, with indicator. For use with 250V 200A Class R modular fuse blocks. | Stock | 24.5 | 25.5
CVRI-RH-25200-2 | Bussmann fuse block cover, with indicator. Package of 2. For use with 250V 200A Class R modular fuse blocks. | Stock | 48.5 | 50
CVRI-RH-25200-3 | Bussmann fuse block cover, with indicator. Package of 3. For use with 250V 200A Class R modular fuse blocks. | Stock | 72 | 75
CVRI-RH-25400-1 | Bussmann fuse block cover, with indicator. For use with 250V 400A Class R modular fuse blocks. | Stock | 34.5 | 36
CVRI-RH-25400-3 | Bussmann fuse block cover, with indicator. Package of 3. For use with 250V 400A Class R modular fuse blocks. | Stock | 107 | 111
CVRI-RH-25600-1 | Bussmann fuse block cover, with indicator. For use with 250V 600A Class R modular fuse blocks. | Stock | 55 | 57
CVRI-RH-25600-3 | Bussmann fuse block cover, with indicator. Package of 3. For use with 250V 600A Class R modular fuse blocks. | Stock | 169 | 176
CVRI-RH-60030 | Bussmann fuse block cover, with indicator. For use with 600V 30A Class R modular fuse blocks. | Stock | 9.75 | 10
CVRI-RH-60060 | Bussmann fuse block cover, with indicator. For use with 600V 60A Class R modular fuse blocks. | Stock | 10.25 | 10.5
CVRI-RH-60100-1 | Bussmann fuse block cover, with indicator. For use with 600V 100A Class R modular fuse blocks. | Stock | 23 | 24
CVRI-RH-60100-2 | Bussmann fuse block cover, with indicator. Package of 2. For use with 600V 100A Class R modular fuse blocks. | Stock | 45 | 47
CVRI-RH-60100-3 | Bussmann fuse block cover, with indicator. Package of 3. For use with 600V 100A Class R modular fuse blocks. | Stock | 67 | 70
CVRI-RH-60200-1 | Bussmann fuse block cover, with indicator. For use with 600V 200A Class R modular fuse blocks. | Stock | 28 | 29
CVRI-RH-60200-2 | Bussmann fuse block cover, with indicator. Package of 2. For use with 600V 200A Class R modular fuse blocks. | Stock | 55 | 57
CVRI-RH-60200-3 | Bussmann fuse block cover, with indicator. Package of 3. For use with 600V 200A Class R modular fuse blocks. | Stock | 84 | 87
CVRI-RH-60400-1 | Bussmann fuse block cover, with indicator. For use with 600V 400A Class R modular fuse blocks. | Stock | 44 | 46
CVRI-RH-60400-3 | Bussmann fuse block cover, with indicator. Package of 3. For use with 600V 400A Class R modular fuse blocks. | Stock | 134 | 139
CVRI-RH-60600-1 | Bussmann fuse block cover, with indicator. For use with 600V 600A Class R modular fuse blocks. | Stock | 68 | 71
CVRI-RH-60600-3 | Bussmann fuse block cover, with indicator. Package of 3. For use with 600V 600A Class R modular fuse blocks. | Stock | 207 | 215
CVR-J-60030 | Bussmann fuse block cover, for use with 600V 30A Class J modular fuse blocks. | Stock | 7.5 | 7.75
CVR-J-60060 | Bussmann fuse block cover, for use with 600V 60A Class J modular fuse blocks. | Stock | 9 | 9.25
CVR-J-60100-M-1 | Bussmann fuse block cover, for use with 600V 100A Class J modular fuse blocks. | Stock | 9.75 | 10
CVR-J-60100-M-2 | Bussmann fuse block cover, package of 2. For use with 600V 100A Class J modular fuse blocks. | Stock | 19.5 | 20.5
CVR-J-60100-M-3 | Bussmann fuse block cover, package of 3. For use with 600V 100A Class J modular fuse blocks. | Stock | 29 | 30
CVR-J-60200-M-1 | Bussmann fuse block cover, for use with 600V 200A Class J modular fuse blocks. | Stock | 12 | 12.5
CVR-J-60200-M-2 | Bussmann fuse block cover, package of 2. For use with 600V 200A Class J modular fuse blocks. | Stock | 24.5 | 25.5
CVR-J-60200-M-3 | Bussmann fuse block cover, package of 3. For use with 600V 200A Class J modular fuse blocks. | Stock | 35.5 | 37
CVR-J-60400-M-1 | Bussmann fuse block cover, for use with 600V 400A Class J modular fuse blocks. | Stock | 21.5 | 22.5
CVR-J-60400-M-3 | Bussmann fuse block cover, package of 3. For use with 600V 400A Class J modular fuse blocks. | Stock | 63 | 66
CVR-J-60600-1 | Bussmann fuse block cover, for use with 600V 600A Class J modular fuse blocks. | Stock | 35.5 | 37
CVR-J-60600-3 | Bussmann fuse block cover, package of 3. For use with 600V 600A Class J modular fuse blocks. | Stock | 108 | 112
CVR-RH-25030 | Bussmann fuse block cover, for use with 250V 30A Class R modular fuse blocks. | Stock | 7.5 | 7.75
CVR-RH-25060 | Bussmann fuse block cover, for use with 250V 60A Class R modular fuse blocks. | Stock | 9 | 9.25
CVR-RH-25100-1 | Bussmann fuse block cover, for use with 250V 100A Class R modular fuse blocks. | Stock | 11.25 | 11.5
CVR-RH-25100-2 | Bussmann fuse block cover, package of 2. For use with 250V 100A Class R modular fuse blocks. | Stock | 23 | 24
CVR-RH-25100-3 | Bussmann fuse block cover, package of 3. For use with 250V 100A Class R modular fuse blocks. | Stock | 34 | 35.5
CVR-RH-25200-1 | Bussmann fuse block cover, for use with 250V 200A Class R modular fuse blocks. | Stock | 15.75 | 16.5
CVR-RH-25200-2 | Bussmann fuse block cover, package of 2. For use with 250V 200A Class R modular fuse blocks. | Stock | 32 | 33.5
CVR-RH-25200-3 | Bussmann fuse block cover, package of 3. For use with 250V 200A Class R modular fuse blocks. | Stock | 46 | 48
CVR-RH-25400-1 | Bussmann fuse block cover, for use with 250V 400A Class R modular fuse blocks. | Stock | 25.5 | 26.5
CVR-RH-25400-3 | Bussmann fuse block cover, package of 3. For use with 250V 400A Class R modular fuse blocks. | Stock | 74 | 77
CVR-RH-25600-1 | Bussmann fuse block cover, for use with 250V 600A Class R modular fuse blocks. | Stock | 45.5 | 47.5
CVR-RH-25600-3 | Bussmann fuse block cover, package of 3. For use with 250V 600A Class R modular fuse blocks. | Stock | 139 | 145
CVR-RH-60030 | Bussmann fuse block cover, for use with 600V 30A Class R modular fuse blocks. | Stock | 7.5 | 7.75
CVR-RH-60060 | Bussmann fuse block cover, for use with 600V 60A Class R modular fuse blocks. | Stock | 9 | 9.25
CVR-RH-60100-1 | Bussmann fuse block cover, for use with 600V 100A Class R modular fuse blocks. | Stock | 14.5 | 15
CVR-RH-60100-2 | Bussmann fuse block cover, package of 2. For use with 600V 100A Class R modular fuse blocks. | Stock | 28 | 29
CVR-RH-60100-3 | Bussmann fuse block cover, package of 3. For use with 600V 100A Class R modular fuse blocks. | Stock | 40 | 41.5
CVR-RH-60200-1 | Bussmann fuse block cover, for use with 600V 200A Class R modular fuse blocks. | Stock | 18.75 | 19.5
CVR-RH-60200-2 | Bussmann fuse block cover, package of 2. For use with 600V 200A Class R modular fuse blocks. | Stock | 35.5 | 37
CVR-RH-60200-3 | Bussmann fuse block cover, package of 3. For use with 600V 200A Class R modular fuse blocks. | Stock | 54 | 56
CVR-RH-60400-1 | Bussmann fuse block cover, for use with 600V 400A Class R modular fuse blocks. | Stock | 33 | 34.5
CVR-RH-60400-3 | Bussmann fuse block cover, package of 3. For use with 600V 400A Class R modular fuse blocks. | Stock | 97 | 101
CVR-RH-60600-1 | Bussmann fuse block cover, for use with 600V 600A Class R modular fuse blocks. | Stock | 57 | 59
CVR-RH-60600-3 | Bussmann fuse block cover, package of 3. For use with 600V 600A Class R modular fuse blocks. | Stock | 173 | 180
CVS-5272-FP | NITRA manual valve, 5-port (4-way), 2-position, non-locking foot pedal, spring return, 1/4in female NPT inlet(s), 1/4in female NPT outlet(s), Cv=0.8. | Stock | 35.5 | 37
CVS-527D2-FP | NITRA manual valve, 5-port (4-way), 2-position, locking foot pedal, detented, 1/4in female NPT inlet(s), 1/4in female NPT outlet(s), Cv=0.8. | Stock | 40 | 41.5
CVU10N | NITRA pneumatic threaded fitting, check valve, nickel-plated brass body, nickel-plated brass threads, (2) #10-32 female threaded connection(s). | Stock | 5.75 | 6
CVU12-P | HydroMode potable water push-to-connect fitting, union straight check valve, acetal body, (2) 1/2in tube connection(s), NSF/ANSI 61. Package of 2. | Stock | 15 | 16.5
CVU14 | NITRA pneumatic push-to-connect fitting, union straight check valve, thermoplastic (PBT) body, (2) 1/4in tube connection(s). Package of 5. | Stock | 37.5 | 41
CVU14-P | HydroMode potable water push-to-connect fitting, union straight check valve, acetal body, (2) 1/4in tube connection(s), NSF/ANSI 61. Package of 2. | Stock | 15 | 16.5
CVU18N | NITRA pneumatic threaded fitting, check valve, nickel-plated brass body, nickel-plated brass threads, (2) 1/8in female NPT connection(s). | Stock | 7 | 7.25
CVU38 | NITRA pneumatic push-to-connect fitting, union straight check valve, aluminum body, (2) 3/8in tube connection(s). Package of 5. | Stock | 102 | 111
CVU38-P | HydroMode potable water push-to-connect fitting, union straight check valve, acetal body, (2) 3/8in tube connection(s), NSF/ANSI 61. Package of 2. | Stock | 15 | 16.5
CVU516-P | HydroMode potable water push-to-connect fitting, union straight check valve, acetal body, (2) 5/16in tube connection(s), NSF/ANSI 61. Package of 2. | Stock | 15 | 16.5
CVU532 | NITRA pneumatic push-to-connect fitting, union straight check valve, thermoplastic (PBT) body, (2) 5/32in (4mm) tube connection(s). Package of 5. | Stock | 33 | 36
CVU6M | NITRA pneumatic push-to-connect fitting, union straight check valve, thermoplastic (PBT) body, (2) 6mm tube connection(s). Package of 5. | Stock | 34 | 37
CVU8M | NITRA pneumatic push-to-connect fitting, union straight check valve, thermoplastic (PBT) body, (2) 5/16in (8mm) tube connection(s). Package of 5. | Stock | 42 | 46
CV-Y1-02-B-007 | Datalogic cable, T-muting, (1) 5-pin M12 quick-disconnect to (2) 5-pin M12 quick-disconnect, PVC, 1.6ft/0.5m cable length. | Stock | 32.5 | 34
CWB12-11-30C03 | WEG Electric CWB series IEC contactor, 12A, (3) N.O. power contact(s), 24 VDC coil voltage. (1) N.O./(1) N.C. auxiliary contacts included. | Stock | 38 | 40
CWB12-11-30D15 | WEG Electric CWB series IEC contactor, 12A, (3) N.O. power contact(s), 120 VAC (50/60Hz) coil voltage. (1) N.O./(1) N.C. auxiliary contacts included. | Stock | 31 | 33
CWB12-11-30D39 | WEG Electric CWB series IEC contactor, 12A, (3) N.O. power contact(s), 480 VAC (50/60Hz) coil voltage. (1) N.O./(1) N.C. auxiliary contacts included. | Stock | 31 | 33
CWB12-11-30V24 | WEG Electric CWB series IEC contactor, 12A, (3) N.O. power contact(s), 208-240 VAC (60Hz)/180-208 VAC (50Hz) coil voltage. (1) N.O./(1) N.C. auxiliary contacts included. | Stock | 31 | 33
CWB18-11-30C03 | WEG Electric CWB series IEC contactor, 18A, (3) N.O. power contact(s), 24 VDC coil voltage. (1) N.O./(1) N.C. auxiliary contacts included. | Stock | 45.5 | 48
CWB18-11-30D15 | WEG Electric CWB series IEC contactor, 18A, (3) N.O. power contact(s), 120 VAC (50/60Hz) coil voltage. (1) N.O./(1) N.C. auxiliary contacts included. | Stock | 38.5 | 40.5
CWB18-11-30D39 | WEG Electric CWB series IEC contactor, 18A, (3) N.O. power contact(s), 480 VAC (50/60Hz) coil voltage. (1) N.O./(1) N.C. auxiliary contacts included. | Stock | 38.5 | 40.5
CWB18-11-30V24 | WEG Electric CWB series IEC contactor, 18A, (3) N.O. power contact(s), 208-240 VAC (60Hz)/180-208 VAC (50Hz) coil voltage. (1) N.O./(1) N.C. auxiliary contacts included. | Stock | 38.5 | 40.5
CWB25-11-30C03 | WEG Electric CWB series IEC contactor, 25A, (3) N.O. power contact(s), 24 VDC coil voltage. (1) N.O./(1) N.C. auxiliary contacts included. | Stock | 47 | 49.5
CWB25-11-30D15 | WEG Electric CWB series IEC contactor, 25A, (3) N.O. power contact(s), 120 VAC (50/60Hz) coil voltage. (1) N.O./(1) N.C. auxiliary contacts included. | Stock | 44.25 | 47
CWB25-11-30D39 | WEG Electric CWB series IEC contactor, 25A, (3) N.O. power contact(s), 480 VAC (50/60Hz) coil voltage. (1) N.O./(1) N.C. auxiliary contacts included. | Stock | 44.25 | 47
CWB25-11-30V24 | WEG Electric CWB series IEC contactor, 25A, (3) N.O. power contact(s), 208-240 VAC (60Hz)/180-208 VAC (50Hz) coil voltage. (1) N.O./(1) N.C. auxiliary contacts included. | Stock | 44.25 | 47
CWB32-11-30C03 | WEG Electric CWB series IEC contactor, 32A, (3) N.O. power contact(s), 24 VDC coil voltage. (1) N.O./(1) N.C. auxiliary contacts included. | Stock | 66 | 70
CWB32-11-30D15 | WEG Electric CWB series IEC contactor, 32A, (3) N.O. power contact(s), 120 VAC (50/60Hz) coil voltage. (1) N.O./(1) N.C. auxiliary contacts included. | Stock | 52.5 | 56
CWB32-11-30D39 | WEG Electric CWB series IEC contactor, 32A, (3) N.O. power contact(s), 480 VAC (50/60Hz) coil voltage. (1) N.O./(1) N.C. auxiliary contacts included. | Stock | 52.5 | 56
CWB32-11-30V24 | WEG Electric CWB series IEC contactor, 32A, (3) N.O. power contact(s), 208-240 VAC (60Hz)/180-208 VAC (50Hz) coil voltage. (1) N.O./(1) N.C. auxiliary contacts included. | Stock | 52.5 | 56
CWB38-11-30C03 | WEG Electric CWB series IEC contactor, 38A, (3) N.O. power contact(s), 24 VDC coil voltage. (1) N.O./(1) N.C. auxiliary contacts included. | Stock | 73 | 77
CWB38-11-30D15 | WEG Electric CWB series IEC contactor, 38A, (3) N.O. power contact(s), 120 VAC (50/60Hz) coil voltage. (1) N.O./(1) N.C. auxiliary contacts included. | Stock | 60 | 63
CWB38-11-30D39 | WEG Electric CWB series IEC contactor, 38A, (3) N.O. power contact(s), 480 VAC (50/60Hz) coil voltage. (1) N.O./(1) N.C. auxiliary contacts included. | Stock | 60 | 63
CWB38-11-30V24 | WEG Electric CWB series IEC contactor, 38A, (3) N.O. power contact(s), 208-240 VAC (60Hz)/180-208 VAC (50Hz) coil voltage. (1) N.O./(1) N.C. auxiliary contacts included. | Stock | 60 | 63
CWB40-11-30C03 | WEG Electric CWB series IEC contactor, 40A, (3) N.O. power contact(s), 24 VDC coil voltage. (1) N.O./(1) N.C. auxiliary contacts included. | Stock | 80 | 85
CWB40-11-30D15 | WEG Electric CWB series IEC contactor, 40A, (3) N.O. power contact(s), 120 VAC (50/60Hz) coil voltage. (1) N.O./(1) N.C. auxiliary contacts included. | Stock | 62 | 66
CWB40-11-30D39 | WEG Electric CWB series IEC contactor, 40A, (3) N.O. power contact(s), 480 VAC (50/60Hz) coil voltage. (1) N.O./(1) N.C. auxiliary contacts included. | Stock | 62 | 66
CWB40-11-30V24 | WEG Electric CWB series IEC contactor, 40A, (3) N.O. power contact(s), 208-240 VAC (60Hz)/180-208 VAC (50Hz) coil voltage. (1) N.O./(1) N.C. auxiliary contacts included. | Stock | 62 | 66
CWB50-11-30C03 | WEG Electric CWB series IEC contactor, 50A, (3) N.O. power contact(s), 24 VDC coil voltage. (1) N.O./(1) N.C. auxiliary contacts included. | Stock | 114 | 121
CWB50-11-30D15 | WEG Electric CWB series IEC contactor, 50A, (3) N.O. power contact(s), 120 VAC (50/60Hz) coil voltage. (1) N.O./(1) N.C. auxiliary contacts included. | Stock | 83 | 88
CWB50-11-30D39 | WEG Electric CWB series IEC contactor, 50A, (3) N.O. power contact(s), 480 VAC (50/60Hz) coil voltage. (1) N.O./(1) N.C. auxiliary contacts included. | Stock | 83 | 88
CWB50-11-30V24 | WEG Electric CWB series IEC contactor, 50A, (3) N.O. power contact(s), 208-240 VAC (60Hz)/180-208 VAC (50Hz) coil voltage. (1) N.O./(1) N.C. auxiliary contacts included. | Stock | 83 | 88
CWB65-11-30C03 | WEG Electric CWB series IEC contactor, 65A, (3) N.O. power contact(s), 24 VDC coil voltage. (1) N.O./(1) N.C. auxiliary contacts included. | Stock | 129 | 136
CWB65-11-30D15 | WEG Electric CWB series IEC contactor, 65A, (3) N.O. power contact(s), 120 VAC (50/60Hz) coil voltage. (1) N.O./(1) N.C. auxiliary contacts included. | Stock | 94 | 99
CWB65-11-30D39 | WEG Electric CWB series IEC contactor, 65A, (3) N.O. power contact(s), 480 VAC (50/60Hz) coil voltage. (1) N.O./(1) N.C. auxiliary contacts included. | Stock | 94 | 99
CWB65-11-30V24 | WEG Electric CWB series IEC contactor, 65A, (3) N.O. power contact(s), 208-240 VAC (60Hz)/180-208 VAC (50Hz) coil voltage. (1) N.O./(1) N.C. auxiliary contacts included. | Stock | 94 | 99
CWB80-11-30C03 | WEG Electric CWB series IEC contactor, 80A, (3) N.O. power contact(s), 24 VDC coil voltage. (1) N.O./(1) N.C. auxiliary contacts included. | Stock | 153 | 162
CWB80-11-30D15 | WEG Electric CWB series IEC contactor, 80A, (3) N.O. power contact(s), 120 VAC (50/60Hz) coil voltage. (1) N.O./(1) N.C. auxiliary contacts included. | Stock | 99 | 105
CWB80-11-30D39 | WEG Electric CWB series IEC contactor, 80A, (3) N.O. power contact(s), 480 VAC (50/60Hz) coil voltage. (1) N.O./(1) N.C. auxiliary contacts included. | Stock | 99 | 105
CWB80-11-30V24 | WEG Electric CWB series IEC contactor, 80A, (3) N.O. power contact(s), 208-240 VAC (60Hz)/180-208 VAC (50Hz) coil voltage. (1) N.O./(1) N.C. auxiliary contacts included. | Stock | 99 | 105
CWB9-11-30C03 | WEG Electric CWB series IEC contactor, 9A, (3) N.O. power contact(s), 24 VDC coil voltage. (1) N.O./(1) N.C. auxiliary contacts included. | Stock | 32.5 | 34.5
CWB9-11-30D15 | WEG Electric CWB series IEC contactor, 9A, (3) N.O. power contact(s), 120 VAC (50/60Hz) coil voltage. (1) N.O./(1) N.C. auxiliary contacts included. | Stock | 27.5 | 29
CWB9-11-30D39 | WEG Electric CWB series IEC contactor, 9A, (3) N.O. power contact(s), 480 VAC (50/60Hz) coil voltage. (1) N.O./(1) N.C. auxiliary contacts included. | Stock | 27.5 | 29
CWB9-11-30V24 | WEG Electric CWB series IEC contactor, 9A, (3) N.O. power contact(s), 208-240 VAC (60Hz)/180-208 VAC (50Hz) coil voltage. (1) N.O./(1) N.C. auxiliary contacts included. | Stock | 27.5 | 29
CWC012-01-30L02 | WEG Electric CWC series IEC miniature contactor, 12A, (3) N.O. power contact(s), 12 VDC coil voltage, low consumption. (1) N.C. auxiliary contact included. | Stock | 19.5 | 20.5
CWC012-01-30L03 | WEG Electric CWC series IEC miniature contactor, 12A, (3) N.O. power contact(s), 24 VDC coil voltage, low consumption. (1) N.C. auxiliary contact included. | Stock | 19.5 | 20.5
CWC012-01-30V04 | WEG Electric CWC series IEC miniature contactor, 12A, (3) N.O. power contact(s), 24 VAC (60Hz) coil voltage. (1) N.C. auxiliary contact included. | Stock | 16 | 17
CWC012-01-30V18 | WEG Electric CWC series IEC miniature contactor, 12A, (3) N.O. power contact(s), 120 VAC (60Hz)/110 VAC (50Hz) coil voltage. (1) N.C. auxiliary contact included. | Stock | 16 | 17
CWC012-01-30V24 | WEG Electric CWC series IEC miniature contactor, 12A, (3) N.O. power contact(s), 208-240 VAC (60Hz) coil voltage. (1) N.C. auxiliary contact included. | Stock | 16 | 17
CWC012-01-30V47 | WEG Electric CWC series IEC miniature contactor, 12A, (3) N.O. power contact(s), 480 VAC (60Hz) coil voltage. (1) N.C. auxiliary contact included. | Stock | 16 | 17
CWC012-10-30L02 | WEG Electric CWC series IEC miniature contactor, 12A, (3) N.O. power contact(s), 12 VDC coil voltage, low consumption. (1) N.O. auxiliary contact included. | Stock | 19.5 | 20.5
CWC012-10-30L03 | WEG Electric CWC series IEC miniature contactor, 12A, (3) N.O. power contact(s), 24 VDC coil voltage, low consumption. (1) N.O. auxiliary contact included. | Stock | 19.5 | 20.5
CWC012-10-30V04 | WEG Electric CWC series IEC miniature contactor, 12A, (3) N.O. power contact(s), 24 VAC (60Hz) coil voltage. (1) N.O. auxiliary contact included. | Stock | 16 | 17
CWC012-10-30V18 | WEG Electric CWC series IEC miniature contactor, 12A, (3) N.O. power contact(s), 120 VAC (60Hz)/110 VAC (50Hz) coil voltage. (1) N.O. auxiliary contact included. | Stock | 16 | 17
CWC012-10-30V24 | WEG Electric CWC series IEC miniature contactor, 12A, (3) N.O. power contact(s), 208-240 VAC (60Hz) coil voltage. (1) N.O. auxiliary contact included. | Stock | 16 | 17
CWC012-10-30V47 | WEG Electric CWC series IEC miniature contactor, 12A, (3) N.O. power contact(s), 480 VAC (60Hz) coil voltage. (1) N.O. auxiliary contact included. | Stock | 16 | 17
CWC016-00-22R02 | WEG Electric CWC series IEC miniature contactor, 16A, (2) N.O. and (2) N.C. power contact(s), 12 VDC coil voltage. | Stock | 25.75 | 27
CWC016-00-22R03 | WEG Electric CWC series IEC miniature contactor, 16A, (2) N.O. and (2) N.C. power contact(s), 24 VDC coil voltage. | Stock | 25.75 | 27
CWC016-00-22V04 | WEG Electric CWC series IEC miniature contactor, 16A, (2) N.O. and (2) N.C. power contact(s), 24 VAC (60Hz) coil voltage. | Stock | 22 | 23.5
CWC016-00-22V18 | WEG Electric CWC series IEC miniature contactor, 16A, (2) N.O. and (2) N.C. power contact(s), 120 VAC (60Hz)/110 VAC (50Hz) coil voltage. | Stock | 22 | 23.5
CWC016-00-22V24 | WEG Electric CWC series IEC miniature contactor, 16A, (2) N.O. and (2) N.C. power contact(s), 208-240 VAC (60Hz) coil voltage. | Stock | 22 | 23.5
CWC016-00-22V47 | WEG Electric CWC series IEC miniature contactor, 16A, (2) N.O. and (2) N.C. power contact(s), 480 VAC (60Hz) coil voltage. | Stock | 22 | 23.5
CWC016-00-40L02 | WEG Electric CWC series IEC miniature contactor, 16A, (4) N.O. power contact(s), 12 VDC coil voltage, low consumption. | Stock | 25.75 | 27
CWC016-00-40L03 | WEG Electric CWC series IEC miniature contactor, 16A, (4) N.O. power contact(s), 24 VDC coil voltage, low consumption. | Stock | 25.75 | 27
CWC016-00-40V04 | WEG Electric CWC series IEC miniature contactor, 16A, (4) N.O. power contact(s), 24 VAC (60Hz) coil voltage. | Stock | 22 | 23.5
CWC016-00-40V18 | WEG Electric CWC series IEC miniature contactor, 16A, (4) N.O. power contact(s), 120 VAC (60Hz)/110 VAC (50Hz) coil voltage. | Stock | 22 | 23.5
CWC016-00-40V24 | WEG Electric CWC series IEC miniature contactor, 16A, (4) N.O. power contact(s), 208-240 VAC (60Hz) coil voltage. | Stock | 22 | 23.5
CWC016-00-40V47 | WEG Electric CWC series IEC miniature contactor, 16A, (4) N.O. power contact(s), 480 VAC (60Hz) coil voltage. | Stock | 22 | 23.5
CWC016-01-30L02 | WEG Electric CWC series IEC miniature contactor, 16A, (3) N.O. power contact(s), 12 VDC coil voltage, low consumption. (1) N.C. auxiliary contact included. | Stock | 22.5 | 24
CWC016-01-30L03 | WEG Electric CWC series IEC miniature contactor, 16A, (3) N.O. power contact(s), 24 VDC coil voltage, low consumption. (1) N.C. auxiliary contact included. | Stock | 22.5 | 24
CWC016-01-30V04 | WEG Electric CWC series IEC miniature contactor, 16A, (3) N.O. power contact(s), 24 VAC (60Hz) coil voltage. (1) N.C. auxiliary contact included. | Stock | 19 | 20
CWC016-01-30V18 | WEG Electric CWC series IEC miniature contactor, 16A, (3) N.O. power contact(s), 120 VAC (60Hz)/110 VAC (50Hz) coil voltage. (1) N.C. auxiliary contact included. | Stock | 19 | 20
CWC016-01-30V24 | WEG Electric CWC series IEC miniature contactor, 16A, (3) N.O. power contact(s), 208-240 VAC (60Hz) coil voltage. (1) N.C. auxiliary contact included. | Stock | 19 | 20
CWC016-01-30V47 | WEG Electric CWC series IEC miniature contactor, 16A, (3) N.O. power contact(s), 480 VAC (60Hz) coil voltage. (1) N.C. auxiliary contact included. | Stock | 19 | 20
CWC016-10-30L02 | WEG Electric CWC series IEC miniature contactor, 16A, (3) N.O. power contact(s), 12 VDC coil voltage, low consumption. (1) N.O. auxiliary contact included. | Stock | 22.5 | 24
CWC016-10-30L03 | WEG Electric CWC series IEC miniature contactor, 16A, (3) N.O. power contact(s), 24 VDC coil voltage, low consumption. (1) N.O. auxiliary contact included. | Stock | 22.5 | 24
CWC016-10-30V04 | WEG Electric CWC series IEC miniature contactor, 16A, (3) N.O. power contact(s), 24 VAC (60Hz) coil voltage. (1) N.O. auxiliary contact included. | Stock | 19 | 20
CWC016-10-30V18 | WEG Electric CWC series IEC miniature contactor, 16A, (3) N.O. power contact(s), 120 VAC (60Hz)/110 VAC (50Hz) coil voltage. (1) N.O. auxiliary contact included. | Stock | 19 | 20
CWC016-10-30V24 | WEG Electric CWC series IEC miniature contactor, 16A, (3) N.O. power contact(s), 208-240 VAC (60Hz) coil voltage. (1) N.O. auxiliary contact included. | Stock | 19 | 20
CWC016-10-30V47 | WEG Electric CWC series IEC miniature contactor, 16A, (3) N.O. power contact(s), 480 VAC (60Hz) coil voltage. (1) N.O. auxiliary contact included. | Stock | 19 | 20
CWC025-00-30V04 | WEG Electric CWC series IEC miniature contactor, 22A, (3) N.O. power contact(s), 24 VAC (60Hz) coil voltage. | Stock | 21 | 22
CWC025-00-30V18 | WEG Electric CWC series IEC miniature contactor, 22A, (3) N.O. power contact(s), 120 VAC (60Hz)/110 VAC (50Hz) coil voltage. | Stock | 21 | 22
CWC025-00-30V24 | WEG Electric CWC series IEC miniature contactor, 22A, (3) N.O. power contact(s), 208-240 VAC (60Hz) coil voltage. | Stock | 21 | 22
CWC025-00-30V47 | WEG Electric CWC series IEC miniature contactor, 22A, (3) N.O. power contact(s), 480 VAC (60Hz) coil voltage. | Stock | 21 | 22
CWC07-00-22R03 | WEG Electric CWC series IEC miniature contactor, 7A, (2) N.O. and (2) N.C. power contact(s), 24 VDC coil voltage. | Stock | 18.25 | 19.5
CWC07-00-22V04 | WEG Electric CWC series IEC miniature contactor, 7A, (2) N.O. and (2) N.C. power contact(s), 24 VAC (60Hz) coil voltage. | Stock | 15.25 | 16
CWC07-00-22V18 | WEG Electric CWC series IEC miniature contactor, 7A, (2) N.O. and (2) N.C. power contact(s), 120 VAC (60Hz)/110 VAC (50Hz) coil voltage. | Stock | 15.25 | 16
CWC07-00-22V24 | WEG Electric CWC series IEC miniature contactor, 7A, (2) N.O. and (2) N.C. power contact(s), 208-240 VAC (60Hz) coil voltage. | Stock | 15.25 | 16
CWC07-00-22V47 | WEG Electric CWC series IEC miniature contactor, 7A, (2) N.O. and (2) N.C. power contact(s), 480 VAC (60Hz) coil voltage. | Stock | 15.25 | 16
CWC07-00-40L03 | WEG Electric CWC series IEC miniature contactor, 7A, (4) N.O. power contact(s), 24 VDC coil voltage, low consumption. | Stock | 18.25 | 19.5
CWC07-00-40V04 | WEG Electric CWC series IEC miniature contactor, 7A, (4) N.O. power contact(s), 24 VAC (60Hz) coil voltage. | Stock | 15.25 | 16
CWC07-00-40V18 | WEG Electric CWC series IEC miniature contactor, 7A, (4) N.O. power contact(s), 120 VAC (60Hz)/110 VAC (50Hz) coil voltage. | Stock | 15.25 | 16
CWC07-00-40V24 | WEG Electric CWC series IEC miniature contactor, 7A, (4) N.O. power contact(s), 208-240 VAC (60Hz) coil voltage. | Stock | 15.25 | 16
CWC07-00-40V47 | WEG Electric CWC series IEC miniature contactor, 7A, (4) N.O. power contact(s), 480 VAC (60Hz) coil voltage. | Stock | 15.25 | 16
CWC07-01-30L02 | WEG Electric CWC series IEC miniature contactor, 7A, (3) N.O. power contact(s), 12 VDC coil voltage, low consumption. (1) N.C. auxiliary contact included. | Stock | 16.5 | 17.5
CWC07-01-30L03 | WEG Electric CWC series IEC miniature contactor, 7A, (3) N.O. power contact(s), 24 VDC coil voltage, low consumption. (1) N.C. auxiliary contact included. | Stock | 16.5 | 17.5
CWC07-01-30V04 | WEG Electric CWC series IEC miniature contactor, 7A, (3) N.O. power contact(s), 24 VAC (60Hz) coil voltage. (1) N.C. auxiliary contact included. | Stock | 13 | 14
CWC07-01-30V18 | WEG Electric CWC series IEC miniature contactor, 7A, (3) N.O. power contact(s), 120 VAC (60Hz)/110 VAC (50Hz) coil voltage. (1) N.C. auxiliary contact included. | Stock | 13 | 14
CWC07-01-30V24 | WEG Electric CWC series IEC miniature contactor, 7A, (3) N.O. power contact(s), 208-240 VAC (60Hz) coil voltage. (1) N.C. auxiliary contact included. | Stock | 13 | 14
CWC07-01-30V47 | WEG Electric CWC series IEC miniature contactor, 7A, (3) N.O. power contact(s), 480 VAC (60Hz) coil voltage. (1) N.C. auxiliary contact included. | Stock | 13 | 14
CWC07-10-30L02 | WEG Electric CWC series IEC miniature contactor, 7A, (3) N.O. power contact(s), 12 VDC coil voltage, low consumption. (1) N.O. auxiliary contact included. | Stock | 16.5 | 17.5
CWC07-10-30L03 | WEG Electric CWC series IEC miniature contactor, 7A, (3) N.O. power contact(s), 24 VDC coil voltage, low consumption. (1) N.O. auxiliary contact included. | Stock | 16.5 | 17.5
CWC07-10-30V04 | WEG Electric CWC series IEC miniature contactor, 7A, (3) N.O. power contact(s), 24 VAC (60Hz) coil voltage. (1) N.O. auxiliary contact included. | Stock | 13 | 14
CWC07-10-30V18 | WEG Electric CWC series IEC miniature contactor, 7A, (3) N.O. power contact(s), 120 VAC (60Hz)/110 VAC (50Hz) coil voltage. (1) N.O. auxiliary contact included. | Stock | 13 | 14
CWC07-10-30V24 | WEG Electric CWC series IEC miniature contactor, 7A, (3) N.O. power contact(s), 208-240 VAC (60Hz) coil voltage. (1) N.O. auxiliary contact included. | Stock | 13 | 14
CWC07-10-30V47 | WEG Electric CWC series IEC miniature contactor, 7A, (3) N.O. power contact(s), 480 VAC (60Hz) coil voltage. (1) N.O. auxiliary contact included. | Stock | 13 | 14
CWC09-00-22R02 | WEG Electric CWC series IEC miniature contactor, 9A, (2) N.O. and (2) N.C. power contact(s), 12 VDC coil voltage. | Stock | 20 | 21
CWC09-00-22R03 | WEG Electric CWC series IEC miniature contactor, 9A, (2) N.O. and (2) N.C. power contact(s), 24 VDC coil voltage. | Stock | 20 | 21
CWC09-00-22V04 | WEG Electric CWC series IEC miniature contactor, 9A, (2) N.O. and (2) N.C. power contact(s), 24 VAC (60Hz) coil voltage. | Stock | 16.75 | 17.5
CWC09-00-22V18 | WEG Electric CWC series IEC miniature contactor, 9A, (2) N.O. and (2) N.C. power contact(s), 120 VAC (60Hz)/110 VAC (50Hz) coil voltage. | Stock | 16.75 | 17.5
CWC09-00-22V24 | WEG Electric CWC series IEC miniature contactor, 9A, (2) N.O. and (2) N.C. power contact(s), 208-240 VAC (60Hz) coil voltage. | Stock | 16.75 | 17.5
CWC09-00-40L02 | WEG Electric CWC series IEC miniature contactor, 9A, (4) N.O. power contact(s), 12 VDC coil voltage, low consumption. | Stock | 20 | 21
CWC09-00-40L03 | WEG Electric CWC series IEC miniature contactor, 9A, (4) N.O. power contact(s), 24 VDC coil voltage, low consumption. | Stock | 20 | 21
CWC09-00-40V04 | WEG Electric CWC series IEC miniature contactor, 9A, (4) N.O. power contact(s), 24 VAC (60Hz) coil voltage. | Stock | 16.75 | 17.5
CWC09-00-40V18 | WEG Electric CWC series IEC miniature contactor, 9A, (4) N.O. power contact(s), 120 VAC (60Hz)/110 VAC (50Hz) coil voltage. | Stock | 16.75 | 17.5
CWC09-00-40V24 | WEG Electric CWC series IEC miniature contactor, 9A, (4) N.O. power contact(s), 208-240 VAC (60Hz) coil voltage. | Stock | 16.75 | 17.5
CWC09-00-40V47 | WEG Electric CWC series IEC miniature contactor, 9A, (4) N.O. power contact(s), 480 VAC (60Hz) coil voltage. | Stock | 16.75 | 17.5
CWC09-01-30L03 | WEG Electric CWC series IEC miniature contactor, 9A, (3) N.O. power contact(s), 24 VDC coil voltage, low consumption. (1) N.C. auxiliary contact included. | Stock | 18.5 | 19.5
CWC09-01-30V04 | WEG Electric CWC series IEC miniature contactor, 9A, (3) N.O. power contact(s), 24 VAC (60Hz) coil voltage. (1) N.C. auxiliary contact included. | Stock | 14.25 | 15
CWC09-01-30V18 | WEG Electric CWC series IEC miniature contactor, 9A, (3) N.O. power contact(s), 120 VAC (60Hz)/110 VAC (50Hz) coil voltage. (1) N.C. auxiliary contact included. | Stock | 14.25 | 15
CWC09-01-30V24 | WEG Electric CWC series IEC miniature contactor, 9A, (3) N.O. power contact(s), 208-240 VAC (60Hz) coil voltage. (1) N.C. auxiliary contact included. | Stock | 14.25 | 15
CWC09-10-30L02 | WEG Electric CWC series IEC miniature contactor, 9A, (3) N.O. power contact(s), 12 VDC coil voltage, low consumption. (1) N.O. auxiliary contact included. | Stock | 18.5 | 19.5
CWC09-10-30L03 | WEG Electric CWC series IEC miniature contactor, 9A, (3) N.O. power contact(s), 24 VDC coil voltage, low consumption. (1) N.O. auxiliary contact included. | Stock | 18.5 | 19.5
CWC09-10-30V04 | WEG Electric CWC series IEC miniature contactor, 9A, (3) N.O. power contact(s), 24 VAC (60Hz) coil voltage. (1) N.O. auxiliary contact included. | Stock | 14.5 | 15.5
CWC09-10-30V18 | WEG Electric CWC series IEC miniature contactor, 9A, (3) N.O. power contact(s), 120 VAC (60Hz)/110 VAC (50Hz) coil voltage. (1) N.O. auxiliary contact included. | Stock | 14.5 | 15.5
CWC09-10-30V24 | WEG Electric CWC series IEC miniature contactor, 9A, (3) N.O. power contact(s), 208-240 VAC (60Hz) coil voltage. (1) N.O. auxiliary contact included. | Stock | 14.5 | 15.5
CWC09-10-30V47 | WEG Electric CWC series IEC miniature contactor, 9A, (3) N.O. power contact(s), 480 VAC (60Hz) coil voltage. (1) N.O. auxiliary contact included. | Stock | 14.5 | 15.5
CWF-001 | Patlite swivel bracket, for use with CWF series LED light bars. | Stock | 10 | 10.5
CWF-002 | Patlite magnet, for use with CWF series LED light bars. | Stock | 10 | 10.5
CWF3S-24-CD | Patlite LED light bar, 300mm length, 24 VDC operating voltage, on/off switch, daylight white, bracket mount, pigtail, polycarbonate/aluminum body, 9.8ft/3m cable length, IP20. Mounting bracket included. | Stock | 78 | 81
CWF3S-M2U-CD | Patlite LED light bar, 300mm length, 100-240 VAC operating voltage, on/off switch, daylight white, bracket mount, pigtail, polycarbonate/aluminum body, 9.8ft/3m cable length, IP20. Mounting bracket included. | Stock | 88 | 92
CWF6S-24-CD | Patlite LED light bar, 600mm length, 24 VDC operating voltage, on/off switch, daylight white, bracket mount, pigtail, polycarbonate/aluminum body, 9.8ft/3m cable length, IP20. Mounting bracket included. | Stock | 98 | 102
CWF6S-M2U-CD | Patlite LED light bar, 600mm length, 100-240 VAC operating voltage, on/off switch, daylight white, bracket mount, pigtail, polycarbonate/aluminum body, 9.8ft/3m cable length, IP20. Mounting bracket included. | Stock | 133 | 138
CWF9S-M2U-CD | Patlite LED light bar, 900mm length, 100-240 VAC operating voltage, on/off switch, daylight white, bracket mount, pigtail, polycarbonate/aluminum body, 9.8ft/3m cable length, IP20. Mounting bracket included. | Stock | 154 | 160
CWK2S-24-CD | Patlite LED light bar, 200mm length, 24 VDC operating voltage, daylight white, bracket mount, pigtail, aluminum body, 9.8ft/3m cable length, IP66 and IP67. Mounting bracket included. | Stock | 129 | 134
CWK3S-24-CD | Patlite LED light bar, 300mm length, 24 VDC operating voltage, daylight white, bracket mount, pigtail, aluminum body, 9.8ft/3m cable length, IP66 and IP67. Mounting bracket included. | Stock | 152 | 158
CWK6S-24-CD | Patlite LED light bar, 600mm length, 24 VDC operating voltage, daylight white, bracket mount, pigtail, aluminum body, 9.8ft/3m cable length, IP66 and IP67. Mounting bracket included. | Stock | 281 | 292
CX0E1RP-05-016V | Micro Detectors area sensor, sender/receiver pair, object detection, 16.8-30 VDC, 5mm resolution, 160mm detection height, 0.3-3m operating distance, PNP, IP67, (1) 4-pin and (1) 5-pin M12 quick-disconnect. | Stock | 308 | 320
CX0E1RP-10-016V | Micro Detectors area sensor, sender/receiver pair, object detection, 16.8-30 VDC, 10mm resolution, 160mm detection height, 0.5-6m operating distance, PNP, IP67, (1) 4-pin and (1) 5-pin M12 quick-disconnect. | Stock | 227 | 236
CX0E1RP-10-032V | Micro Detectors area sensor, sender/receiver pair, object detection, 16.8-30 VDC, 10mm resolution, 320mm detection height, 1-6m operating distance, PNP, IP67, (1) 4-pin and (1) 5-pin M12 quick-disconnect. | Stock | 385 | 400
CX2E0RD-05-016V | Micro Detectors area sensor, sender/receiver pair, object detection, 16.8-30 VDC, 5mm resolution, 160mm detection height, 0.1-3m operating distance, PNP, 4-20 mA analog output, IP67, (1) 4-pin and (1) 8-pin M12 quick-disconnect. | Stock | 308 | 320
CX2E0RD-05-032V | Micro Detectors area sensor, sender/receiver pair, object detection, 16.8-30 VDC, 5mm resolution, 320mm detection height, 0.1-3m operating distance, PNP, 4-20 mA analog output, IP67, (1) 4-pin and (1) 8-pin M12 quick-disconnect. | Stock | 555 | 577
CX2E0RD-05-048V | Micro Detectors area sensor, sender/receiver pair, object detection, 16.8-30 VDC, 5mm resolution, 480mm detection height, 0.1-3m operating distance, PNP, 4-20 mA analog output, IP67, (1) 4-pin and (1) 8-pin M12 quick-disconnect. | Stock | 789 | 821
CX2E0RD-10-016V | Micro Detectors area sensor, sender/receiver pair, object detection, 16.8-30 VDC, 10mm resolution, 160mm detection height, 0.3-6m operating distance, PNP, 4-20 mA analog output, IP67, (1) 4-pin and (1) 8-pin M12 quick-disconnect. | Stock | 289 | 301
CX2E0RD-10-032V | Micro Detectors area sensor, sender/receiver pair, object detection, 16.8-30 VDC, 10mm resolution, 320mm detection height, 0.3-6m operating distance, PNP, 4-20 mA analog output, IP67, (1) 4-pin and (1) 8-pin M12 quick-disconnect. | Stock | 408 | 424
CX2E0RD-10-048V | Micro Detectors area sensor, sender/receiver pair, object detection, 16.8-30 VDC, 10mm resolution, 480mm detection height, 0.3-6m operating distance, PNP, 4-20 mA analog output, IP67, (1) 4-pin and (1) 8-pin M12 quick-disconnect. | Stock | 555 | 577
CX2E0RD-10-064V | Micro Detectors area sensor, sender/receiver pair, object detection, 16.8-30 VDC, 10mm resolution, 640mm detection height, 0.3-6m operating distance, PNP, 4-20 mA analog output, IP67, (1) 4-pin and (1) 8-pin M12 quick-disconnect. | Stock | 653 | 679
CX2E0RD-10-080V | Micro Detectors area sensor, sender/receiver pair, object detection, 16.8-30 VDC, 10mm resolution, 800mm detection height, 0.3-6m operating distance, PNP, 4-20 mA analog output, IP67, (1) 4-pin and (1) 8-pin M12 quick-disconnect. | Stock | 794 | 826
CX2E0RD-10-096V | Micro Detectors area sensor, sender/receiver pair, object detection, 16.8-30 VDC, 10mm resolution, 960mm detection height, 0.3-6m operating distance, PNP, 4-20 mA analog output, IP67, (1) 4-pin and (1) 8-pin M12 quick-disconnect. | Stock | 897 | 933
CX2E0RF-05-016V | Micro Detectors area sensor, sender/receiver pair, object detection, 16.8-30 VDC, 5mm resolution, 160mm detection height, 0.1-3m operating distance, PNP, 0-10 VDC analog output, IP67, (1) 4-pin and (1) 8-pin M12 quick-disconnect. | Stock | 308 | 320
CX2E0RF-05-032V | Micro Detectors area sensor, sender/receiver pair, object detection, 16.8-30 VDC, 5mm resolution, 320mm detection height, 0.1-3m operating distance, PNP, 0-10 VDC analog output, IP67, (1) 4-pin and (1) 8-pin M12 quick-disconnect. | Stock | 555 | 577
CX2E0RF-05-048V | Micro Detectors area sensor, sender/receiver pair, object detection, 16.8-30 VDC, 5mm resolution, 480mm detection height, 0.1-3m operating distance, PNP, 0-10 VDC analog output, IP67, (1) 4-pin and (1) 8-pin M12 quick-disconnect. | Stock | 789 | 821
CX2E0RF-10-016V | Micro Detectors area sensor, sender/receiver pair, object detection, 16.8-30 VDC, 10mm resolution, 160mm detection height, 0.3-6m operating distance, PNP, 0-10 VDC analog output, IP67, (1) 4-pin and (1) 8-pin M12 quick-disconnect. | Stock | 289 | 301
CX2E0RF-10-032V | Micro Detectors area sensor, sender/receiver pair, object detection, 16.8-30 VDC, 10mm resolution, 320mm detection height, 0.3-6m operating distance, PNP, 0-10 VDC analog output, IP67, (1) 4-pin and (1) 8-pin M12 quick-disconnect. | Stock | 408 | 424
CX2E0RF-10-048V | Micro Detectors area sensor, sender/receiver pair, object detection, 16.8-30 VDC, 10mm resolution, 480mm detection height, 0.3-6m operating distance, PNP, 0-10 VDC analog output, IP67, (1) 4-pin and (1) 8-pin M12 quick-disconnect. | Stock | 555 | 577
CX2E0RF-10-064V | Micro Detectors area sensor, sender/receiver pair, object detection, 16.8-30 VDC, 10mm resolution, 640mm detection height, 0.3-6m operating distance, PNP, 0-10 VDC analog output, IP67, (1) 4-pin and (1) 8-pin M12 quick-disconnect. | Stock | 653 | 679
CX2E0RF-10-080V | Micro Detectors area sensor, sender/receiver pair, object detection, 16.8-30 VDC, 10mm resolution, 800mm detection height, 0.3-6m operating distance, PNP, 0-10 VDC analog output, IP67, (1) 4-pin and (1) 8-pin M12 quick-disconnect. | Stock | 794 | 826
CX2E0RF-10-096V | Micro Detectors area sensor, sender/receiver pair, object detection, 16.8-30 VDC, 10mm resolution, 960mm detection height, 0.3-6m operating distance, PNP, 0-10 VDC analog output, IP67, (1) 4-pin and (1) 8-pin M12 quick-disconnect. | Stock | 897 | 933
CX3-AN-1A | AutomationDirect photoelectric sensor, rectangular, diffuse, infrared light emission, 600mm sensing distance, light-on, NPN, potentiometer, 1 kHz switching frequency, plastic housing, pigtail. | Stock | 53 | 55
CX3-AN-1F | AutomationDirect photoelectric sensor, rectangular, diffuse, infrared light emission, 600mm sensing distance, light-on, NPN, potentiometer, 1 kHz switching frequency, plastic housing, 3-pin M8 quick-disconnect. | Stock | 53 | 55
CX3-AP-1A | AutomationDirect photoelectric sensor, rectangular, diffuse, infrared light emission, 600mm sensing distance, light-on, PNP, potentiometer, 1 kHz switching frequency, plastic housing, pigtail. | Stock | 53 | 55
CX3-AP-1F | AutomationDirect photoelectric sensor, rectangular, diffuse, infrared light emission, 600mm sensing distance, light-on, PNP, potentiometer, 1 kHz switching frequency, plastic housing, 3-pin M8 quick-disconnect. | Stock | 53 | 55
CX5-AN-1A | AutomationDirect photoelectric sensor, rectangular, plastic, diffuse with background suppression, 15-150mm sensing distance, light-on, NPN, potentiometer, 500 Hz switching frequency, 6.5ft/2m cable length, pigtail. | Stock | 72 | 75
CX5-AN-1F | AutomationDirect photoelectric sensor, rectangular, plastic, diffuse with background suppression, 15-150mm sensing distance, light-on, NPN, potentiometer, 500 Hz switching frequency, 3-pin M8 quick-disconnect. | Stock | 72 | 75
CX5-AP-1A | AutomationDirect photoelectric sensor, rectangular, plastic, diffuse with background suppression, 15-150mm sensing distance, light-on, PNP, potentiometer, 500 Hz switching frequency, 6.5ft/2m cable length, pigtail. | Stock | 72 | 75
CX5-AP-1F | AutomationDirect photoelectric sensor, rectangular, plastic, diffuse with background suppression, 15-150mm sensing distance, light-on, PNP, potentiometer, 500 Hz switching frequency, 3-pin M8 quick-disconnect. | Stock | 72 | 75
CXE-0N-1A | AutomationDirect photoelectric sensor, rectangular, plastic housing, through-beam emitter, infrared light emission, 6m sensing distance, 10-36 VDC operating voltage, 3-wire, pigtail. | Stock | 34 | 35.5
CXE-0N-1F | AutomationDirect photoelectric sensor, rectangular, plastic housing, through-beam emitter, infrared light emission, 6m sensing distance, 10-36 VDC operating voltage, 3-wire, 3-pin M8 quick-disconnect. | Stock | 34 | 35.5
CXP-AN-1A | AutomationDirect photoelectric sensor, rectangular, polarized retroreflective, visible red light emission, 2m sensing distance, dark-on, NPN, potentiometer, 3-wire, pigtail. | Stock | 56 | 58
CXP-AN-1F | AutomationDirect photoelectric sensor, rectangular, polarized retroreflective, visible red light emission, 2m sensing distance, dark-on, NPN, potentiometer, 3-wire, 3-pin M8 quick-disconnect. | Stock | 56 | 58
CXP-AP-1A | AutomationDirect photoelectric sensor, rectangular, polarized retroreflective, visible red light emission, 2m sensing distance, dark-on, PNP, potentiometer, 3-wire, pigtail. | Stock | 56 | 58
CXP-AP-1F | AutomationDirect photoelectric sensor, rectangular, polarized retroreflective, visible red light emission, 2m sensing distance, dark-on, PNP, potentiometer, 3-wire, 3-pin M8 quick-disconnect. | Stock | 56 | 58
CXR-AP-1A | AutomationDirect photoelectric sensor, rectangular, plastic housing, through-beam receiver, 6m sensing distance, 10-36 VDC operating voltage, dark-on, PNP, 3-wire, pigtail. | Stock | 53 | 55
CXR-AP-1F | AutomationDirect photoelectric sensor, rectangular, plastic housing, through-beam receiver, 6m sensing distance, 10-36 VDC operating voltage, dark-on, PNP, 3-wire, 3-pin M8 quick-disconnect. | Stock | 53 | 55
D0-01MC | DirectLOGIC DL05 memory module, 32k V-memory, battery backup, battery included, real time clock/calendar. For use with DL05 CPUs only. | Stock | 68 | 78
D0-05AA | DirectLOGIC DL05 PLC, 120-240 VAC required, serial ports, Discrete Input: 8-point, AC, Discrete Output: 6-point, triac. | Stock | 180 | 205
D0-05AD | DirectLOGIC DL05 PLC, 120-240 VAC required, serial ports, Discrete Input: 8-point, AC, Discrete Output: 6-point, sinking. | Stock | 176 | 201
D0-05AR | DirectLOGIC DL05 PLC, 120-240 VAC required, serial ports, Discrete Input: 8-point, AC, Discrete Output: 6-point, relay. | Stock | 176 | 201
D0-05DA | DirectLOGIC DL05 PLC, 120-240 VAC required, serial ports, Discrete Input: 8-point, DC, Discrete Output: 6-point, triac. | Stock | 177 | 202
D0-05DD | DirectLOGIC DL05 PLC, 120-240 VAC required, serial ports, Discrete Input: 8-point, DC, Discrete Output: 6-point, sinking. | Stock | 154 | 176
D0-05DD-D | DirectLOGIC DL05 PLC, 12-24 VDC required, serial ports, Discrete Input: 8-point, DC, Discrete Output: 6-point, sinking. | Stock | 168 | 192
D0-05DR | DirectLOGIC DL05 PLC, 120-240 VAC required, serial ports, Discrete Input: 8-point, DC, Discrete Output: 6-point, relay. | Stock | 155 | 177
D0-05DR-D | DirectLOGIC DL05 PLC, 12-24 VDC required, serial ports, Discrete Input: 8-point, DC, Discrete Output: 6-point, relay. | Stock | 168 | 192
D0-06AA | DirectLOGIC DL06 PLC, 120-240 VAC required, serial ports, Discrete Input: 20-point, AC, Discrete Output: 16-point, triac. | Stock | 385 | 439
D0-06AR | DirectLOGIC DL06 PLC, 120-240 VAC required, serial ports, Discrete Input: 20-point, AC, Discrete Output: 16-point, relay. | Stock | 358 | 408
D0-06DA | DirectLOGIC DL06 PLC, 120-240 VAC required, serial ports, Discrete Input: 20-point, DC, Discrete Output: 16-point, triac. | Stock | 358 | 408
D0-06DD1 | DirectLOGIC DL06 PLC, 120-240 VAC required, serial ports, Discrete Input: 20-point, DC, Discrete Output: 16-point, sinking. | Stock | 310 | 353
D0-06DD1-D | DirectLOGIC DL06 PLC, 12-24 VDC required, serial ports, Discrete Input: 20-point, DC, Discrete Output: 16-point, sinking. | Stock | 310 | 353
D0-06DD2 | DirectLOGIC DL06 PLC, 120-240 VAC required, serial ports, Discrete Input: 20-point, DC, Discrete Output: 16-point, sourcing. | Stock | 310 | 353
D0-06DD2-D | DirectLOGIC DL06 PLC, 12-24 VDC required, serial ports, Discrete Input: 20-point, DC, Discrete Output: 16-point, sourcing. | Stock | 310 | 353
D0-06DR | DirectLOGIC DL06 PLC, 120-240 VAC required, serial ports, Discrete Input: 20-point, DC, Discrete Output: 16-point, relay. | Stock | 335 | 382
D0-06DR-D | DirectLOGIC DL06 PLC, 12-24 VDC required, serial ports, Discrete Input: 20-point, DC, Discrete Output: 16-point, relay. | Stock | 335 | 382
D0-06LCD | DirectLOGIC DL06 LCD display module, 2 lines x 16 characters, 7 predefined function keys, programmable with DirectSOFT programming software v4.0 or later. For use with all DL06 PLCs. | Stock | 101 | 115
D0-06USER-M | DirectLOGIC DL06 user manual, free download only. For use with all DL06 PLCs. | Stock | 0
D0-07CDR | DirectLOGIC DL05/06 discrete combo module, Input: 4-point, 12-24 VDC, sinking/sourcing, Output: 3-point, 6-24 VDC/6-240 VAC, (1) Form A (SPST) relay, 1A/point. | Stock | 82 | 93
D0-08CDD1 | DirectLOGIC DL05/06 discrete combo module, Input: 4-point, 12-24 VDC, sinking/sourcing, Output: 4-point, 6-24 VDC, sinking, 0.3A/point, 1.2A/module. | Stock | 82 | 93
D0-08TR | DirectLOGIC DL05/06 relay output module, 8-point, 6-24 VDC/6-240 VAC, (8) Form A, 2 isolated common(s), 4 point(s) per common, 1A/point, 4A/common. Removable terminal block included. | Stock | 82 | 93
D010 | Marathon standard efficiency AC induction motor, pressure washer definite purpose, 1hp, 1-phase, 115/208-230 VAC, 3600rpm, ODP, 56 frame, rolled steel, rigid base only mount. | Stock | 333 | 346
D0-10ND3 | DirectLOGIC DL05/06 discrete input module, 10-point, 12-24 VDC, sinking/sourcing, 2 isolated common(s), 5 point(s) per common. Removable terminal block included. | Stock | 69 | 79
D0-10ND3F | DirectLOGIC DL05/06 discrete input module, 10-point, 12-24 VDC, sinking/sourcing, fast response, 2 isolated common(s), 5 point(s) per common. Removable terminal block included. | Stock | 82 | 93
D0-10TD1 | DirectLOGIC DL05/06 discrete output module, 10-point, 6-24 VDC, sinking, 2 common(s), 5 point(s) per common, 0.3A/point, 1.5A/common. Removable terminal block included. | Stock | 83 | 95
D0-10TD2 | DirectLOGIC DL05/06 discrete output module, 10-point, 12-24 VDC, sourcing, 2 common(s), 5 point(s) per common, 0.3A/point, 1.5A/common. Removable terminal block included. | Stock | 83 | 95
D0-16ND3 | DirectLOGIC DL05/06 discrete input module, 16-point, 24 VDC, sinking/sourcing, 4 isolated common(s), 4 point(s) per common. | Stock | 72 | 82
D0-16TD1 | DirectLOGIC DL05/06 discrete output module, 16-point, 6-24 VDC, sinking, 2 common(s), 8 point(s) per common, 0.1A/point, 0.8A/common. Requires ZIPLink pre-wired cable. | Stock | 81 | 92
D0-16TD2 | DirectLOGIC DL05/06 discrete output module, 16-point, 12-24 VDC, sourcing, 2 common(s), 8 point(s) per common, 0.1A/point, 0.8A/common. Requires ZIPLink pre-wired cable. | Stock | 74 | 84
D0-ACC-1 | DirectLOGIC DL05 terminal accessory kit, 90-degree screw type, replacement. For use with DL05/06 I/O modules. Includes (1) DL05 I/O terminal block, (1) terminal block cover and (1) option slot cover. | Stock | 16 | 18
D0-ACC-2 | DirectLOGIC DL06 terminal accessory kit, 90-degree screw type, replacement. For use with DL06 I/O modules. Includes (2) DL06 I/O terminal blocks, (2) DL06 terminal block covers, (2) terminal block labels and (3) terminal shorting jumpers. | Stock | 36 | 41
D0-ACC-3 | DirectLOGIC DL06 option card cover kit, replacement. For use with DL06 I/O modules. Includes (4) option card covers, (4) option card top covers and (1) LCD cover. | Stock | 16 | 18
D0-ACC-4 | DirectLOGIC DL05/06 terminal block kit, 90-degree screw type, replacement. For use with DL05/06 I/O modules. Includes (2) 10-pin 3.5mm terminal blocks and (2) 13-pin 3.5mm terminal blocks. | Stock | 23 | 26
D0-CBL | Networking cable, RS-232 (RJ12 6P6C) to RS-232 (RJ12 6P6C), shielded, 12ft cable length. For use with CLICK, DL05, D2-240, D4-450 and Productivity3000 PLCs. | Stock | 38 | 39.5
D0-DCM | DirectLOGIC DL05/06 communication module, DirectNET and Modbus RTU, 2 ports, (1) RS-232 (RJ12) and (1) RS-232/RS-422/RS-485 (HD15) port(s). For use with DL05 and DL06 PLCs. | Stock | 180 | 205
D0-DCM-M | DirectLOGIC DL05/06 user manual, free download only. For use with D0-DCM data communication module. | Stock | 0
D0-DEVNETS | DirectLOGIC DL05/06 communication module, DeviceNet, 1 port, (1) 5-position removable terminal port(s). For use with DL05 and DL06 PLCs. | Stock | 129 | 147
D0-DEVNETS-M | DirectLOGIC DL05/06 user manual, free download only. For use with D0-DEVNETS communication slave module. | Stock | 0
D0-MC-BAT | Battery, replacement. For use with Do-more H2 and T1H series CPUs, BRX and CLICK PLUS PLCs and D0-01MC memory cartridge. | Stock | 3
D0-OPTIONS-M | DirectLOGIC DL05/06 user manual, free download only. For use with all DL05/06 option modules except D0-DEVNETS, H0-ECOM, H0-PSCM and H0-CTRIO. | Stock | 0
D0-USER-M | DirectLOGIC DL05 user manual, free download only. For use with all DL05 CPUs. | Stock | 0
D115 | Marathon standard efficiency AC induction motor, fan and blower, 1-1/2hp, 1-phase, 115/208-230 VAC, 3600rpm, ODP, 56 frame, rolled steel, resilient base mount. | Stock | 402 | 418
D118 | Marathon standard efficiency AC induction motor, fan and blower, 1hp, 1-phase, 115/208-230 VAC, 3600rpm, ODP, 56 frame, rolled steel, resilient base mount. | Stock | 291 | 303
D1-USER-M | DirectLOGIC DL105 user manual, free download only. For use with all DL105 CPUs. | Stock | 0
D2-03B-1 | DirectLOGIC DL205 I/O base, 3-slot, DIN rail or panel mount, external 110-220 VAC required. 24 VDC 300mA isolated auxiliary output power included. | Stock | 164 | 187
D2-03BDC1-1 | DirectLOGIC DL205 I/O base, 3-slot, DIN rail or panel mount, external 12-24 VDC required. | Stock | 188 | 214
D2-04B-1 | DirectLOGIC DL205 I/O base, 4-slot, DIN rail or panel mount, external 110-220 VAC required. 24 VDC 300mA isolated auxiliary output power included. | Stock | 178 | 203
D2-04BDC1-1 | DirectLOGIC DL205 I/O base, 4-slot, DIN rail or panel mount, external 12-24 VDC required. | Stock | 213 | 243
D2-04TD1 | DirectLOGIC DL205 discrete output module, 4-point, 12-24 VDC, sinking, 1 common(s), 4 point(s) per common, 4A/point, 8A/module. Removable terminal block included. | Stock | 84 | 96
D2-04TRS | DirectLOGIC DL205 relay output module, 4-point, 6-24 VDC/6-240 VAC, (4) Form A, 4 isolated common(s), 4 point(s) per common, 4A/point, 8A/module. Removable terminal block included. | Stock | 85 | 97
D2-06B-1 | DirectLOGIC DL205 I/O base, 6-slot, DIN rail or panel mount, external 110-220 VAC required. 24 VDC 300mA isolated auxiliary output power included. | Stock | 219 | 250
D2-06BDC1-1 | DirectLOGIC DL205 I/O base, 6-slot, DIN rail or panel mount, external 12-24 VDC required. | Stock | 241 | 275
D2-06BDC2-1 | DirectLOGIC DL205 I/O base, 6-slot, DIN rail or panel mount, external 125 VDC required. | Stock | 229 | 261
D2-08CDR | DirectLOGIC DL205 discrete combo module, Input: 4-point, 24 VDC, sinking/sourcing, Output: 4-point, 6-24 VDC/6-240 VAC, (1) Form A (SPST) relay, 1A/point, 4A/module. | Stock | 82 | 93
D2-08NA-1 | DirectLOGIC DL205 discrete input module, 8-point, 120 VAC, 1 common(s), 8 point(s) per common. Removable terminal block included. | Stock | 96 | 109
D2-08NA-2 | DirectLOGIC DL205 discrete input module, 8-point, 240 VAC, 1 common(s), 8 point(s) per common. Removable terminal block included. | Stock | 121 | 138
D2-08ND3 | DirectLOGIC DL205 discrete input module, 8-point, 12-24 VDC, sinking/sourcing, 1 common(s), 8 point(s) per common. Removable terminal block included. | Stock | 67 | 76
D2-08TA | DirectLOGIC DL205 discrete output module, 8-point, 24-240 VAC, 1 common(s), 8 point(s) per common, 0.5A/point, 4A/common. Removable terminal block included. | Stock | 135 | 154
D2-08TD1 | DirectLOGIC DL205 discrete output module, 8-point, 12-24 VDC, sinking, 1 common(s), 8 point(s) per common, 0.3A/point, 2.4A/module. Removable terminal block included. | Stock | 71 | 81
D2-08TD2 | DirectLOGIC DL205 discrete output module, 8-point, 12-24 VDC, sourcing, 1 common(s), 8 point(s) per common, 0.3A/point, 2.4A/module. Removable terminal block included. | Stock | 71 | 81
D2-08TR | DirectLOGIC DL205 relay output module, 8-point, 6-24 VDC/6-240 VAC, (8) Form A, 1 common(s), 8 point(s) per common, 1A/point, 4A/module. Removable terminal block included. | Stock | 85 | 97
D2-09B-1 | DirectLOGIC DL205 I/O base, 9-slot, DIN rail or panel mount, external 110-220 VAC required. 24 VDC 300mA isolated auxiliary output power included. | Stock | 273 | 311
D2-09BDC1-1 | DirectLOGIC DL205 I/O base, 9-slot, DIN rail or panel mount, external 12-24 VDC required. | Stock | 295 | 336
D2-09BDC2-1 | DirectLOGIC DL205 I/O base, 9-slot, DIN rail or panel mount, external 125 VDC required. | Stock | 295 | 336
D2-12TA | DirectLOGIC DL205 discrete output module, 12-point, 24-120 VAC, 2 isolated common(s), 6 point(s) per common, 0.3A/point, 1.8A/common. Removable terminal block included. | Stock | 167 | 190
D2-12TR | DirectLOGIC DL205 relay output module, 12-point, 6-24 VDC/6-240 VAC, (12) Form A, 2 common(s), 6 point(s) per common, 1.5A/point max, 3A/common. Removable terminal block included. | Stock | 136 | 155
D2-16IOCON | DirectLOGIC DL205 terminals, 90-degree screw type, replacement. Package of 5. For use with DL205 12-point and 16-point I/O modules. | Stock | 113 | 129
D2-16NA | DirectLOGIC DL205 discrete input module, 16-point, 120 VAC, 2 isolated common(s), 8 point(s) per common. Removable terminal block included. | Stock | 167 | 190
D2-16ND3-2 | DirectLOGIC DL205 discrete input module, 16-point, 24 VDC, sinking/sourcing, 2 isolated common(s), 8 point(s) per common. Removable terminal block included. | Stock | 112 | 128
D2-16TD1-2 | DirectLOGIC DL205 discrete output module, 16-point, 12-24 VDC, sinking, 1 common(s), 16 point(s) per common, 0.1A/point, 1.6A/module. Removable terminal block included. | Stock | 124 | 141
D2-16TD2-2 | DirectLOGIC DL205 discrete output module, 16-point, 12-24 VDC, sourcing, 2 isolated common(s), 8 point(s) per common, 0.1A/point, 1.6A/module. Removable terminal block included. | Stock | 124 | 141
D224010DT-M | NITRA pneumatic air cylinder, NFPA tie rod, 1-1/2in bore, 1in stroke, double acting, magnetic piston, tapped end caps mount. | Stock | 125 | 130
D224010DT-MC | NITRA pneumatic air cylinder, NFPA tie rod, 1-1/2in bore, 1in stroke, double acting, magnetic piston, front and rear adjustable cushions, tapped end caps mount. | Stock | 185 | 192
D224020DT-M | NITRA pneumatic air cylinder, NFPA tie rod, 1-1/2in bore, 2in stroke, double acting, magnetic piston, tapped end caps mount. | Stock | 129 | 134
D224020DT-MC | NITRA pneumatic air cylinder, NFPA tie rod, 1-1/2in bore, 2in stroke, double acting, magnetic piston, front and rear adjustable cushions, tapped end caps mount. | Stock | 189 | 197
D224030DT-M | NITRA pneumatic air cylinder, NFPA tie rod, 1-1/2in bore, 3in stroke, double acting, magnetic piston, tapped end caps mount. | Stock | 133 | 138
D224030DT-MC | NITRA pneumatic air cylinder, NFPA tie rod, 1-1/2in bore, 3in stroke, double acting, magnetic piston, front and rear adjustable cushions, tapped end caps mount. | Stock | 194 | 202
D224040DT-M | NITRA pneumatic air cylinder, NFPA tie rod, 1-1/2in bore, 4in stroke, double acting, magnetic piston, tapped end caps mount. | Stock | 137 | 142
D224040DT-MC | NITRA pneumatic air cylinder, NFPA tie rod, 1-1/2in bore, 4in stroke, double acting, magnetic piston, front and rear adjustable cushions, tapped end caps mount. | Stock | 198 | 206
D224050DT-M | NITRA pneumatic air cylinder, NFPA tie rod, 1-1/2in bore, 5in stroke, double acting, magnetic piston, tapped end caps mount. | Stock | 142 | 148
D224050DT-MC | NITRA pneumatic air cylinder, NFPA tie rod, 1-1/2in bore, 5in stroke, double acting, magnetic piston, front and rear adjustable cushions, tapped end caps mount. | Stock | 203 | 211
D224060DT-M | NITRA pneumatic air cylinder, NFPA tie rod, 1-1/2in bore, 6in stroke, double acting, magnetic piston, tapped end caps mount. | Stock | 146 | 152
D224060DT-MC | NITRA pneumatic air cylinder, NFPA tie rod, 1-1/2in bore, 6in stroke, double acting, magnetic piston, front and rear adjustable cushions, tapped end caps mount. | Stock | 208 | 216
D224070DT-M | NITRA pneumatic air cylinder, NFPA tie rod, 1-1/2in bore, 7in stroke, double acting, magnetic piston, tapped end caps mount. | Stock | 150 | 156
D224070DT-MC | NITRA pneumatic air cylinder, NFPA tie rod, 1-1/2in bore, 7in stroke, double acting, magnetic piston, front and rear adjustable cushions, tapped end caps mount. | Stock | 212 | 220
D224080DT-M | NITRA pneumatic air cylinder, NFPA tie rod, 1-1/2in bore, 8in stroke, double acting, magnetic piston, tapped end caps mount. | Stock | 154 | 160
D224080DT-MC | NITRA pneumatic air cylinder, NFPA tie rod, 1-1/2in bore, 8in stroke, double acting, magnetic piston, front and rear adjustable cushions, tapped end caps mount. | Stock | 217 | 226
D224100DT-M | NITRA pneumatic air cylinder, NFPA tie rod, 1-1/2in bore, 10in stroke, double acting, magnetic piston, tapped end caps mount. | Stock | 162 | 168
D224100DT-MC | NITRA pneumatic air cylinder, NFPA tie rod, 1-1/2in bore, 10in stroke, double acting, magnetic piston, front and rear adjustable cushions, tapped end caps mount. | Stock | 226 | 235
D224120DT-M | NITRA pneumatic air cylinder, NFPA tie rod, 1-1/2in bore, 12in stroke, double acting, magnetic piston, tapped end caps mount. | Stock | 170 | 177
D224120DT-MC | NITRA pneumatic air cylinder, NFPA tie rod, 1-1/2in bore, 12in stroke, double acting, magnetic piston, front and rear adjustable cushions, tapped end caps mount. | Stock | 235 | 244
D224140DT-M | NITRA pneumatic air cylinder, NFPA tie rod, 1-1/2in bore, 14in stroke, double acting, magnetic piston, tapped end caps mount. | Stock | 179 | 186
D224140DT-MC | NITRA pneumatic air cylinder, NFPA tie rod, 1-1/2in bore, 14in stroke, double acting, magnetic piston, front and rear adjustable cushions, tapped end caps mount. | Stock | 244 | 254
D224160DT-M | NITRA pneumatic air cylinder, NFPA tie rod, 1-1/2in bore, 16in stroke, double acting, magnetic piston, tapped end caps mount. | Stock | 187 | 194
D224160DT-MC | NITRA pneumatic air cylinder, NFPA tie rod, 1-1/2in bore, 16in stroke, double acting, magnetic piston, front and rear adjustable cushions, tapped end caps mount. | Stock | 253 | 263
D224180DT-M | NITRA pneumatic air cylinder, NFPA tie rod, 1-1/2in bore, 18in stroke, double acting, magnetic piston, tapped end caps mount. | Stock | 195 | 203
D224180DT-MC | NITRA pneumatic air cylinder, NFPA tie rod, 1-1/2in bore, 18in stroke, double acting, magnetic piston, front and rear adjustable cushions, tapped end caps mount. | Stock | 263 | 274
D224200DT-M | NITRA pneumatic air cylinder, NFPA tie rod, 1-1/2in bore, 20in stroke, double acting, magnetic piston, tapped end caps mount. | Stock | 203 | 211
D224200DT-MC | NITRA pneumatic air cylinder, NFPA tie rod, 1-1/2in bore, 20in stroke, double acting, magnetic piston, front and rear adjustable cushions, tapped end caps mount. | Stock | 272 | 283
D224220DT-M | NITRA pneumatic air cylinder, NFPA tie rod, 1-1/2in bore, 22in stroke, double acting, magnetic piston, tapped end caps mount. | Stock | 212 | 220
D224220DT-MC | NITRA pneumatic air cylinder, NFPA tie rod, 1-1/2in bore, 22in stroke, double acting, magnetic piston, front and rear adjustable cushions, tapped end caps mount. | Stock | 281 | 292
D224240DT-M | NITRA pneumatic air cylinder, NFPA tie rod, 1-1/2in bore, 24in stroke, double acting, magnetic piston, tapped end caps mount. | Stock | 220 | 229
D224240DT-MC | NITRA pneumatic air cylinder, NFPA tie rod, 1-1/2in bore, 24in stroke, double acting, magnetic piston, front and rear adjustable cushions, tapped end caps mount. | Stock | 290 | 302
D224280DT-M | NITRA pneumatic air cylinder, NFPA tie rod, 1-1/2in bore, 28in stroke, double acting, magnetic piston, tapped end caps mount. | Stock | 236 | 245
D224280DT-MC | NITRA pneumatic air cylinder, NFPA tie rod, 1-1/2in bore, 28in stroke, double acting, magnetic piston, front and rear adjustable cushions, tapped end caps mount. | Stock | 308 | 320
D224320DT-M | NITRA pneumatic air cylinder, NFPA tie rod, 1-1/2in bore, 32in stroke, double acting, magnetic piston, tapped end caps mount. | Stock | 253 | 263
D224320DT-MC | NITRA pneumatic air cylinder, NFPA tie rod, 1-1/2in bore, 32in stroke, double acting, magnetic piston, front and rear adjustable cushions, tapped end caps mount. | Stock | 327 | 340
D2-262 | DirectLOGIC DL205 CPU, 15.8k words ladder memory, (1) RS-232 (RJ12) and (1) RS-232/RS-422/RS-485 (DB15HD female) port(s). Purchase D2-BAT-1 backup battery separately. | Stock | 347 | 396
D232010DT-M | NITRA pneumatic air cylinder, NFPA tie rod, 2in bore, 1in stroke, double acting, magnetic piston, tapped end caps mount. | Stock | 143 | 149
D232020DT-M | NITRA pneumatic air cylinder, NFPA tie rod, 2in bore, 2in stroke, double acting, magnetic piston, tapped end caps mount. | Stock | 147 | 153
D232020DT-MC | NITRA pneumatic air cylinder, NFPA tie rod, 2in bore, 2in stroke, double acting, magnetic piston, front and rear adjustable cushions, tapped end caps mount. | Stock | 209 | 217
D232030DT-M | NITRA pneumatic air cylinder, NFPA tie rod, 2in bore, 3in stroke, double acting, magnetic piston, tapped end caps mount. | Stock | 152 | 158
D232030DT-MC | NITRA pneumatic air cylinder, NFPA tie rod, 2in bore, 3in stroke, double acting, magnetic piston, front and rear adjustable cushions, tapped end caps mount. | Stock | 214 | 223
D232040DT-M | NITRA pneumatic air cylinder, NFPA tie rod, 2in bore, 4in stroke, double acting, magnetic piston, tapped end caps mount. | Stock | 156 | 162
D232040DT-MC | NITRA pneumatic air cylinder, NFPA tie rod, 2in bore, 4in stroke, double acting, magnetic piston, front and rear adjustable cushions, tapped end caps mount. | Stock | 219 | 228
D232050DT-M | NITRA pneumatic air cylinder, NFPA tie rod, 2in bore, 5in stroke, double acting, magnetic piston, tapped end caps mount. | Stock | 160 | 166
D232050DT-MC | NITRA pneumatic air cylinder, NFPA tie rod, 2in bore, 5in stroke, double acting, magnetic piston, front and rear adjustable cushions, tapped end caps mount. | Stock | 224 | 233
D232060DT-M | NITRA pneumatic air cylinder, NFPA tie rod, 2in bore, 6in stroke, double acting, magnetic piston, tapped end caps mount. | Stock | 165 | 172
D232060DT-MC | NITRA pneumatic air cylinder, NFPA tie rod, 2in bore, 6in stroke, double acting, magnetic piston, front and rear adjustable cushions, tapped end caps mount. | Stock | 229 | 238
D232070DT-M | NITRA pneumatic air cylinder, NFPA tie rod, 2in bore, 7in stroke, double acting, magnetic piston, tapped end caps mount. | Stock | 169 | 176
D232070DT-MC | NITRA pneumatic air cylinder, NFPA tie rod, 2in bore, 7in stroke, double acting, magnetic piston, front and rear adjustable cushions, tapped end caps mount. | Stock | 234 | 243
D232080DT-M | NITRA pneumatic air cylinder, NFPA tie rod, 2in bore, 8in stroke, double acting, magnetic piston, tapped end caps mount. | Stock | 174 | 181
D232080DT-MC | NITRA pneumatic air cylinder, NFPA tie rod, 2in bore, 8in stroke, double acting, magnetic piston, front and rear adjustable cushions, tapped end caps mount. | Stock | 239 | 249
D232100DT-M | NITRA pneumatic air cylinder, NFPA tie rod, 2in bore, 10in stroke, double acting, magnetic piston, tapped end caps mount. | Stock | 182 | 189
D232100DT-MC | NITRA pneumatic air cylinder, NFPA tie rod, 2in bore, 10in stroke, double acting, magnetic piston, front and rear adjustable cushions, tapped end caps mount. | Stock | 248 | 258
D232120DT-M | NITRA pneumatic air cylinder, NFPA tie rod, 2in bore, 12in stroke, double acting, magnetic piston, tapped end caps mount. | Stock | 191 | 199
D232120DT-MC | NITRA pneumatic air cylinder, NFPA tie rod, 2in bore, 12in stroke, double acting, magnetic piston, front and rear adjustable cushions, tapped end caps mount. | Stock | 258 | 268
D232140DT-M | NITRA pneumatic air cylinder, NFPA tie rod, 2in bore, 14in stroke, double acting, magnetic piston, tapped end caps mount. | Stock | 200 | 208
D232140DT-MC | NITRA pneumatic air cylinder, NFPA tie rod, 2in bore, 14in stroke, double acting, magnetic piston, front and rear adjustable cushions, tapped end caps mount. | Stock | 268 | 279
D232160DT-M | NITRA pneumatic air cylinder, NFPA tie rod, 2in bore, 16in stroke, double acting, magnetic piston, tapped end caps mount. | Stock | 209 | 217
D232160DT-MC | NITRA pneumatic air cylinder, NFPA tie rod, 2in bore, 16in stroke, double acting, magnetic piston, front and rear adjustable cushions, tapped end caps mount. | Stock | 278 | 289
D232180DT-M | NITRA pneumatic air cylinder, NFPA tie rod, 2in bore, 18in stroke, double acting, magnetic piston, tapped end caps mount. | Stock | 218 | 227
D232180DT-MC | NITRA pneumatic air cylinder, NFPA tie rod, 2in bore, 18in stroke, double acting, magnetic piston, front and rear adjustable cushions, tapped end caps mount. | Stock | 287 | 298
D232200DT-M | NITRA pneumatic air cylinder, NFPA tie rod, 2in bore, 20in stroke, double acting, magnetic piston, tapped end caps mount. | Stock | 226 | 235
D232200DT-MC | NITRA pneumatic air cylinder, NFPA tie rod, 2in bore, 20in stroke, double acting, magnetic piston, front and rear adjustable cushions, tapped end caps mount. | Stock | 297 | 309
D232220DT-M | NITRA pneumatic air cylinder, NFPA tie rod, 2in bore, 22in stroke, double acting, magnetic piston, tapped end caps mount. | Stock | 235 | 244
D232220DT-MC | NITRA pneumatic air cylinder, NFPA tie rod, 2in bore, 22in stroke, double acting, magnetic piston, front and rear adjustable cushions, tapped end caps mount. | Stock | 307 | 319
D232240DT-M | NITRA pneumatic air cylinder, NFPA tie rod, 2in bore, 24in stroke, double acting, magnetic piston, tapped end caps mount. | Stock | 244 | 254
D232240DT-MC | NITRA pneumatic air cylinder, NFPA tie rod, 2in bore, 24in stroke, double acting, magnetic piston, front and rear adjustable cushions, tapped end caps mount. | Stock | 317 | 330
D232280DT-M | NITRA pneumatic air cylinder, NFPA tie rod, 2in bore, 28in stroke, double acting, magnetic piston, tapped end caps mount. | Stock | 262 | 272
D232280DT-MC | NITRA pneumatic air cylinder, NFPA tie rod, 2in bore, 28in stroke, double acting, magnetic piston, front and rear adjustable cushions, tapped end caps mount. | Stock | 336 | 349
D232320DT-M | NITRA pneumatic air cylinder, NFPA tie rod, 2in bore, 32in stroke, double acting, magnetic piston, tapped end caps mount. | Stock | 279 | 290
D232320DT-MC | NITRA pneumatic air cylinder, NFPA tie rod, 2in bore, 32in stroke, double acting, magnetic piston, front and rear adjustable cushions, tapped end caps mount. | Stock | 356 | 370
D2-32ND3 | DirectLOGIC DL205 discrete input module, 32-point, 24 VDC, sinking/sourcing, 4 isolated common(s), 8 point(s) per common. | Stock | 155 | 177
D2-32ND3-2 | DirectLOGIC DL205 discrete input module, 32-point, 5-12 VDC, sinking/sourcing, 4 isolated common(s), 8 point(s) per common. | Stock | 155 | 177
D2-32TD1 | DirectLOGIC DL205 discrete output module, 32-point, 12-24 VDC, sinking, 4 isolated common(s), 8 point(s) per common, 0.1A/point, 3.2A/module. Requires ZIPLink pre-wired cable. | Stock | 158 | 180
D2-32TD2 | DirectLOGIC DL205 discrete output module, 32-point, 12-24 VDC, sourcing, 4 isolated common(s), 8 point(s) per common, 0.1A/point, 3.2A/module. Requires ZIPLink pre-wired cable. | Stock | 158 | 180
D2-34-16 | NITRA jam nut, 3/4-16 UNF thread, steel. For use with D2 series NFPA cylinders. | Stock | 3.25 | 3.5
D240010DT-M | NITRA pneumatic air cylinder, NFPA tie rod, 2-1/2in bore, 1in stroke, double acting, magnetic piston, tapped end caps mount. | Stock | 157 | 163
D240020DT-M | NITRA pneumatic air cylinder, NFPA tie rod, 2-1/2in bore, 2in stroke, double acting, magnetic piston, tapped end caps mount. | Stock | 162 | 168
D240020DT-MC | NITRA pneumatic air cylinder, NFPA tie rod, 2-1/2in bore, 2in stroke, double acting, magnetic piston, front and rear adjustable cushions, tapped end caps mount. | Stock | 226 | 235
D240030DT-M | NITRA pneumatic air cylinder, NFPA tie rod, 2-1/2in bore, 3in stroke, double acting, magnetic piston, tapped end caps mount. | Stock | 166 | 173
D240030DT-MC | NITRA pneumatic air cylinder, NFPA tie rod, 2-1/2in bore, 3in stroke, double acting, magnetic piston, front and rear adjustable cushions, tapped end caps mount. | Stock | 231 | 240
D240040DT-M | NITRA pneumatic air cylinder, NFPA tie rod, 2-1/2in bore, 4in stroke, double acting, magnetic piston, tapped end caps mount. | Stock | 171 | 178
D240040DT-MC | NITRA pneumatic air cylinder, NFPA tie rod, 2-1/2in bore, 4in stroke, double acting, magnetic piston, front and rear adjustable cushions, tapped end caps mount. | Stock | 236 | 245
D240050DT-M | NITRA pneumatic air cylinder, NFPA tie rod, 2-1/2in bore, 5in stroke, double acting, magnetic piston, tapped end caps mount. | Stock | 176 | 183
D240050DT-MC | NITRA pneumatic air cylinder, NFPA tie rod, 2-1/2in bore, 5in stroke, double acting, magnetic piston, front and rear adjustable cushions, tapped end caps mount. | Stock | 241 | 251
D240060DT-M | NITRA pneumatic air cylinder, NFPA tie rod, 2-1/2in bore, 6in stroke, double acting, magnetic piston, tapped end caps mount. | Stock | 180 | 187
D240060DT-MC | NITRA pneumatic air cylinder, NFPA tie rod, 2-1/2in bore, 6in stroke, double acting, magnetic piston, front and rear adjustable cushions, tapped end caps mount. | Stock | 246 | 256
D240070DT-M | NITRA pneumatic air cylinder, NFPA tie rod, 2-1/2in bore, 7in stroke, double acting, magnetic piston, tapped end caps mount. | Stock | 185 | 192
D240070DT-MC | NITRA pneumatic air cylinder, NFPA tie rod, 2-1/2in bore, 7in stroke, double acting, magnetic piston, front and rear adjustable cushions, tapped end caps mount. | Stock | 251 | 261
D240080DT-M | NITRA pneumatic air cylinder, NFPA tie rod, 2-1/2in bore, 8in stroke, double acting, magnetic piston, tapped end caps mount. | Stock | 190 | 198
D240080DT-MC | NITRA pneumatic air cylinder, NFPA tie rod, 2-1/2in bore, 8in stroke, double acting, magnetic piston, front and rear adjustable cushions, tapped end caps mount. | Stock | 256 | 266
D240100DT-M | NITRA pneumatic air cylinder, NFPA tie rod, 2-1/2in bore, 10in stroke, double acting, magnetic piston, tapped end caps mount. | Stock | 199 | 207
D240100DT-MC | NITRA pneumatic air cylinder, NFPA tie rod, 2-1/2in bore, 10in stroke, double acting, magnetic piston, front and rear adjustable cushions, tapped end caps mount. | Stock | 267 | 278
D240120DT-M | NITRA pneumatic air cylinder, NFPA tie rod, 2-1/2in bore, 12in stroke, double acting, magnetic piston, tapped end caps mount. | Stock | 208 | 216
D240120DT-MC | NITRA pneumatic air cylinder, NFPA tie rod, 2-1/2in bore, 12in stroke, double acting, magnetic piston, front and rear adjustable cushions, tapped end caps mount. | Stock | 277 | 288
D240140DT-M | NITRA pneumatic air cylinder, NFPA tie rod, 2-1/2in bore, 14in stroke, double acting, magnetic piston, tapped end caps mount. | Stock | 217 | 226
D240140DT-MC | NITRA pneumatic air cylinder, NFPA tie rod, 2-1/2in bore, 14in stroke, double acting, magnetic piston, front and rear adjustable cushions, tapped end caps mount. | Stock | 287 | 298
D240160DT-M | NITRA pneumatic air cylinder, NFPA tie rod, 2-1/2in bore, 16in stroke, double acting, magnetic piston, tapped end caps mount. | Stock | 227 | 236
D240160DT-MC | NITRA pneumatic air cylinder, NFPA tie rod, 2-1/2in bore, 16in stroke, double acting, magnetic piston, front and rear adjustable cushions, tapped end caps mount. | Stock | 297 | 309
D240180DT-M | NITRA pneumatic air cylinder, NFPA tie rod, 2-1/2in bore, 18in stroke, double acting, magnetic piston, tapped end caps mount. | Stock | 236 | 245
D240180DT-MC | NITRA pneumatic air cylinder, NFPA tie rod, 2-1/2in bore, 18in stroke, double acting, magnetic piston, front and rear adjustable cushions, tapped end caps mount. | Stock | 308 | 320
D240200DT-M | NITRA pneumatic air cylinder, NFPA tie rod, 2-1/2in bore, 20in stroke, double acting, magnetic piston, tapped end caps mount. | Stock | 245 | 255
D240200DT-MC | NITRA pneumatic air cylinder, NFPA tie rod, 2-1/2in bore, 20in stroke, double acting, magnetic piston, front and rear adjustable cushions, tapped end caps mount. | Stock | 318 | 331
D240240DT-M | NITRA pneumatic air cylinder, NFPA tie rod, 2-1/2in bore, 24in stroke, double acting, magnetic piston, tapped end caps mount. | Stock | 264 | 275
D240240DT-MC | NITRA pneumatic air cylinder, NFPA tie rod, 2-1/2in bore, 24in stroke, double acting, magnetic piston, front and rear adjustable cushions, tapped end caps mount. | Stock | 339 | 353
D240280DT-M | NITRA pneumatic air cylinder, NFPA tie rod, 2-1/2in bore, 28in stroke, double acting, magnetic piston, tapped end caps mount. | Stock | 282 | 293
D240280DT-MC | NITRA pneumatic air cylinder, NFPA tie rod, 2-1/2in bore, 28in stroke, double acting, magnetic piston, front and rear adjustable cushions, tapped end caps mount. | Stock | 359 | 373
D240320DT-M | NITRA pneumatic air cylinder, NFPA tie rod, 2-1/2in bore, 32in stroke, double acting, magnetic piston, tapped end caps mount. | Stock | 301 | 313
D240320DT-MC | NITRA pneumatic air cylinder, NFPA tie rod, 2-1/2in bore, 32in stroke, double acting, magnetic piston, front and rear adjustable cushions, tapped end caps mount. | Stock | 380 | 395
D252010DT-M | NITRA pneumatic air cylinder, NFPA tie rod, 3-1/4in bore, 1in stroke, double acting, magnetic piston, tapped end caps mount. | Stock | 205 | 213
D252020DT-M | NITRA pneumatic air cylinder, NFPA tie rod, 3-1/4in bore, 2in stroke, double acting, magnetic piston, tapped end caps mount. | Stock | 212 | 220
D252020DT-MC | NITRA pneumatic air cylinder, NFPA tie rod, 3-1/4in bore, 2in stroke, double acting, magnetic piston, front and rear adjustable cushions, tapped end caps mount. | Stock | 293 | 305
D252030DT-M | NITRA pneumatic air cylinder, NFPA tie rod, 3-1/4in bore, 3in stroke, double acting, magnetic piston, tapped end caps mount. | Stock | 219 | 228
D252030DT-MC | NITRA pneumatic air cylinder, NFPA tie rod, 3-1/4in bore, 3in stroke, double acting, magnetic piston, front and rear adjustable cushions, tapped end caps mount. | Stock | 301 | 313
D252040DT-M | NITRA pneumatic air cylinder, NFPA tie rod, 3-1/4in bore, 4in stroke, double acting, magnetic piston, tapped end caps mount. | Stock | 226 | 235
D252040DT-MC | NITRA pneumatic air cylinder, NFPA tie rod, 3-1/4in bore, 4in stroke, double acting, magnetic piston, front and rear adjustable cushions, tapped end caps mount. | Stock | 309 | 321
D252050DT-M | NITRA pneumatic air cylinder, NFPA tie rod, 3-1/4in bore, 5in stroke, double acting, magnetic piston, tapped end caps mount. | Stock | 232 | 241
D252050DT-MC | NITRA pneumatic air cylinder, NFPA tie rod, 3-1/4in bore, 5in stroke, double acting, magnetic piston, front and rear adjustable cushions, tapped end caps mount. | Stock | 316 | 329
D252060DT-M | NITRA pneumatic air cylinder, NFPA tie rod, 3-1/4in bore, 6in stroke, double acting, magnetic piston, tapped end caps mount. | Stock | 239 | 249
D252060DT-MC | NITRA pneumatic air cylinder, NFPA tie rod, 3-1/4in bore, 6in stroke, double acting, magnetic piston, front and rear adjustable cushions, tapped end caps mount. | Stock | 324 | 337
D252070DT-M | NITRA pneumatic air cylinder, NFPA tie rod, 3-1/4in bore, 7in stroke, double acting, magnetic piston, tapped end caps mount. | Stock | 246 | 256
D252070DT-MC | NITRA pneumatic air cylinder, NFPA tie rod, 3-1/4in bore, 7in stroke, double acting, magnetic piston, front and rear adjustable cushions, tapped end caps mount. | Stock | 331 | 344
D252080DT-M | NITRA pneumatic air cylinder, NFPA tie rod, 3-1/4in bore, 8in stroke, double acting, magnetic piston, tapped end caps mount. | Stock | 253 | 263
D252080DT-MC | NITRA pneumatic air cylinder, NFPA tie rod, 3-1/4in bore, 8in stroke, double acting, magnetic piston, front and rear adjustable cushions, tapped end caps mount. | Stock | 339 | 353
D252100DT-M | NITRA pneumatic air cylinder, NFPA tie rod, 3-1/4in bore, 10in stroke, double acting, magnetic piston, tapped end caps mount. | Stock | 267 | 278
D252100DT-MC | NITRA pneumatic air cylinder, NFPA tie rod, 3-1/4in bore, 10in stroke, double acting, magnetic piston, front and rear adjustable cushions, tapped end caps mount. | Stock | 354 | 368
D252120DT-M | NITRA pneumatic air cylinder, NFPA tie rod, 3-1/4in bore, 12in stroke, double acting, magnetic piston, tapped end caps mount. | Stock | 280 | 291
D252120DT-MC | NITRA pneumatic air cylinder, NFPA tie rod, 3-1/4in bore, 12in stroke, double acting, magnetic piston, front and rear adjustable cushions, tapped end caps mount. | Stock | 369 | 384
D252140DT-M | NITRA pneumatic air cylinder, NFPA tie rod, 3-1/4in bore, 14in stroke, double acting, magnetic piston, tapped end caps mount. | Stock | 294 | 306
D252140DT-MC | NITRA pneumatic air cylinder, NFPA tie rod, 3-1/4in bore, 14in stroke, double acting, magnetic piston, front and rear adjustable cushions, tapped end caps mount. | Stock | 384 | 399
D252160DT-M | NITRA pneumatic air cylinder, NFPA tie rod, 3-1/4in bore, 16in stroke, double acting, magnetic piston, tapped end caps mount. | Stock | 307 | 319
D252160DT-MC | NITRA pneumatic air cylinder, NFPA tie rod, 3-1/4in bore, 16in stroke, double acting, magnetic piston, front and rear adjustable cushions, tapped end caps mount. | Stock | 400 | 416
D252180DT-M | NITRA pneumatic air cylinder, NFPA tie rod, 3-1/4in bore, 18in stroke, double acting, magnetic piston, tapped end caps mount. | Stock | 321 | 334
D252180DT-MC | NITRA pneumatic air cylinder, NFPA tie rod, 3-1/4in bore, 18in stroke, double acting, magnetic piston, front and rear adjustable cushions, tapped end caps mount. | Stock | 415 | 432
D252200DT-M | NITRA pneumatic air cylinder, NFPA tie rod, 3-1/4in bore, 20in stroke, double acting, magnetic piston, tapped end caps mount. | Stock | 335 | 348
D252200DT-MC | NITRA pneumatic air cylinder, NFPA tie rod, 3-1/4in bore, 20in stroke, double acting, magnetic piston, front and rear adjustable cushions, tapped end caps mount. | Stock | 430 | 447
D252240DT-M | NITRA pneumatic air cylinder, NFPA tie rod, 3-1/4in bore, 24in stroke, double acting, magnetic piston, tapped end caps mount. | Stock | 362 | 376
D252240DT-MC | NITRA pneumatic air cylinder, NFPA tie rod, 3-1/4in bore, 24in stroke, double acting, magnetic piston, front and rear adjustable cushions, tapped end caps mount. | Stock | 460 | 478
D252280DT-M | NITRA pneumatic air cylinder, NFPA tie rod, 3-1/4in bore, 28in stroke, double acting, magnetic piston, tapped end caps mount. | Stock | 389 | 405
D252280DT-MC | NITRA pneumatic air cylinder, NFPA tie rod, 3-1/4in bore, 28in stroke, double acting, magnetic piston, front and rear adjustable cushions, tapped end caps mount. | Stock | 491 | 511
D252320DT-M | NITRA pneumatic air cylinder, NFPA tie rod, 3-1/4in bore, 32in stroke, double acting, magnetic piston, tapped end caps mount. | Stock | 417 | 434
D252320DT-MC | NITRA pneumatic air cylinder, NFPA tie rod, 3-1/4in bore, 32in stroke, double acting, magnetic piston, front and rear adjustable cushions, tapped end caps mount. | Stock | 521 | 542
D264010DT-M | NITRA pneumatic air cylinder, NFPA tie rod, 4in bore, 1in stroke, double acting, magnetic piston, tapped end caps mount. | Stock | 242 | 252
D264020DT-M | NITRA pneumatic air cylinder, NFPA tie rod, 4in bore, 2in stroke, double acting, magnetic piston, tapped end caps mount. | Stock | 249 | 259
D264030DT-M | NITRA pneumatic air cylinder, NFPA tie rod, 4in bore, 3in stroke, double acting, magnetic piston, tapped end caps mount. | Stock | 256 | 266
D264030DT-MC | NITRA pneumatic air cylinder, NFPA tie rod, 4in bore, 3in stroke, double acting, magnetic piston, front and rear adjustable cushions, tapped end caps mount. | Stock | 343 | 357
D264040DT-M | NITRA pneumatic air cylinder, NFPA tie rod, 4in bore, 4in stroke, double acting, magnetic piston, tapped end caps mount. | Stock | 264 | 275
D264040DT-MC | NITRA pneumatic air cylinder, NFPA tie rod, 4in bore, 4in stroke, double acting, magnetic piston, front and rear adjustable cushions, tapped end caps mount. | Stock | 351 | 365
D264050DT-M | NITRA pneumatic air cylinder, NFPA tie rod, 4in bore, 5in stroke, double acting, magnetic piston, tapped end caps mount. | Stock | 271 | 282
D264050DT-MC | NITRA pneumatic air cylinder, NFPA tie rod, 4in bore, 5in stroke, double acting, magnetic piston, front and rear adjustable cushions, tapped end caps mount. | Stock | 359 | 373
D264060DT-M | NITRA pneumatic air cylinder, NFPA tie rod, 4in bore, 6in stroke, double acting, magnetic piston, tapped end caps mount. | Stock | 278 | 289
D264060DT-MC | NITRA pneumatic air cylinder, NFPA tie rod, 4in bore, 6in stroke, double acting, magnetic piston, front and rear adjustable cushions, tapped end caps mount. | Stock | 367 | 382
D264070DT-M | NITRA pneumatic air cylinder, NFPA tie rod, 4in bore, 7in stroke, double acting, magnetic piston, tapped end caps mount. | Stock | 285 | 296
D264070DT-MC | NITRA pneumatic air cylinder, NFPA tie rod, 4in bore, 7in stroke, double acting, magnetic piston, front and rear adjustable cushions, tapped end caps mount. | Stock | 375 | 390
D264080DT-M | NITRA pneumatic air cylinder, NFPA tie rod, 4in bore, 8in stroke, double acting, magnetic piston, tapped end caps mount. | Stock | 293 | 305
D264080DT-MC | NITRA pneumatic air cylinder, NFPA tie rod, 4in bore, 8in stroke, double acting, magnetic piston, front and rear adjustable cushions, tapped end caps mount. | Stock | 383 | 398
D264100DT-M | NITRA pneumatic air cylinder, NFPA tie rod, 4in bore, 10in stroke, double acting, magnetic piston, tapped end caps mount. | Stock | 307 | 319
D264100DT-MC | NITRA pneumatic air cylinder, NFPA tie rod, 4in bore, 10in stroke, double acting, magnetic piston, front and rear adjustable cushions, tapped end caps mount. | Stock | 399 | 415
D264120DT-M | NITRA pneumatic air cylinder, NFPA tie rod, 4in bore, 12in stroke, double acting, magnetic piston, tapped end caps mount. | Stock | 321 | 334
D264120DT-MC | NITRA pneumatic air cylinder, NFPA tie rod, 4in bore, 12in stroke, double acting, magnetic piston, front and rear adjustable cushions, tapped end caps mount. | Stock | 415 | 432
D264140DT-M | NITRA pneumatic air cylinder, NFPA tie rod, 4in bore, 14in stroke, double acting, magnetic piston, tapped end caps mount. | Stock | 336 | 349
D264140DT-MC | NITRA pneumatic air cylinder, NFPA tie rod, 4in bore, 14in stroke, double acting, magnetic piston, front and rear adjustable cushions, tapped end caps mount. | Stock | 431 | 448
D264160DT-M | NITRA pneumatic air cylinder, NFPA tie rod, 4in bore, 16in stroke, double acting, magnetic piston, tapped end caps mount. | Stock | 350 | 364
D264160DT-MC | NITRA pneumatic air cylinder, NFPA tie rod, 4in bore, 16in stroke, double acting, magnetic piston, front and rear adjustable cushions, tapped end caps mount. | Stock | 447 | 465
D264180DT-M | NITRA pneumatic air cylinder, NFPA tie rod, 4in bore, 18in stroke, double acting, magnetic piston, tapped end caps mount. | Stock | 365 | 380
D264180DT-MC | NITRA pneumatic air cylinder, NFPA tie rod, 4in bore, 18in stroke, double acting, magnetic piston, front and rear adjustable cushions, tapped end caps mount. | Stock | 463 | 482
D264200DT-M | NITRA pneumatic air cylinder, NFPA tie rod, 4in bore, 20in stroke, double acting, magnetic piston, tapped end caps mount. | Stock | 379 | 394
D264200DT-MC | NITRA pneumatic air cylinder, NFPA tie rod, 4in bore, 20in stroke, double acting, magnetic piston, front and rear adjustable cushions, tapped end caps mount. | Stock | 480 | 499
D264240DT-M | NITRA pneumatic air cylinder, NFPA tie rod, 4in bore, 24in stroke, double acting, magnetic piston, tapped end caps mount. | Stock | 408 | 424
D264240DT-MC | NITRA pneumatic air cylinder, NFPA tie rod, 4in bore, 24in stroke, double acting, magnetic piston, front and rear adjustable cushions, tapped end caps mount. | Stock | 512 | 532
D264280DT-M | NITRA pneumatic air cylinder, NFPA tie rod, 4in bore, 28in stroke, double acting, magnetic piston, tapped end caps mount. | Stock | 437 | 454
D264280DT-MC | NITRA pneumatic air cylinder, NFPA tie rod, 4in bore, 28in stroke, double acting, magnetic piston, front and rear adjustable cushions, tapped end caps mount. | Stock | 544 | 566
D264320DT-M | NITRA pneumatic air cylinder, NFPA tie rod, 4in bore, 32in stroke, double acting, magnetic piston, tapped end caps mount. | Stock | 466 | 485
D264320DT-MC | NITRA pneumatic air cylinder, NFPA tie rod, 4in bore, 32in stroke, double acting, magnetic piston, front and rear adjustable cushions, tapped end caps mount. | Stock | 576 | 599
D2-716-20 | NITRA jam nut, 7/16-20 UNF thread, steel. For use with D2 series NFPA cylinders. | Stock | 1.25
D2-8IOCON | DirectLOGIC DL205 terminals, 90-degree screw type, replacement. Package of 5. For use with DL205 8-point I/O modules. | Stock | 37 | 42
D2-ACC-1 | DirectLOGIC DL205 terminal screw kit, replacement. For use with DL205 base power supply terminals. Includes (8) terminal screws and (1) plastic terminal cover. | Stock | 15 | 17
D2AM-1 | NITRA angle mount bracket, steel. For use with 1.5in bore D2 series NFPA cylinders. Mounting hardware included. | Stock | 20 | 21
D2AM-2 | NITRA angle mount bracket, steel. For use with 2in bore D2 series NFPA cylinders. Mounting hardware included. | Stock | 23 | 24
D2AM-3 | NITRA angle mount bracket, steel. For use with 2.5in bore D2 series NFPA cylinders. Mounting hardware included. | Stock | 26 | 27
D2AM-4 | NITRA angle mount bracket, steel. For use with 3.25in bore D2 series NFPA cylinders. Mounting hardware included. | Stock | 33 | 34.5
D2AM-5 | NITRA angle mount bracket, steel. For use with 4in bore D2 series NFPA cylinders. Mounting hardware included. | Stock | 37 | 38.5
D2-ANLG-M | DirectLOGIC DL205 user manual, free download only. For use with all DL205 analog modules including F2-04RTD and F2-04THM. | Stock | 0
D2-BASECVR | DirectLOGIC DL205 base covers, replacement. Package of 3. For use with expansion connector on right side of DL205 (-1) bases. | Stock | 7 | 8
D2-BAT | Battery, for use with DL230 and DL240 CPUs. | Stock | 17.5 | 20
D2-BAT-1 | Battery, replacement. For use with CLICK, DL06, D2-250(-1), D2-260, D2-262, D3-350, D4-454 and all Productivity Series CPUs and C-more EA7 series touch screen panels. | Stock | 6 | 6.25
D2BB-1 | NITRA base mount bracket, anodized aluminum. For use with 1.5in bore D2 series NFPA cylinders. Mounting hardware included. | Stock | 24 | 25
D2BB-2 | NITRA base mount bracket, anodized aluminum. For use with 2in bore D2 series NFPA cylinders. Mounting hardware included. | Stock | 28 | 29
D2BB-3 | NITRA base mount bracket, anodized aluminum. For use with 2.5in bore D2 series NFPA cylinders. Mounting hardware included. | Stock | 33 | 34.5
D2BB-4 | NITRA base mount bracket, anodized aluminum. For use with 3.25in bore D2 series NFPA cylinders. Mounting hardware included. | Stock | 39 | 40.5
D2BB-5 | NITRA base mount bracket, anodized aluminum. For use with 4in bore D2 series NFPA cylinders. Mounting hardware included. | Stock | 39 | 40.5
D2-CM | DirectLOGIC DL205 expansion unit, local expansion I/O. For use with D2-250-1, D2-260 or D2-262 CPUs. | Stock | 62 | 71
D2-CTRIF-M | DirectLOGIC DL205 user manual, free download only. For use with D2-CTRINT counter interface module. | Stock | 0
D2-CTRINT | DirectLOGIC DL205 pulse combo module, 5 kHz maximum switching frequency, 4 high-speed input point(s), sinking/sourcing, single-ended encoder input(s), 2 high-speed output point(s), sinking, single-ended output(s). | Stock | 122 | 139
D2-DCM | DirectLOGIC DL205 communication module, DirectNET and Modbus RTU, 1 port, (1) RS-232/RS-422 port(s). For use with DL205 PLCs. | Stock | 410 | 467
D2-DCM-M | DirectLOGIC DL205 user manual, free download only. For use with D2-DCM and D3-DCM data communication modules. | Stock | 0
D2-DSCBL | DirectLOGIC DL205 programming cable, 12ft cable length, shielded, 9-pin female D-sub to RJ12 6P6C. For use with all DL05, DL06, DL105, DL205, D3-350, D4-450, D4-454, Do-more H2 and T1H series CPUs, and CLICK PLCs. | Stock | 28 | 29
D2-DSCBL-1 | DirectLOGIC DL205 programming cable, 12ft cable length, shielded, 9-pin female D-sub to 15-pin male HD15. For use with DL06, D2-250-1, D2-260 and D2-262 CPUs and D0-DCM communication module. | Stock | 54 | 56
D2-DSCBL-2 | DirectLOGIC DL205 programming cable, 12ft cable length, shielded, 15-pin male HD15 to pigtail. For use with DL06, D2-250-1, D2-260 and D2-262 CPUs and D0-DCM communication module. | Stock | 55 | 57
D2-EM | DirectLOGIC DL205 local I/O expansion module, for use with D2-250-1, D2-260, and D2-262 CPU-based PLCs. Installs beside each I/O base (CPU base and expansion) in local expansion system. Not compatible with D2-230, D2-240 or Do-more H2 series CPUs or WinPLC. | Stock | 76 | 87
D2-EXCBL-1 | DirectLOGIC DL205 base expansion cable, 3.2ft/1m cable length, RJ45 male to RJ45 male. For use with D2-EM expansion modules. | Stock | 12.5 | 13
D2-FILL | DirectLOGIC DL205 filler module with cover. | Stock | 16 | 18
D2FM-1 | NITRA flange mount plate, steel. For use with 1.5in bore D2 series NFPA cylinders. Mounting hardware included. | Stock | 21 | 22
D2FM-2 | NITRA flange mount plate, steel. For use with 2in bore D2 series NFPA cylinders. Mounting hardware included. | Stock | 24 | 25
D2FM-3 | NITRA flange mount plate, steel. For use with 2.5in bore D2 series NFPA cylinders. Mounting hardware included. | Stock | 27 | 28
D2FM-4 | NITRA flange mount plate, steel. For use with 3.25in bore D2 series NFPA cylinders. Mounting hardware included. | Stock | 35 | 36.5
D2FM-5 | NITRA flange mount plate, steel. For use with 4in bore D2 series NFPA cylinders. Mounting hardware included. | Stock | 39 | 40.5
D2-FUSE-1 | DirectLOGIC time-delay spare fuse, 3.15A. Package of 5. For use with D2-12TA discrete output module. | Stock | 15 | 15.5
D2-FUSE-3 | DirectLOGIC time-delay spare fuse, 6.3A. Package of 5. For use with D2-04TRS and D2-08TR relay output modules and D2-08CDR discrete combo module. | Stock | 15 | 15.5
D2-FUSE-4 | DirectLOGIC time-delay spare fuse, 4A. Package of 5. For use with D2-12TR relay output module. | Stock | 15 | 15.5
D2-HP-M | DirectLOGIC DL205 user manual, free download only. For use with D2-HPP handheld programmer. | Stock | 0
D2-HPP | DirectLOGIC DL205 handheld programmer, ladder. For use with all DL05, DL06, DL105, DL205 and D3-350 CPUs. | Stock | 497 | 567
D2-HPP-U | DirectLOGIC DL205 handheld programmer upgrade, upgrades existing D2-HPP handheld programmers with firmware v1.82 or later to program DL05, DL06 and DL105 units. For use with D2-HPP handheld programmers. | Stock | 30.5 | 31.5
D2-INST-M | DirectLOGIC DL205 installation manual, free download only. For use with all DL205 discrete I/O modules. | Stock | 0
D2-IOCVR | DirectLOGIC DL205 module covers, replacement. Package of 5. For use with DL205 I/O modules. | Stock | 11 | 12.5
D2PA-1 | NITRA rear pivot eye, steel. For use with 1.5in bore D2 series NFPA cylinders. Mounting hardware included. | Stock | 21 | 22
D2PA-2 | NITRA rear pivot eye, steel. For use with 2in bore D2 series NFPA cylinders. Mounting hardware included. | Stock | 25 | 26
D2PA-3 | NITRA rear pivot eye, steel. For use with 2.5in bore D2 series NFPA cylinders. Mounting hardware included. | Stock | 29 | 30
D2PA-4 | NITRA rear pivot eye, steel. For use with 3.25in bore D2 series NFPA cylinders. Mounting hardware included. | Stock | 37 | 38.5
D2PA-5 | NITRA rear pivot eye, steel. For use with 4in bore D2 series NFPA cylinders. Mounting hardware included. | Stock | 40 | 41.5
D2PC-1 | NITRA cylinder rear clevis bracket, steel. For use with 1.5in bore D2 series NFPA cylinders. Mounting hardware included. | Stock | 21 | 22
D2PC-2 | NITRA cylinder rear clevis bracket, steel. For use with 2in bore D2 series NFPA cylinders. Mounting hardware included. | Stock | 25 | 26
D2PC-3 | NITRA cylinder rear clevis bracket, steel. For use with 2.5in bore D2 series NFPA cylinders. Mounting hardware included. | Stock | 29 | 30
D2PC-4 | NITRA cylinder rear clevis bracket, steel. For use with 3.25in bore D2 series NFPA cylinders. Mounting hardware included. | Stock | 37 | 38.5
D2PC-5 | NITRA cylinder rear clevis bracket, steel. For use with 4in bore D2 series NFPA cylinders. Mounting hardware included. | Stock | 40 | 41.5
D2RC-1 | NITRA rod clevis, 7/16-20 UNF thread, steel. For use with D2 series NFPA cylinders. | Stock | 18.5 | 19
D2RC-2 | NITRA rod clevis, 3/4-16 UNF thread, steel. For use with D2 series NFPA cylinders. | Stock | 25 | 26
D2RCP-1 | NITRA self-aligning rod coupler, 7/16-20 UNF thread, steel. For use with D2 series NFPA cylinders. | Stock | 30 | 31
D2RCP-2 | NITRA self-aligning rod coupler, 3/4-16 UNF thread, steel. For use with D2 series NFPA cylinders. | Stock | 45 | 47
D2RE-1 | NITRA rod eye, 7/16-20 UNF thread, steel. For use with D2 series NFPA cylinders. | Stock | 23 | 24
D2RE-2 | NITRA rod eye, 3/4-16 UNF thread, steel. For use with D2 series NFPA cylinders. | Stock | 31 | 32
D2-REMIO-M | DirectLOGIC DL205 user manual, free download only. For use with D2-RMSM serial remote I/O master module and D2-RSSS serial remote I/O slave module. | Stock | 0
D2SK-24 | NITRA seal kit, for use with 1.5in bore NFPA cylinders. All wear parts for both D-series and D2-series NFPA cylinders included. | Stock | 58 | 60
D2SK-32 | NITRA seal kit, for use with 2in bore NFPA cylinders. All wear parts for both D-series and D2-series NFPA cylinders included. | Stock | 62 | 64
D2SK-40 | NITRA seal kit, for use with 2.5in bore NFPA cylinders. All wear parts for both D-series and D2-series NFPA cylinders included. | Stock | 64 | 67
D2SK-52 | NITRA seal kit, for use with 3.25in bore NFPA cylinders. All wear parts for both D-series and D2-series NFPA cylinders included. | Stock | 78 | 81
D2SK-64 | NITRA seal kit, for use with 4in bore NFPA cylinders. All wear parts for both D-series and D2-series NFPA cylinders included. | Stock | 85 | 88
D2SPC-1 | NITRA cylinder rear short clevis bracket, steel. For use with 1.5in bore D2 series NFPA cylinders. Mounting hardware included. | Stock | 21 | 22
D2SPC-2 | NITRA cylinder rear short clevis bracket, steel. For use with 2in bore D2 series NFPA cylinders. Mounting hardware included. | Stock | 25 | 26
D2SPC-3 | NITRA cylinder rear short clevis bracket, steel. For use with 2.5in bore D2 series NFPA cylinders. Mounting hardware included. | Stock | 29 | 30
D2SPC-4 | NITRA cylinder rear short clevis bracket, steel. For use with 3.25in bore D2 series NFPA cylinders. Mounting hardware included. | Stock | 37 | 38.5
D2SPC-5 | NITRA cylinder rear short clevis bracket, steel. For use with 4in bore D2 series NFPA cylinders. Mounting hardware included. | Stock | 40 | 41.5
D2-USER-M | DirectLOGIC DL205 user manual, free download only. For use with all DL205 CPUs, bases, discrete I/O and local expansion modules. | Stock | 0
D311 | Marathon standard efficiency AC induction motor, general purpose and 4-in-1, 1/2hp, 1-phase, 115/208-230 VAC, 3600rpm, TEFC, 56C frame, rolled steel, removable base/C-face mount. | Stock | 236 | 245
D312 | Marathon standard efficiency AC induction motor, general purpose and 4-in-1, 3/4hp, 1-phase, 115/208-230 VAC, 3600rpm, TEFC, 56C frame, rolled steel, removable base/C-face mount. | Stock | 287 | 298
D313 | Marathon premium efficiency AC induction motor, general purpose and 4-in-1, 1hp, 1-phase, 115/208-230 VAC, 3600rpm, TEFC, 56C frame, rolled steel, removable base/C-face mount. | Stock | 328 | 341
D314 | Marathon standard efficiency AC induction motor, general purpose and 4-in-1, 1-1/2hp, 1-phase, 115/208-230 VAC, 3600rpm, TEFC, 56C frame, rolled steel, removable base/C-face mount. | Stock | 418 | 435
D315 | Marathon standard efficiency AC induction motor, general purpose and 4-in-1, 2hp, 1-phase, 115/208-230 VAC, 3600rpm, TEFC, 56HC frame, rolled steel, removable base/C-face mount. | Stock | 507 | 527
D316 | Marathon standard efficiency AC induction motor, general purpose and 4-in-1, 3hp, 1-phase, 208-230 VAC, 3600rpm, TEFC, 56HC frame, rolled steel, removable base/C-face mount. | Stock | 671 | 698
D3-350-M | DirectLOGIC DL305 user manual, free download only. For use with D3-350 CPU only. | Stock | 0
D3-8IOCVR | DirectLOGIC DL305 terminal block covers, replacement. Package of 5. For use with DL305 8-point I/O modules. | Stock | 16 | 16.5
D390 | Marathon XRI series standard efficiency AC induction motor, general purpose, 4-in-1 and high-performance inverter duty, 1/3hp, 3-phase, 208-230/460 VAC, 3600rpm, TENV, 56C frame, rolled steel, removable base/C-face mount. | Stock | 221 | 230
D391 | Marathon XRI series standard efficiency AC induction motor, general purpose, inverter rated and 4-in-1, 1/2hp, 3-phase, 208-230/460 VAC, 3600rpm, TEFC, 56C frame, rolled steel, removable base/C-face mount. | Stock | 250 | 260
D392 | Marathon XRI series standard efficiency AC induction motor, general purpose, inverter rated and 4-in-1, 3/4hp, 3-phase, 208-230/460 VAC, 3600rpm, TEFC, 56C frame, rolled steel, removable base/C-face mount. | Stock | 269 | 280
D393A | Marathon XRI series premium efficiency AC induction motor, general purpose, inverter rated and 4-in-1, 1hp, 3-phase, 230/460 VAC, suitable for 208 VAC at 60 Hz, 3600rpm, TEFC, 56C frame, rolled steel, removable base/C-face mount. | Stock | 414 | 431
D394A | Marathon XRI series premium efficiency AC induction motor, general purpose, inverter rated and 4-in-1, 1-1/2hp, 3-phase, 230/460 VAC, 3600rpm, TEFC, 56C frame, rolled steel, removable base/C-face mount. | Stock | 502 | 522
D395A | Marathon XRI series premium efficiency AC induction motor, general purpose, inverter rated and 4-in-1, 2hp, 3-phase, 230/460 VAC, suitable for 208 VAC at 60 Hz, 3600rpm, TEFC, 56HC frame, rolled steel, removable base/C-face mount. | Stock | 578 | 601
D3-ACC-3 | DirectLOGIC DL305 terminal screws, replacement. Package of 16. For use with DL305 16-point I/O modules. | Stock | 24 | 25
D3-ANLG-M | DirectLOGIC DL305 user manual, free download only. For use with all DL305 analog I/O modules including temperature and thermocouple input modules. | Stock | 0
D3-D4-BAT | Battery, replacement. For use with D3-330, D3-340, D4-430, D4-440 and D4-450 CPUs. | Stock | 31 | 35.5
D3-DCU-M | DirectLOGIC DL305 user manual, free download only. For use with all DL305 data communications units. | Stock | 0
D3-DSCBL-1 | DirectLOGIC DL305 programming cable, 12ft cable length, shielded, 9-pin female D-sub to RJ11 male. For use with D3-340 CPU. | Stock | 58 | 60
D3-DSCBL-2 | DirectLOGIC DL305 programming cable, 12ft cable length, shielded, 9-pin female D-sub to 25-pin male D-sub. For use with DL305 and DL405 CPUs and D2-DCM, D3-DCM and D4-DCM modules. D3-232-DCU module required for use with D3-330 and D3-340 CPUs. | Stock | 53 | 55
D3-FUSE-4 | DirectLOGIC fast-acting spare fuse, 5A. Package of 5. For use with F3-08TAS and F3-16TA-1 discrete output modules. | Stock | 18 | 18.5
D3-FUSE-6 | DirectLOGIC spare fuse, 10A. Package of 5. For use with F3-08TRS-2 relay output module. | Stock | 18 | 18.5
D3-HP-M | DirectLOGIC DL305 user manual, free download only. For use with D3-HP handheld programmer. | Stock | 0
D3-HSC-M | DL305 HIGH SPEED COUNTER MANUAL. | Stock | 0
D3-USER-M | DirectLOGIC DL305 user manual, free download only. For use with all DL305 CPUs except D3-350. | Stock | 0
D4-04B-1 | DirectLOGIC DL405 I/O base, 4-slot, panel mount. | Stock | 165 | 188
D4-06B-1 | DirectLOGIC DL405 I/O base, 6-slot, panel mount. | Stock | 197 | 225
D4-08B-1 | DirectLOGIC DL405 I/O base, 8-slot, panel mount. | Stock | 231 | 263
D4-08NA | DirectLOGIC DL405 discrete input module, 8-point, 120-240 VAC, 2 isolated common(s), 4 point(s) per common. Removable terminal block included. | Stock | 136 | 155
D4-08TA | DirectLOGIC DL405 discrete output module, 8-point, 24-240 VAC, 2 isolated common(s), 4 point(s) per common, 2A/point, 5A/common. Removable terminal block included. | Stock | 241 | 275
D4-08TR | DirectLOGIC DL405 relay output module, 8-point, 6-24 VDC/6-240 VAC, (8) Form A, 2 isolated common(s), 4 point(s) per common, 2A/point, 5A/common. Removable terminal block included. | Stock | 164 | 187
D4-1000CBL | AutomationDirect communication cable, 6-pin RJ12 to 15-pin male D-sub, shielded, 2m/6.6ft cable length. For use with DV-1000 or C-more Micro panels and any DL405 CPU. | Stock | 21.5 | 22.5
D4-16NA | DirectLOGIC DL405 discrete input module, 16-point, 120 VAC, 2 isolated common(s), 8 point(s) per common. Removable terminal block included. | Stock | 190 | 217
D4-16ND2 | DirectLOGIC DL405 discrete input module, 16-point, 12-24 VDC, sourcing, 2 isolated common(s), 8 point(s) per common. Removable terminal block included. | Stock | 151 | 172
D4-16ND2F | DirectLOGIC DL405 discrete input module, 16-point, 12-24 VDC, sourcing, fast response, 2 isolated common(s), 8 point(s) per common. Removable terminal block included. | Stock | 151 | 172
D4-16NE3 | DirectLOGIC DL405 discrete input module, 16-point, 12-24 VAC/VDC, sinking/sourcing, 2 isolated common(s), 8 point(s) per common. Removable terminal block included. | Stock | 151 | 172
D4-16TA | DirectLOGIC DL405 discrete output module, 16-point, 24-240 VAC, 2 isolated common(s), 8 point(s) per common, 0.5A/point, 3A/common. Removable terminal block included. | Stock | 286 | 326
D4-16TD1 | DirectLOGIC DL405 discrete output module, 16-point, 5-24 VDC, sinking, 2 common(s), 8 point(s) per common, 0.5A/point, 3A/common. Removable terminal block included. | Stock | 195 | 222
D4-16TD2 | DirectLOGIC DL405 discrete output module, 16-point, 12-24 VDC, sourcing, 2 isolated common(s), 8 point(s) per common, 0.5A/point, 3A/common. Removable terminal block included. | Stock | 195 | 222
D4-16TR | DirectLOGIC DL405 relay output module, 16-point, 6-24 VDC/6-240 VAC, (16) Form A, 2 isolated common(s), 8 point(s) per common, 1A/point, 5A/common. Removable terminal block included. | Stock | 246 | 280
D4-32ND3-1 | DirectLOGIC DL405 discrete input module, 32-point, 24 VDC, sinking/sourcing, 4 isolated common(s), 8 point(s) per common. | Stock | 234 | 267
D4-32TD1 | DirectLOGIC DL405 discrete output module, 32-point, 6-24 VDC, sinking, 4 isolated common(s), 8 point(s) per common, 0.2A/point, 1.6A/common. Requires ZIPLink pre-wired cable. | Stock | 258 | 294
D4-32TD2 | DirectLOGIC DL405 discrete output module, 32-point, 12-24 VDC, sourcing, 4 isolated common(s), 8 point(s) per common, 0.2A/point, 1A/common, 4A/module. Requires ZIPLink pre-wired cable. | Stock | 258 | 294
D4-454 | DirectLOGIC DL405 CPU, 31.5k words ladder memory, (1) RS-232 (DB15), (1) RS-232 (RJ12) and (2) RS-232/RS-422 (DB25) port(s), external 120-240 VAC required, battery included. | Stock | 999
D4-454DC-1 | DirectLOGIC DL405 CPU, 31.5k words ladder memory, (1) RS-232 (DB15), (1) RS-232 (RJ12) and (2) RS-232/RS-422 (DB25) port(s), external 12-24 VDC required, battery included. | Stock | 1009 | 1150
D4-454-M | DirectLOGIC DL405 user manual, free download only. For use with D4-454 and D4-454-DC-1 CPUs. | Stock | 0.001 | 0
D4-64ND2 | DirectLOGIC DL405 discrete input module, 64-point, 24 VDC, sourcing, 8 isolated common(s), 8 point(s) per common. | Stock | 306 | 349
D4-64TD1 | DirectLOGIC DL405 discrete output module, 64-point, 5-24 VDC, sinking, 8 common(s), 8 point(s) per common, 0.1A/point, 1A/common, 8A/module. Requires ZIPLink pre-wired cable. | Stock | 364 | 415
D4-ANLG-M | DirectLOGIC DL405 user manual, free download only. For use with DL405 analog I/O modules including thermocouple input. | Stock | 0
D4-DCM | DirectLOGIC DL405 communication module, DirectNET and Modbus RTU, 1 port, (1) RS-232/RS-422 port(s). For use with all DL405 PLCs. | Stock | 440 | 502
D4-DCM-M | DirectLOGIC DL405 user manual, free download only. For use with D4-DCM data communication module. | Stock | 0
D4-DSCBL | DirectLOGIC DL405 programming cable, 12ft cable length, shielded. For use with all DL405 CPUs. | Stock | 60 | 62
D4-EE-2 | DirectLOGIC DL405 EEPROM cartridge, 15.5k maximum program storage. For use with D4-440 or D4-450 CPUs. | Stock | 182 | 207
D4-EX | DirectLOGIC DL405 expansion unit, (1) terminal strip port(s), local expansion I/O, external 110-220 VAC required. 24 VDC 400mA auxiliary device power supply included. Requires D4-EXCBL-1 or D4-EXCBL-2 external I/O expansion cable. | Stock | 222 | 253
D4-EXCBL-1 | DirectLOGIC DL405 base expansion cable, 3.2ft/1m cable length. For use with all DL405-1 bases. | Stock | 65 | 74
D4-EXCBL-2 | DirectLOGIC DL405 base expansion cable, 1.6ft/0.5m cable length. For use with all DL405-1 bases. | Stock | 61 | 70
D4-EXDC | DirectLOGIC DL405 expansion unit, (1) terminal strip port(s), local expansion I/O, external 24 VDC required. Requires D4-EXCBL-1 or D4-EXCBL-2 external I/O expansion cable. | Stock | 210 | 239
D4-FILL | DirectLOGIC DL405 filler module. | Stock | 22 | 25
D4-FUSE-2 | DirectLOGIC spare fuse, 10A. Package of 5. For use with F4-08TRS-2 relay output module. | Stock | 18 | 18.5
D4-HP-M | DirectLOGIC DL405 user manual, free download only. For use with D4-HPP-1 handheld programmer. | Stock | 0
D4-HSC-M | DirectLOGIC DL405 user manual, free download only. For use with D4-HSC high speed counter module. | Stock | 0
D4-INST-M | DirectLOGIC DL405 installation manual, free download only. For use with all DL405 discrete I/O modules. | Stock | 0
D4-INTR-M | Interrupt Input Module user manual, covers the D4-INT. Also available as a free download. | Stock | 0
D4-IOCBL-1 | DirectLOGIC DL405 PLC I/O cable, 9.8ft/3m cable length, shielded, ribbon cable to pigtail. For use with DL405 32-point or 64-point I/O modules. | Stock | 92 | 105
D4-IOCVR | DirectLOGIC DL405 module covers, replacement. Package of 5. For use with DL405 I/O modules. | Stock | 8.75 | 10
D4-REMIO-M | DirectLOGIC DL405 user manual, free download only. For use with DL405 serial remote I/O components. | Stock | 0
D4-RM | DirectLOGIC DL405 remote I/O module, 1 port, (1) RS-485 port(s). | Stock | 505 | 576
D4-RS | DirectLOGIC DL405 slave, (1) 5-pin terminal block port(s), serial remote I/O, external 110-220 VAC required. 24 VDC 400mA auxiliary device power supply included. | Stock | 582 | 663
D4-USER-M | DirectLOGIC DL405 user manual, free download only. For use with DL405 CPUs, bases, memory and discrete I/O modules. | Stock | 0
DA-DNET-M | DirectNET protocol manual, free download only. For use with DL05, DL06, DL205, DL305 and DL405 PLCs. | Stock | 0
DA-DSCBL | DirectSOFT programming cable kit, for use with all DirectLOGIC PLCs, includes (1) D2-DSCBL, (1) D3-DSCBL-1, (1) D3-DSCBL-2 and (1) D4-DSCBL programming cables. | Stock | 104 | 108
DBE186 | Quadritalia OKK series door, 1800 x 600mm, carbon steel, RAL 7035 light gray. | Stock | 143 | 192
DBE188 | Quadritalia OKK series door, 1800 x 800mm, carbon steel, RAL 7035 light gray. | Stock | 171 | 231
DBE18A | Quadritalia OKK series door, 1800 x 1000mm, carbon steel, RAL 7035 light gray. | Stock | 184 | 248
DBE18C | Quadritalia OKK series double door, 1800 x 1200mm, carbon steel, RAL 7035 light gray. | Stock | 235 | 317
DBE18C-DX | Quadritalia OKK series master door, 1800 x 600mm, carbon steel, RAL 7035 light gray. | Stock | 117.5 | 158.5
DBE18C-SX | Quadritalia OKK series slave door, 1800 x 600mm, carbon steel, RAL 7035 light gray. | Stock | 117.5 | 158.5
DBE206 | Quadritalia OKK series door, 2000 x 600mm, carbon steel, RAL 7035 light gray. | Stock | 153 | 207
DBE208 | Quadritalia OKK series door, 2000 x 800mm, carbon steel, RAL 7035 light gray. | Stock | 182 | 246
DBE20A | Quadritalia OKK series door, 2000 x 1000mm, carbon steel, RAL 7035 light gray. | Stock | 208 | 280
DBE20C | Quadritalia OKK series double door, 2000 x 1200mm, carbon steel, RAL 7035 light gray. | Stock | 252 | 340
DBE20C-DX | Quadritalia OKK series master door, 2000 x 600mm, carbon steel, RAL 7035 light gray. | Stock | 126 | 170
DBE20C-SX | Quadritalia OKK series slave door, 2000 x 600mm, carbon steel, RAL 7035 light gray. | Stock | 126 | 170
DBI188 | Quadritalia OKK series swing panel kit, carbon steel, RAL 7035 light gray, powder coat finish. For use with 1800 x 800mm Quadritalia OKK series modular enclosures. | Stock | 185 | 250
DBI188-D | Quadritalia OKK series swing panel, carbon steel, RAL 7035 light gray, powder coat finish. For use with 1800 x 800mm Quadritalia OKK series modular enclosures. | Stock | 129 | 174
DBI188-F | Quadritalia swing panel mounting frame, 1800 x 800mm, carbon steel, RAL 7035 light gray, textured powder coat finish. Mounting hardware included. | Stock | 56 | 76
DBI18A | Quadritalia OKK series swing panel kit, carbon steel, RAL 7035 light gray, powder coat finish. For use with 1800 x 1000mm Quadritalia OKK series modular enclosures. | Stock | 218 | 294
DBI18A-D | Quadritalia OKK series swing panel, carbon steel, RAL 7035 light gray, powder coat finish. For use with 1800 x 1000mm Quadritalia OKK series modular enclosures. | Stock | 156 | 211
DBI18A-F | Quadritalia swing panel mounting frame, 1800 x 1000mm, carbon steel, RAL 7035 light gray, textured powder coat finish. Mounting hardware included. | Stock | 62 | 83
DBI208 | Quadritalia OKK series swing panel kit, carbon steel, RAL 7035 light gray, powder coat finish. For use with 2000 x 800mm Quadritalia OKK series modular enclosures. | Stock | 213 | 287
DBI208-D | Quadritalia OKK series swing panel, carbon steel, RAL 7035 light gray, powder coat finish. For use with 2000 x 800mm Quadritalia OKK series modular enclosures. | Stock | 149 | 201.5
DBI208-F | Quadritalia swing panel mounting frame, 2000 x 800mm, carbon steel, RAL 7035 light gray, textured powder coat finish. Mounting hardware included. | Stock | 64 | 85.5
DBI20A | Quadritalia OKK series swing panel kit, carbon steel, RAL 7035 light gray, powder coat finish. For use with 2000 x 1000mm Quadritalia OKK series modular enclosures. | Stock | 247 | 333
DBI20A-D | Quadritalia OKK series swing panel, carbon steel, RAL 7035 light gray, powder coat finish. For use with 2000 x 1000mm Quadritalia OKK series modular enclosures. | Stock | 179 | 241
DBI20A-F | Quadritalia swing panel mounting frame, 2000 x 1000mm, carbon steel, RAL 7035 light gray, textured powder coat finish. Mounting hardware included. | Stock | 68 | 92
DBKT-1 | NITRA mounting bracket, for use with DR-1 series air prep components. | Stock | 10 | 10.5
DC100114 | Deluxe cord strain relief grip, accepts cable diameter size 1 to 1.12in, straight 1-1/4in NPT male thread fitting, stainless steel mesh, indoor and outdoor applications. | Stock | 93 | 101
DC112114 | Deluxe cord strain relief grip, accepts cable diameter size 1.12 to 1.25in, straight 1-1/4in NPT male thread fitting, stainless steel mesh, indoor and outdoor applications. | Stock | 93 | 101
DC125112 | Deluxe cord strain relief grip, accepts cable diameter size 1.25 to 1.37in, straight 1-1/2in NPT male thread fitting, stainless steel mesh, indoor and outdoor applications. | Stock | 110 | 120
DC131112 | Deluxe cord strain relief grip, accepts cable diameter size 1.31 to 1.43in, straight 1-1/2in NPT male thread fitting, stainless steel mesh, indoor and outdoor applications. | Stock | 139 | 152
DC1562 | Deluxe cord strain relief grip, accepts cable diameter size 1.56 to 1.68in, straight 2in NPT male thread fitting, stainless steel mesh, indoor and outdoor applications. | Stock | 146 | 159
DC1812 | Deluxe cord strain relief grip, accepts cable diameter size 0.18 to 0.25in, straight 1/2in NPT male thread fitting, stainless steel mesh, indoor and outdoor applications. | Stock | 42 | 46
DC2512 | Deluxe cord strain relief grip, accepts cable diameter size 0.25 to 0.37in, straight 1/2in NPT male thread fitting, stainless steel mesh, indoor and outdoor applications. | Stock | 43.5 | 47.5
DC3712 | Deluxe cord strain relief grip, accepts cable diameter size 0.37 to 0.5in, straight 1/2in NPT male thread fitting, stainless steel mesh, indoor and outdoor applications. | Stock | 40.25 | 44
DC5012 | Deluxe cord strain relief grip, accepts cable diameter size 0.5 to 0.62in, straight 1/2in NPT male thread fitting, stainless steel mesh, indoor and outdoor applications. | Stock | 40.25 | 44
DC5034 | Deluxe cord strain relief grip, accepts cable diameter size 0.5 to 0.62in, straight 3/4in NPT male thread fitting, stainless steel mesh, indoor and outdoor applications. | Stock | 44.5 | 48.5
DC621 | Deluxe cord strain relief grip, accepts cable diameter size 0.62 to 0.75in, straight 1in NPT male thread fitting, stainless steel mesh, indoor and outdoor applications. | Stock | 63.5 | 69
DC6234 | Deluxe cord strain relief grip, accepts cable diameter size 0.62 to 0.75in, straight 3/4in NPT male thread fitting, stainless steel mesh, indoor and outdoor applications. | Stock | 50 | 54
DC751 | Deluxe cord strain relief grip, accepts cable diameter size 0.75 to 0.87in, straight 1in NPT male thread fitting, stainless steel mesh, indoor and outdoor applications. | Stock | 60 | 65
DC871 | Deluxe cord strain relief grip, accepts cable diameter size 0.87 to 1in, straight 1in NPT male thread fitting, stainless steel mesh, indoor and outdoor applications. | Stock | 60 | 65
DC-BRS04-02 | SureMotion bore reducer, clamping, stainless steel body, 1/4in outside diameter, 1/8in inside diameter. | Stock | 7.75 | 8
DC-BRS04-03 | SureMotion bore reducer, clamping, stainless steel body, 1/4in outside diameter, 3/16in inside diameter. | Stock | 7.75 | 8
DC-BRS04-04M | SureMotion bore reducer, clamping, stainless steel body, 1/4in outside diameter, 4mm inside diameter. | Stock | 7.75 | 8
DC-BRS04-05M | SureMotion bore reducer, clamping, stainless steel body, 1/4in outside diameter, 5mm inside diameter. | Stock | 7.75 | 8
DC-BRS08-04 | SureMotion bore reducer, clamping, stainless steel body, 1/2in outside diameter, 1/4in inside diameter. | Stock | 10 | 10.5
DC-BRS08-05 | SureMotion bore reducer, clamping, stainless steel body, 1/2in outside diameter, 5/16in inside diameter. | Stock | 10 | 10.5
DC-BRS08-06 | SureMotion bore reducer, clamping, stainless steel body, 1/2in outside diameter, 3/8in inside diameter. | Stock | 10 | 10.5
DC-BRS08-06M | SureMotion bore reducer, clamping, stainless steel body, 1/2in outside diameter, 6mm inside diameter. | Stock | 10 | 10.5
DC-BRS08-08M | SureMotion bore reducer, clamping, stainless steel body, 1/2in outside diameter, 8mm inside diameter. | Stock | 10 | 10.5
DC-BRS08-10M | SureMotion bore reducer, clamping, stainless steel body, 1/2in outside diameter, 10mm inside diameter. | Stock | 10 | 10.5
DC-BRS10-07 | SureMotion bore reducer, clamping, stainless steel body, 5/8in outside diameter, 7/16in inside diameter. | Stock | 11.5 | 12
DC-BRS10-08 | SureMotion bore reducer, clamping, stainless steel body, 5/8in outside diameter, 1/2in inside diameter. | Stock | 11.5 | 12
DC-BRS10-09 | SureMotion bore reducer, clamping, stainless steel body, 5/8in outside diameter, 9/16in inside diameter. | Stock | 11.5 | 12
DC-BRS10-10M | SureMotion bore reducer, clamping, stainless steel body, 5/8in outside diameter, 10mm inside diameter. | Stock | 11.5 | 12
DC-BRS10-12M | SureMotion bore reducer, clamping, stainless steel body, 5/8in outside diameter, 12mm inside diameter. | Stock | 11.5 | 12
DC-BRS10-14M | SureMotion bore reducer, clamping, stainless steel body, 5/8in outside diameter, 14mm inside diameter. | Stock | 11.5 | 12
DC-BRS12-06 | SureMotion bore reducer, clamping, stainless steel body, 3/4in outside diameter, 3/8in inside diameter. | Stock | 14 | 14.5
DC-BRS12-08 | SureMotion bore reducer, clamping, stainless steel body, 3/4in outside diameter, 1/2in inside diameter. | Stock | 14 | 14.5
DC-BRS12-10 | SureMotion bore reducer, clamping, stainless steel body, 3/4in outside diameter, 5/8in inside diameter. | Stock | 14 | 14.5
DC-BRS12-11 | SureMotion bore reducer, clamping, stainless steel body, 3/4in outside diameter, 11/16in inside diameter. | Stock | 14 | 14.5
DC-BRS12-12M | SureMotion bore reducer, clamping, stainless steel body, 3/4in outside diameter, 12mm inside diameter. | Stock | 14 | 14.5
DC-BRS12-16M | SureMotion bore reducer, clamping, stainless steel body, 3/4in outside diameter, 16mm inside diameter. | Stock | 14 | 14.5
DC-BRS14-10 | SureMotion bore reducer, clamping, stainless steel body, 7/8in outside diameter, 5/8in inside diameter. | Stock | 15 | 15.5
DC-BRS14-11 | SureMotion bore reducer, clamping, stainless steel body, 7/8in outside diameter, 11/16in inside diameter. | Stock | 15 | 15.5
DC-BRS14-12 | SureMotion bore reducer, clamping, stainless steel body, 7/8in outside diameter, 3/4in inside diameter. | Stock | 15 | 15.5
DC-BRS14-14M | SureMotion bore reducer, clamping, stainless steel body, 7/8in outside diameter, 14mm inside diameter. | Stock | 15 | 15.5
DC-BRS14-16M | SureMotion bore reducer, clamping, stainless steel body, 7/8in outside diameter, 16mm inside diameter. | Stock | 15 | 15.5
DC-BRS14-18M | SureMotion bore reducer, clamping, stainless steel body, 7/8in outside diameter, 18mm inside diameter. | Stock | 15 | 15.5
DC-BRS16-10 | SureMotion bore reducer, clamping, stainless steel body, 1in outside diameter, 5/8in inside diameter. | Stock | 15.5 | 16
DC-BRS16-12 | SureMotion bore reducer, clamping, stainless steel body, 1in outside diameter, 3/4in inside diameter. | Stock | 15.5 | 16
DC-BRS16-13 | SureMotion bore reducer, clamping, stainless steel body, 1in outside diameter, 13/16in inside diameter. | Stock | 15.5 | 16
DC-BRS16-14 | SureMotion bore reducer, clamping, stainless steel body, 1in outside diameter, 7/8in inside diameter. | Stock | 15.5 | 16
DC-BRS16-18M | SureMotion bore reducer, clamping, stainless steel body, 1in outside diameter, 18mm inside diameter. | Stock | 15.5 | 16
DC-BRS16-20M | SureMotion bore reducer, clamping, stainless steel body, 1in outside diameter, 20mm inside diameter. | Stock | 15.5 | 16
DC-BRS20-16 | SureMotion bore reducer, clamping, stainless steel body, 1-1/4in outside diameter, 1in inside diameter. | Stock | 16 | 16.5
DC-BRS20-17 | SureMotion bore reducer, clamping, stainless steel body, 1-1/4in outside diameter, 1-1/16in inside diameter. | Stock | 16 | 16.5
DC-BRS20-18 | SureMotion bore reducer, clamping, stainless steel body, 1-1/4in outside diameter, 1-1/8in inside diameter. | Stock | 16 | 16.5
DC-BRS20-22M | SureMotion bore reducer, clamping, stainless steel body, 1-1/4in outside diameter, 22mm inside diameter. | Stock | 16 | 16.5
DC-BRS20-24M | SureMotion bore reducer, clamping, stainless steel body, 1-1/4in outside diameter, 24mm inside diameter. | Stock | 16 | 16.5
DC-BRS20-25M | SureMotion bore reducer, clamping, stainless steel body, 1-1/4in outside diameter, 25mm inside diameter. | Stock | 16 | 16.5
DC-DAC19-04 | SureMotion drive coupling hub, Oldham, aluminum alloy, clamp, size 19, 1/4in bore. | Stock | 15.5 | 16
DC-DAC19-05M | SureMotion drive coupling hub, Oldham, aluminum alloy, clamp, size 19, 5mm bore. | Stock | 15.5 | 16
DC-DAC19-08M | SureMotion drive coupling hub, Oldham, aluminum alloy, clamp, size 19, 8mm bore. | Stock | 15.5 | 16
DC-DAC25-04 | SureMotion drive coupling hub, Oldham, aluminum alloy, clamp, size 25, 1/4in bore. | Stock | 21 | 22
DC-DAC25-06 | SureMotion drive coupling hub, Oldham, aluminum alloy, clamp, size 25, 3/8in bore. | Stock | 21 | 22
DC-DAC25-08M | SureMotion drive coupling hub, Oldham, aluminum alloy, clamp, size 25, 8mm bore. | Stock | 21 | 22
DC-DAC25-10M | SureMotion drive coupling hub, Oldham, aluminum alloy, clamp, size 25, 10mm bore. | Stock | 21 | 22
DC-DAC25-12M | SureMotion drive coupling hub, Oldham, aluminum alloy, clamp, size 25, 12mm bore. | Stock | 21 | 22
DC-DAC33-06 | SureMotion drive coupling hub, Oldham, aluminum alloy, clamp, size 33, 3/8in bore. | Stock | 31 | 32
DC-DAC33-08 | SureMotion drive coupling hub, Oldham, aluminum alloy, clamp, size 33, 1/2in bore. | Stock | 31 | 32
DC-DAC33-10 | SureMotion drive coupling hub, Oldham, aluminum alloy, clamp, size 33, 5/8in bore. | Stock | 31 | 32
DC-DAC33-10M | SureMotion drive coupling hub, Oldham, aluminum alloy, clamp, size 33, 10mm bore. | Stock | 31 | 32
DC-DAC33-12M | SureMotion drive coupling hub, Oldham, aluminum alloy, clamp, size 33, 12mm bore. | Stock | 31 | 32
DC-DAC33-14M | SureMotion drive coupling hub, Oldham, aluminum alloy, clamp, size 33, 14mm bore. | Stock | 31 | 32
DC-DAC33-16M | SureMotion drive coupling hub, Oldham, aluminum alloy, clamp, size 33, 16mm bore. | Stock | 31 | 32
DC-DAC41-08 | SureMotion drive coupling hub, Oldham, aluminum alloy, clamp, size 41, 1/2in bore. | Stock | 35 | 36.5
DC-DAC41-10 | SureMotion drive coupling hub, Oldham, aluminum alloy, clamp, size 41, 5/8in bore. | Stock | 35 | 36.5
DC-DAC41-12 | SureMotion drive coupling hub, Oldham, aluminum alloy, clamp, size 41, 3/4in bore. | Stock | 35 | 36.5
DC-DAC41-14M | SureMotion drive coupling hub, Oldham, aluminum alloy, clamp, size 41, 14mm bore. | Stock | 35 | 36.5
DC-DAC41-16M | SureMotion drive coupling hub, Oldham, aluminum alloy, clamp, size 41, 16mm bore. | Stock | 35 | 36.5
DC-DAC41-19M | SureMotion drive coupling hub, Oldham, aluminum alloy, clamp, size 41, 19mm bore. | Stock | 35 | 36.5
DC-DAC50-08 | SureMotion drive coupling hub, Oldham, aluminum alloy, clamp, size 50, 1/2in bore. | Stock | 72 | 75
DC-DAC50-10 | SureMotion drive coupling hub, Oldham, aluminum alloy, clamp, size 50, 5/8in bore. | Stock | 72 | 75
DC-DAC50-12 | SureMotion drive coupling hub, Oldham, aluminum alloy, clamp, size 50, 3/4in bore. | Stock | 72 | 75
DC-DAC50-14M | SureMotion drive coupling hub, Oldham, aluminum alloy, clamp, size 50, 14mm bore. | Stock | 72 | 75
DC-DAC50-16 | SureMotion drive coupling hub, Oldham, aluminum alloy, clamp, size 50, 1in bore. | Stock | 72 | 75
DC-DAC50-16M | SureMotion drive coupling hub, Oldham, aluminum alloy, clamp, size 50, 16mm bore. | Stock | 72 | 75
DC-DAC50-19M | SureMotion drive coupling hub, Oldham, aluminum alloy, clamp, size 50, 19mm bore. | Stock | 72 | 75
DC-DAC57-10 | SureMotion drive coupling hub, Oldham, aluminum alloy, clamp, size 57, 5/8in bore. | Stock | 79 | 82
DC-DAC57-12 | SureMotion drive coupling hub, Oldham, aluminum alloy, clamp, size 57, 3/4in bore. | Stock | 79 | 82
DC-DAC57-16 | SureMotion drive coupling hub, Oldham, aluminum alloy, clamp, size 57, 1in bore. | Stock | 79 | 82
DC-DAC57-16M | SureMotion drive coupling hub, Oldham, aluminum alloy, clamp, size 57, 16mm bore. | Stock | 79 | 82
DC-DAC57-19M | SureMotion drive coupling hub, Oldham, aluminum alloy, clamp, size 57, 19mm bore. | Stock | 79 | 82
DC-DDS19 | SureMotion drive coupling torque disc, Oldham, size 19, standard torque rating. | Stock | 2
DC-DDS25 | SureMotion drive coupling torque disc, Oldham, size 25, standard torque rating. | Stock | 3.75 | 4
DC-DDS33 | SureMotion drive coupling torque disc, Oldham, size 33, standard torque rating. | Stock | 8 | 8.25
DC-DDS41 | SureMotion drive coupling torque disc, Oldham, size 41, standard torque rating. | Stock | 8.75 | 9
DC-DDS50 | SureMotion drive coupling torque disc, Oldham, size 50, standard torque rating. | Stock | 19 | 20
DC-DDS57 | SureMotion drive coupling torque disc, Oldham, size 57, standard torque rating. | Stock | 27 | 28
DC-DLSS10-02 | SureMotion drive coupling, double loop, stainless steel, setscrew, size 10, 1/8in bore. | Stock | 37 | 38.5
DC-DLSS10-03 | SureMotion drive coupling, double loop, stainless steel, setscrew, size 10, 3/16in bore. | Stock | 37 | 38.5
DC-DLSS10-04 | SureMotion drive coupling, double loop, stainless steel, setscrew, size 10, 1/4in bore. | Stock | 37 | 38.5
DC-DLSS10-05 | SureMotion drive coupling, double loop, stainless steel, setscrew, size 10, 5/16in bore. | Stock | 37 | 38.5
DC-DLSS10-06M | SureMotion drive coupling, double loop, stainless steel, setscrew, size 10, 6mm bore. | Stock | 37 | 38.5
DC-DLSS10-08M | SureMotion drive coupling, double loop, stainless steel, setscrew, size 10, 8mm bore. | Stock | 37 | 38.5
DC-DLSS20-04 | SureMotion drive coupling, double loop, stainless steel, setscrew, size 20, 1/4in bore. | Stock | 41.5 | 43
DC-DLSS20-05 | SureMotion drive coupling, double loop, stainless steel, setscrew, size 20, 5/16in bore. | Stock | 41.5 | 43
DC-DLSS20-06 | SureMotion drive coupling, double loop, stainless steel, setscrew, size 20, 3/8in bore. | Stock | 41.5 | 43
DC-DLSS20-08 | SureMotion drive coupling, double loop, stainless steel, setscrew, size 20, 1/2in bore. | Stock | 41.5 | 43
DC-DLSS20-08M | SureMotion drive coupling, double loop, stainless steel, setscrew, size 20, 8mm bore. | Stock | 41.5 | 43
DC-DLSS20-12M | SureMotion drive coupling, double loop, stainless steel, setscrew, size 20, 12mm bore. | Stock | 41.5 | 43
DC-DLSS30-08 | SureMotion drive coupling, double loop, stainless steel, setscrew, size 30, 1/2in bore. | Stock | 45.5 | 47.5
DC-DLSS30-10 | SureMotion drive coupling, double loop, stainless steel, setscrew, size 30, 5/8in bore. | Stock | 45.5 | 47.5
DC-DLSS30-12M | SureMotion drive coupling, double loop, stainless steel, setscrew, size 30, 12mm bore. | Stock | 45.5 | 47.5
DC-DLSS30-14M | SureMotion drive coupling, double loop, stainless steel, setscrew, size 30, 14mm bore. | Stock | 45.5 | 47.5
DC-DLSS40-08 | SureMotion drive coupling, double loop, stainless steel, setscrew, size 40, 1/2in bore. | Stock | 51 | 53
DC-DLSS40-10 | SureMotion drive coupling, double loop, stainless steel, setscrew, size 40, 5/8in bore. | Stock | 51 | 53
DC-DLSS40-14M | SureMotion drive coupling, double loop, stainless steel, setscrew, size 40, 14mm bore. | Stock | 51 | 53
DC-DLSS40-16M | SureMotion drive coupling, double loop, stainless steel, setscrew, size 40, 16mm bore. | Stock | 51 | 53
DC-JAC14-03 | SureMotion drive coupling hub, jaw type, aluminum alloy, clamp, size 14, 3/16in bore. For use with DC-JS14 series polyurethane spiders. | Stock | 11.5 | 12
DC-JAC14-04 | SureMotion drive coupling hub, jaw type, aluminum alloy, clamp, size 14, 1/4in bore. For use with DC-JS14 series polyurethane spiders. | Stock | 11.5 | 12
DC-JAC14-05M | SureMotion drive coupling hub, jaw type, aluminum alloy, clamp, size 14, 5mm bore. For use with DC-JS14 series polyurethane spiders. | Stock | 11.5 | 12
DC-JAC14-06M | SureMotion drive coupling hub, jaw type, aluminum alloy, clamp, size 14, 6mm bore. For use with DC-JS14 series polyurethane spiders. | Stock | 11.5 | 12
DC-JAC20-04 | SureMotion drive coupling hub, jaw type, aluminum alloy, clamp, size 20, 1/4in bore. For use with DC-JS20 series polyurethane spiders. | Stock | 15 | 15.5
DC-JAC20-05 | SureMotion drive coupling hub, jaw type, aluminum alloy, clamp, size 20, 5/16in bore. For use with DC-JS20 series polyurethane spiders. | Stock | 15 | 15.5
DC-JAC30-05 | SureMotion drive coupling hub, jaw type, aluminum alloy, clamp, size 30, 5/16in bore. For use with DC-JS30 series polyurethane spiders. | Stock | 21.5 | 22.5
DC-JAC30-06 | SureMotion drive coupling hub, jaw type, aluminum alloy, clamp, size 30, 3/8in bore. For use with DC-JS30 series polyurethane spiders. | Stock | 21.5 | 22.5
DC-JAC30-08 | SureMotion drive coupling hub, jaw type, aluminum alloy, clamp, size 30, 1/2in bore. For use with DC-JS30 series polyurethane spiders. | Stock | 21.5 | 22.5
DC-JAC30-08M | SureMotion drive coupling hub, jaw type, aluminum alloy, clamp, size 30, 8mm bore. For use with DC-JS30 series polyurethane spiders. | Stock | 21.5 | 22.5
DC-JAC30-10M | SureMotion drive coupling hub, jaw type, aluminum alloy, clamp, size 30, 10mm bore. For use with DC-JS30 series polyurethane spiders. | Stock | 21.5 | 22.5
DC-JAC30-12M | SureMotion drive coupling hub, jaw type, aluminum alloy, clamp, size 30, 12mm bore. For use with DC-JS30 series polyurethane spiders. | Stock | 21.5 | 22.5
DC-JAC40-06 | SureMotion drive coupling hub, jaw type, aluminum alloy, clamp, size 40, 3/8in bore. For use with DC-JS40 series polyurethane spiders. | Stock | 25.5 | 26.5
DC-JAC40-08 | SureMotion drive coupling hub, jaw type, aluminum alloy, clamp, size 40, 1/2in bore. For use with DC-JS40 series polyurethane spiders. | Stock | 25.5 | 26.5
DC-JAC40-08M | SureMotion drive coupling hub, jaw type, aluminum alloy, clamp, size 40, 8mm bore. For use with DC-JS40 series polyurethane spiders. | Stock | 25.5 | 26.5
DC-JAC40-10 | SureMotion drive coupling hub, jaw type, aluminum alloy, clamp, size 40, 5/8in bore. For use with DC-JS40 series polyurethane spiders. | Stock | 25.5 | 26.5
DC-JAC40-10M | SureMotion drive coupling hub, jaw type, aluminum alloy, clamp, size 40, 10mm bore. For use with DC-JS40 series polyurethane spiders. | Stock | 25.5 | 26.5
DC-JAC40-12 | SureMotion drive coupling hub, jaw type, aluminum alloy, clamp, size 40, 3/4in bore. For use with DC-JS40 series polyurethane spiders. | Stock | 25.5 | 26.5
DC-JAC40-12M | SureMotion drive coupling hub, jaw type, aluminum alloy, clamp, size 40, 12mm bore. For use with DC-JS40 series polyurethane spiders. | Stock | 25.5 | 26.5
DC-JAC40-14M | SureMotion drive coupling hub, jaw type, aluminum alloy, clamp, size 40, 14mm bore. For use with DC-JS40 series polyurethane spiders. | Stock | 25.5 | 26.5
DC-JAC40-16M | SureMotion drive coupling hub, jaw type, aluminum alloy, clamp, size 40, 16mm bore. For use with DC-JS40 series polyurethane spiders. | Stock | 25.5 | 26.5
DC-JAC55-10 | SureMotion drive coupling hub, jaw type, aluminum alloy, clamp, size 55, 5/8in bore. For use with DC-JS55 series polyurethane spiders. | Stock | 30 | 31
DC-JAC55-12 | SureMotion drive coupling hub, jaw type, aluminum alloy, clamp, size 55, 3/4in bore. For use with DC-JS55 series polyurethane spiders. | Stock | 30 | 31
DC-JAC55-14 | SureMotion drive coupling hub, jaw type, aluminum alloy, clamp, size 55, 7/8in bore. For use with DC-JS55 series polyurethane spiders. | Stock | 30 | 31
DC-JAC55-19M | SureMotion drive coupling hub, jaw type, aluminum alloy, clamp, size 55, 19mm bore. For use with DC-JS55 series polyurethane spiders. | Stock | 30 | 31
DC-JAC55-22M | SureMotion drive coupling hub, jaw type, aluminum alloy, clamp, size 55, 22mm bore. For use with DC-JS55 series polyurethane spiders. | Stock | 30 | 31
DC-JAC65-20 | SureMotion drive coupling hub, jaw type, aluminum alloy, clamp, size 65, 1-1/4in bore. For use with DC-JS65 series polyurethane spiders. | Stock | 48.5 | 50
DC-JAC65-32M | SureMotion drive coupling hub, jaw type, aluminum alloy, clamp, size 65, 32mm bore. For use with DC-JS65 series polyurethane spiders. | Stock | 48.5 | 50
DC-JS14-80A | SureMotion drive coupling spider, jaw type, size 14, 80A durometer. | Stock | 6.75 | 7
DC-JS14-92A | SureMotion drive coupling spider, jaw type, size 14, 92A durometer. | Stock | 6.75 | 7
DC-JS14-98A | SureMotion drive coupling spider, jaw type, size 14, 98A durometer. | Stock | 6.75 | 7
DC-JS20-80A | SureMotion drive coupling spider, jaw type, size 20, 80A durometer. | Stock | 9.75 | 10
DC-JS20-92A | SureMotion drive coupling spider, jaw type, size 20, 92A durometer. | Stock | 9.75 | 10
DC-JS20-98A | SureMotion drive coupling spider, jaw type, size 20, 98A durometer. | Stock | 9.75 | 10
DC-JS30-80A | SureMotion drive coupling spider, jaw type, size 30, 80A durometer. | Stock | 11 | 11.5
DC-JS30-92A | SureMotion drive coupling spider, jaw type, size 30, 92A durometer. | Stock | 11 | 11.5
DC-JS30-98A | SureMotion drive coupling spider, jaw type, size 30, 98A durometer. | Stock | 11 | 11.5
DC-JS40-80A | SureMotion drive coupling spider, jaw type, size 40, 80A durometer. | Stock | 12 | 12.5
DC-JS40-92A | SureMotion drive coupling spider, jaw type, size 40, 92A durometer. | Stock | 12 | 12.5
DC-JS40-98A | SureMotion drive coupling spider, jaw type, size 40, 98A durometer. | Stock | 12 | 12.5
DC-JS55-80A | SureMotion drive coupling spider, jaw type, size 55, 80A durometer. | Stock | 13.5 | 14
DC-JS55-92A | SureMotion drive coupling spider, jaw type, size 55, 92A durometer. | Stock | 13.5 | 14
DC-JS55-98A | SureMotion drive coupling spider, jaw type, size 55, 98A durometer. | Stock | 13.5 | 14
DC-JS65-80A | SureMotion drive coupling spider, jaw type, size 65, 80A durometer. | Stock | 17.5 | 18
DC-JS65-92A | SureMotion drive coupling spider, jaw type, size 65, 92A durometer. | Stock | 17.5 | 18
DC-JS65-98A | SureMotion drive coupling spider, jaw type, size 65, 98A durometer. | Stock | 17.5 | 18
DCPA8D-US | Southwire diagonal cutters, for cutting wire, induction hardened beveled cutting edges, 15-degree angled head, 8in overall length, comfort grip handles. | Stock | 32.75 | 34
DCS100-1C-24-F | AcuAMP DC current switch, fixed core, 5-15, 10-50, or 20-100A selectable sensing range, 5-100A adjustable trip point, 11-turn potentiometer, relay, SPDT output, 5A @ 240 VAC or 3A @ 30 VDC output rating. | Stock | 98 | 113
DCS100-AE-24-F | AcuAMP DC current switch, fixed core, 5-15, 10-50, or 20-100A selectable sensing range, 5-100A adjustable trip point, 11-turn potentiometer, solid state switch, N.O. output, 0.15A @ 240 VAC/VDC output rating. | Stock | 95 | 109
DC-SBS19-0404 | SureMotion drive coupling, servo-beam, stainless steel, setscrew, size 19, 1/4in bore. | Stock | 45.5 | 47.5
DC-SBS25-0808 | SureMotion drive coupling, servo-beam, stainless steel, setscrew, size 25, 1/2in bore. | Stock | 57 | 59
DC-SBS32-1010 | SureMotion drive coupling, servo-beam, stainless steel, setscrew, size 32, 5/8in bore. | Stock | 62 | 64
DC-SBS38-1212 | SureMotion drive coupling, servo-beam, stainless steel, setscrew, size 38, 3/4in bore. | Stock | 71 | 74
DC-SBS44-1414 | SureMotion drive coupling, servo-beam, stainless steel, setscrew, size 44, 7/8in bore. | Stock | 122 | 127
DC-SBS51-1616 | SureMotion drive coupling, servo-beam, stainless steel, setscrew, size 51, 1in bore. | Stock | 142 | 148
DC-SBS63-2020 | SureMotion drive coupling, servo-beam, stainless steel, setscrew, size 63, 1-1/4in bore. | Stock | 163 | 170
DCT100-10B-24-S | AcuAMP DC current transducer, split core, bi-directional 0-100A sensing range, bi-polar +/- 0-10 VDC output. | Stock | 187 | 215
DCT100-42-24-F | AcuAMP DC current transducer, fixed core, 0-50, 0-75, or 0-100A selectable sensing range, 4-20mA output. | Stock | 123 | 142
DCT100-42-24-S | AcuAMP DC current transducer, split core, 0-50, 0-75, or 0-100A selectable sensing range, 4-20mA output. | Stock | 163 | 188
DCT200-10B-24-S | AcuAMP DC current transducer, split core, bi-directional 0-200A sensing range, bi-polar +/- 0-10 VDC output. | Stock | 187 | 215
DCT200-42-24-F | AcuAMP DC current transducer, fixed core, 0-100, 0-150, or 0-200A selectable sensing range, 4-20mA output. | Stock | 123 | 142
DCT200-42-24-S | AcuAMP DC current transducer, split core, 0-100, 0-150, or 0-200A selectable sensing range, 4-20mA output. | Stock | 163 | 188
DCT300-10B-24-S | AcuAMP DC current transducer, split core, bi-directional 0-300A sensing range, bi-polar +/- 0-10 VDC output. | Stock | 187 | 215
DCT400-42-24-S | AcuAMP DC current transducer, split core, 0-200, 0-300, or 0-400A selectable sensing range, 4-20mA output. | Stock | 163 | 188
DCT500-42-24-F | AcuAMP DC current transducer, large aperture fixed core, 0-500A sensing range, 4-20mA output. | Stock | 218 | 251
DCT750-42-24-F | AcuAMP DC current transducer, large aperture fixed core, 0-750A sensing range, 4-20mA output. | Stock | 225 | 259
DET.11.2102 | SapiSelco metal detectable cable tie, 3.94in length, 0.1in width, 22.05lb tensile strength, 0.94in maximum bundle diameter, blue, nylon. Package of 100. | Stock | 1.5
DET.11.2110 | SapiSelco metal detectable cable tie, 5.51in length, 0.14in width, 39.68lb tensile strength, 1.42in maximum bundle diameter, blue, nylon. Package of 100. | Stock | 2.5
DET.11.2123 | SapiSelco metal detectable cable tie, 7.87in length, 0.18in width, 55.12lb tensile strength, 2.01in maximum bundle diameter, blue, nylon. Package of 100. | Stock | 5.5 | 5.75
DET.11.2124 | SapiSelco metal detectable cable tie, 9.84in length, 0.18in width, 55.12lb tensile strength, 2.68in maximum bundle diameter, blue, nylon. Package of 100. | Stock | 7.25 | 7.5
DET.11.2127 | SapiSelco metal detectable cable tie, 14.96in length, 0.18in width, 55.12lb tensile strength, 4.33in maximum bundle diameter, blue, nylon. Package of 100. | Stock | 12 | 12.5
DET.11.2134 | SapiSelco metal detectable cable tie, 14.17in length, 0.3in width, 132.28lb tensile strength, 3.98in maximum bundle diameter, blue, nylon. Package of 100. | Stock | 20 | 21
DET.11.2140 | SapiSelco metal detectable cable tie, 11.02in length, 0.18in width, 55.12lb tensile strength, 2.99in maximum bundle diameter, blue, nylon. Package of 100. | Stock | 8.25 | 8.5
DFP-AN-1A | AutomationDirect fiber amplifier, rectangular, 1-channel, NPN, selectable light-on/dark-on, 10-30 VDC operating voltage, pigtail. | Stock | 92 | 96
DFP-AN-1F | AutomationDirect fiber amplifier, rectangular, 1-channel, NPN, selectable light-on/dark-on, 10-30 VDC operating voltage, 4-pin M8 quick-disconnect. | Stock | 92 | 96
DFP-AP-1A | AutomationDirect fiber amplifier, rectangular, 1-channel, PNP, selectable light-on/dark-on, 10-30 VDC operating voltage, pigtail. | Stock | 92 | 96
DFP-AP-1F | AutomationDirect fiber amplifier, rectangular, 1-channel, PNP, selectable light-on/dark-on, 10-30 VDC operating voltage, 4-pin M8 quick-disconnect. | Stock | 92 | 96
DFT-AN-1A | AutomationDirect fiber amplifier, rectangular, 1-channel, pushbutton user interface, NPN, selectable light-on/dark-on, 10-30 VDC operating voltage, pigtail. | Stock | 145 | 151
DFT-AN-1F | AutomationDirect fiber amplifier, rectangular, 1-channel, pushbutton user interface, NPN, selectable light-on/dark-on, 10-30 VDC operating voltage, 4-pin M8 quick-disconnect. | Stock | 145 | 151
DFT-AP-1A | AutomationDirect fiber amplifier, rectangular, 1-channel, pushbutton user interface, PNP, selectable light-on/dark-on, 10-30 VDC operating voltage, pigtail. | Stock | 145 | 151
DFT-AP-1F | AutomationDirect fiber amplifier, rectangular, 1-channel, pushbutton user interface, PNP, selectable light-on/dark-on, 10-30 VDC operating voltage, 4-pin M8 quick-disconnect. | Stock | 145 | 151
DGA-01 | ProSense differential pressure gauge, 4in dial diameter, 0 to 1.0in of water column, black die-cast aluminum case, aluminum and silicone rubber wetted parts, (2) high and (2) low 1/8in female NPT process connection, panel or surface mount. | Stock | 51 | 56
DGA-01B | ProSense differential pressure gauge, 4in dial diameter, -1.0 to +1.0in of water column, black die-cast aluminum case, aluminum and silicone rubber wetted parts, (2) high and (2) low 1/8in female NPT process connection, panel or surface mount. | Stock | 51 | 56
DGA-02 | ProSense differential pressure gauge, 4in dial diameter, 0 to 2.0in of water column, black die-cast aluminum case, aluminum and silicone rubber wetted parts, (2) high and (2) low 1/8in female NPT process connection, panel or surface mount. | Stock | 51 | 56
DGA-02B | ProSense differential pressure gauge, 4in dial diameter, -2.0 to +2.0in of water column, black die-cast aluminum case, aluminum and silicone rubber wetted parts, (2) high and (2) low 1/8in female NPT process connection, panel or surface mount. | Stock | 51 | 56
DGA-03 | ProSense differential pressure gauge, 4in dial diameter, 0 to 3.0in of water column, black die-cast aluminum case, aluminum and silicone rubber wetted parts, (2) high and (2) low 1/8in female NPT process connection, panel or surface mount. | Stock | 51 | 56
DGA-04 | ProSense differential pressure gauge, 4in dial diameter, 0 to 4.0in of water column, black die-cast aluminum case, aluminum and silicone rubber wetted parts, (2) high and (2) low 1/8in female NPT process connection, panel or surface mount. | Stock | 51 | 56
DGA-05 | ProSense differential pressure gauge, 4in dial diameter, 0 to 5.0in of water column, black die-cast aluminum case, aluminum and silicone rubber wetted parts, (2) high and (2) low 1/8in female NPT process connection, panel or surface mount. | Stock | 51 | 56
DGA-05B | ProSense differential pressure gauge, 4in dial diameter, -5.0 to +5.0in of water column, black die-cast aluminum case, aluminum and silicone rubber wetted parts, (2) high and (2) low 1/8in female NPT process connection, panel or surface mount. | Stock | 51 | 56
DGA-10 | ProSense differential pressure gauge, 4in dial diameter, 0 to 10.0in of water column, black die-cast aluminum case, aluminum and silicone rubber wetted parts, (2) high and (2) low 1/8in female NPT process connection, panel or surface mount. | Stock | 55 | 61
DGA-100 | ProSense differential pressure gauge, 4in dial diameter, 0 to 100.0in of water column, black die-cast aluminum case, aluminum and silicone rubber wetted parts, (2) high and (2) low 1/8in female NPT process connection, panel or surface mount. | Stock | 55 | 61
DGA-10B | ProSense differential pressure gauge, 4in dial diameter, -10.0 to +10.0in of water column, black die-cast aluminum case, aluminum and silicone rubber wetted parts, (2) high and (2) low 1/8in female NPT process connection, panel or surface mount. | Stock | 55 | 61
DGA-15 | ProSense differential pressure gauge, 4in dial diameter, 0 to 15.0in of water column, black die-cast aluminum case, aluminum and silicone rubber wetted parts, (2) high and (2) low 1/8in female NPT process connection, panel or surface mount. | Stock | 55 | 61
DGA-150 | ProSense differential pressure gauge, 4in dial diameter, 0 to 150.0in of water column, black die-cast aluminum case, aluminum and silicone rubber wetted parts, (2) high and (2) low 1/8in female NPT process connection, panel or surface mount. | Stock | 55 | 61
DGA-15B | ProSense differential pressure gauge, 4in dial diameter, -15.0 to +15.0in of water column, black die-cast aluminum case, aluminum and silicone rubber wetted parts, (2) high and (2) low 1/8in female NPT process connection, panel or surface mount. | Stock | 55 | 61
DGA-20 | ProSense differential pressure gauge, 4in dial diameter, 0 to 20.0in of water column, black die-cast aluminum case, aluminum and silicone rubber wetted parts, (2) high and (2) low 1/8in female NPT process connection, panel or surface mount. | Stock | 55 | 61
DGA-25 | ProSense differential pressure gauge, 4in dial diameter, 0 to 25.0in of water column, black die-cast aluminum case, aluminum and silicone rubber wetted parts, (2) high and (2) low 1/8in female NPT process connection, panel or surface mount. | Stock | 55 | 61
DGA-30 | ProSense differential pressure gauge, 4in dial diameter, 0 to 30.0in of water column, black die-cast aluminum case, aluminum and silicone rubber wetted parts, (2) high and (2) low 1/8in female NPT process connection, panel or surface mount. | Stock | 55 | 61
DGA-40 | ProSense differential pressure gauge, 4in dial diameter, 0 to 40.0in of water column, black die-cast aluminum case, aluminum and silicone rubber wetted parts, (2) high and (2) low 1/8in female NPT process connection, panel or surface mount. | Stock | 55 | 61
DGA-50 | ProSense differential pressure gauge, 4in dial diameter, 0 to 50.0in of water column, black die-cast aluminum case, aluminum and silicone rubber wetted parts, (2) high and (2) low 1/8in female NPT process connection, panel or surface mount. | Stock | 55 | 61
DGA-B | ProSense surface mount bracket, for use with DGA series differential pressure gauges. Hardware included. | Stock | 8.75 | 9.75
DGA-R | ProSense panel mount flange, for use with DGA series differential pressure gauges. Hardware included. | Stock | 8.75 | 9.75
DGA-T | ProSense static pressure tip with compression fitting, for use with DGA series differential pressure gauges or DPTA series differential pressure transmitters. | Stock | 13 | 14.5
DGM600 | Quadritalia cage nut, M6, zinc plated finish. Package of 100. | Stock | 22 | 29.5
DGM800 | Quadritalia cage nut, M8. Package of 100. | Stock | 41.5 | 56
DGM901 | Quadritalia outdoor cage nut, M6. Package of 100. | Stock | 26 | 35
DIB-C33 | WEG Electric surge suppressor, diode, 12-600 VDC. For use with CWB9 to CWB80 series contactors. | Stock | 11.75 | 12.5
DIC0-1C33 | WEG Electric surge suppressor, diode, 12-600 VDC. For use with CWC07 through CWC016 series miniature contactor. | Stock | 3.75 | 4
DIN10-P10 | Integra DIN rail, slotted, 35mm, 7mm height, 8.8in length, plated steel. Package of 2. For use with 10in wide Premium series polycarbonate enclosures. | Stock | 20.5 | 22
DIN12-P10 | Integra DIN rail, slotted, 35mm, 7mm height, 10.8in length, plated steel. Package of 2. For use with 12in wide Premium series polycarbonate enclosures. | Stock | 26.5 | 28
DIN14-P10 | Integra DIN rail, slotted, 35mm, 7mm height, 12.8in length, plated steel. Package of 2. For use with 14in wide Premium series polycarbonate enclosures. | Stock | 29 | 31
DIN16-GEN-P10 | Integra DIN rail, slotted, 35mm, 7mm height, 21.1in length, plated steel. Package of 2. For use with 16in wide Genesis series polycarbonate enclosures. | Stock | 32 | 33.5
DIN16-P10 | Integra DIN rail, slotted, 35mm, 7mm height, 15in length, plated steel. Package of 2. For use with 16in wide Premium series polycarbonate enclosures. | Stock | 32 | 33.5
DIN24-P10 | Integra DIN rail, slotted, 35mm, 7mm height, 23.6in length, plated steel. Package of 2. For use with 24in wide Genesis series polycarbonate enclosures. | Stock | 50 | 53
DIN4-IMP-P10 | Integra DIN rail, slotted, 35mm, 7mm height, 3.8in length, plated steel. Package of 2. For use with 4in wide Impact series polycarbonate enclosures. | Stock | 14.75 | 15.5
DIN6-IMP-P10 | Integra DIN rail, slotted, 35mm, 7mm height, 4.9in length, plated steel. Package of 2. For use with 6in wide Impact series polycarbonate enclosures. | Stock | 14.75 | 15.5
DIN6-P10 | Integra DIN rail, slotted, 35mm, 7mm height, 4.9in length, plated steel. Package of 2. For use with 6in wide Premium series polycarbonate enclosures. | Stock | 14.75 | 15.5
DIN8-IMP-P10 | Integra DIN rail, slotted, 35mm, 7mm height, 6.8in length, plated steel. Package of 2. For use with 8in wide Impact series polycarbonate enclosures. | Stock | 19.5 | 20.5
DIN8-P10 | Integra DIN rail, slotted, 35mm, 7mm height, 6.8in length, plated steel. Package of 2. For use with 8in wide Premium series polycarbonate enclosures. | Stock | 19.5 | 20.5
DK12 | Wiegmann enclosure drip shield, 12in length, carbon steel, ANSI 61 gray, polyester powder finish. (2) stainless steel door clamps, integral gasket and mounting hardware included. | from vendor up to 10 business days | 47 | 48
DK12GY | Hammond enclosure drip shield, 12in length, carbon steel, ANSI 61 gray, powder coat finish. Mounting hardware included. | from vendor up to 15 business days | 50 | 54
DK12LG | Hammond enclosure drip shield, 12in length, carbon steel, RAL 7035 light gray, powder coat finish. Mounting hardware included. | from vendor up to 15 business days | 50 | 54
DK12S16 | Hammond enclosure drip shield, 12in length, 316 stainless steel, #4 brush finish. Mounting hardware included. | Stock | 108 | 117
DK16 | Wiegmann enclosure drip shield, 16in length, carbon steel, ANSI 61 gray, polyester powder finish. (2) stainless steel door clamps, integral gasket and mounting hardware included. | from vendor up to 0 business day | 56 | 57
DK16GY | Hammond enclosure drip shield, 16in length, carbon steel, ANSI 61 gray, powder coat finish. Mounting hardware included. | Stock | 55 | 59
DK16LG | Hammond enclosure drip shield, 16in length, carbon steel, RAL 7035 light gray, powder coat finish. Mounting hardware included. | from vendor up to 15 business days | 55 | 59
DK16S16 | Hammond enclosure drip shield, 16in length, 316 stainless steel, #4 brush finish. Mounting hardware included. | Stock | 117 | 127
DK20 | Wiegmann enclosure drip shield, 20in length, carbon steel, ANSI 61 gray, polyester powder finish. (2) stainless steel door clamps, integral gasket and mounting hardware included. | from vendor up to 0 business day | 61 | 62
DK20GY | Hammond enclosure drip shield, 20in length, carbon steel, ANSI 61 gray, powder coat finish. Mounting hardware included. | Stock | 60 | 64
DK20LG | Hammond enclosure drip shield, 20in length, carbon steel, RAL 7035 light gray, powder coat finish. Mounting hardware included. | Stock | 60 | 64
DK20S16 | Hammond enclosure drip shield, 20in length, 316 stainless steel, #4 brush finish. Mounting hardware included. | Stock | 128 | 138
DK24 | Wiegmann enclosure drip shield, 24in length, carbon steel, ANSI 61 gray, polyester powder finish. (3) stainless steel door clamps, integral gasket and mounting hardware included. | from vendor up to 0 business day | 60 | 62
DK24GY | Hammond enclosure drip shield, 24in length, carbon steel, ANSI 61 gray, powder coat finish. Mounting hardware included. | Stock | 65 | 69
DK24LG | Hammond enclosure drip shield, 24in length, carbon steel, RAL 7035 light gray, powder coat finish. Mounting hardware included. | Stock | 65 | 69
DK24S16 | Hammond enclosure drip shield, 24in length, 316 stainless steel, #4 brush finish. Mounting hardware included. | Stock | 138 | 149
DK30 | Wiegmann enclosure drip shield, 30in length, carbon steel, ANSI 61 gray, polyester powder finish. (3) stainless steel door clamps, integral gasket and mounting hardware included. | from vendor up to 0 business day | 67 | 69
DK30GY | Hammond enclosure drip shield, 30in length, carbon steel, ANSI 61 gray, powder coat finish. Mounting hardware included. | Stock | 72 | 78
DK30LG | Hammond enclosure drip shield, 30in length, carbon steel, RAL 7035 light gray, powder coat finish. Mounting hardware included. | Stock | 72 | 78
DK30S16 | Hammond enclosure drip shield, 30in length, 316 stainless steel, #4 brush finish. Mounting hardware included. | Stock | 154 | 166
DK36 | Wiegmann enclosure drip shield, 36in length, carbon steel, ANSI 61 gray, polyester powder finish. (3) stainless steel door clamps, integral gasket and mounting hardware included. | from vendor up to 0 business day | 74 | 75
DK36GY | Hammond enclosure drip shield, 36in length, carbon steel, ANSI 61 gray, powder coat finish. Mounting hardware included. | Stock | 80 | 85
DK36LG | Hammond enclosure drip shield, 36in length, carbon steel, RAL 7035 light gray, powder coat finish. Mounting hardware included. | Stock | 80 | 85
DK36S16 | Hammond enclosure drip shield, 36in length, 316 stainless steel, #4 brush finish. Mounting hardware included. | Stock | 168 | 182
DK42 | Wiegmann enclosure drip shield, 42in length, carbon steel, ANSI 61 gray, polyester powder finish. Integral gasket and mounting hardware included. | from vendor up to 10 business days | 87 | 89
DK42GY | Hammond enclosure drip shield, 42in length, carbon steel, ANSI 61 gray, powder coat finish. Mounting hardware included. | Stock | 87 | 95
DK42LG | Hammond enclosure drip shield, 42in length, carbon steel, RAL 7035 light gray, powder coat finish. Mounting hardware included. | Stock | 87 | 95
DK42S16 | Hammond enclosure drip shield, 42in length, 316 stainless steel, #4 brush finish. Mounting hardware included. | from vendor up to 15 business days | 181 | 193
DK48 | Wiegmann enclosure drip shield, 48in length, carbon steel, ANSI 61 gray, polyester powder finish. Integral gasket and mounting hardware included. | from vendor up to 0 business day | 94 | 97
DK48GY | Hammond enclosure drip shield, 48in length, carbon steel, ANSI 61 gray, powder coat finish. Mounting hardware included. | Stock | 95 | 101
DK48LG | Hammond enclosure drip shield, 48in length, carbon steel, RAL 7035 light gray, powder coat finish. Mounting hardware included. | Stock | 95 | 101
DK48S16 | Hammond enclosure drip shield, 48in length, 316 stainless steel, #4 brush finish. Mounting hardware included. | from vendor up to 15 business days | 191 | 203
DK60 | Wiegmann enclosure drip shield, 60in length, carbon steel, ANSI 61 gray, polyester powder finish. Integral gasket and mounting hardware included. | from vendor up to 0 business day | 109 | 111
DK60GY | Hammond enclosure drip shield, 60in length, carbon steel, ANSI 61 gray, powder coat finish. Mounting hardware included. | Stock | 110 | 117
DK60LG | Hammond enclosure drip shield, 60in length, carbon steel, RAL 7035 light gray, powder coat finish. Mounting hardware included. | Stock | 110 | 117
DK60S16 | Hammond enclosure drip shield, 60in length, 316 stainless steel, #4 brush finish. Mounting hardware included. | from vendor up to 15 business days | 223 | 238
DK72 | Wiegmann enclosure drip shield, 72in length, carbon steel, ANSI 61 gray, polyester powder finish. Integral gasket and mounting hardware included. | from vendor up to 10 business days | 123 | 126
DK72GY | Hammond enclosure drip shield, 72in length, carbon steel, ANSI 61 gray, powder coat finish. Mounting hardware included. | Stock | 123 | 132
DK72S16 | Hammond enclosure drip shield, 72in length, 316 stainless steel, #4 brush finish. Mounting hardware included. | from vendor up to 15 business days | 249 | 265
DL10-00 | Flowline EchoPod ultrasonic liquid level sensor, 4.1ft (1.25m) sensing range, 4-20 mA, 14-28 VDC operating voltage, 1in male NPT process connection. | Stock | 332 | 350
DL14-00 | Flowline EchoPod ultrasonic liquid level sensor, 4.1ft (1.25m) sensing range, 4-20 mA or (4) SPST relays, N.O./N.C. selectable, 14-28 VDC operating voltage, 1in male NPT process connection. | Stock | 380 | 400
DL24-00 | Flowline EchoPod ultrasonic liquid level sensor, 9.8ft (3m) sensing range, 4-20 mA or (4) SPST relays, N.O./N.C. selectable, 14-28 VDC operating voltage, 1in male NPT process connection. | Stock | 523 | 550
DL34-00 | Flowline EchoPod ultrasonic liquid level sensor, 18ft (5.5m) sensing range, 4-20 mA or (4) SPST relays, N.O./N.C. selectable, 14-28 VDC operating voltage, 2in male NPT process connection. | Stock | 618 | 650
DLK184 | Quadritalia OKK series side exterior panel, 1800 x 400mm (HxD), carbon steel, RAL 7035 light gray, powder coat finish. Package of 2. | Stock | 56 | 76
DLK186 | Quadritalia OKK series side exterior panel, 1800 x 600mm (HxD), carbon steel, RAL 7035 light gray, powder coat finish. Package of 2. | Stock | 81 | 109
DLK188 | Quadritalia OKK series side exterior panel, 1800 x 800mm (HxD), carbon steel, RAL 7035 light gray, powder coat finish. Package of 2. | Stock | 108 | 146
DLK204 | Quadritalia OKK series side exterior panel, 2000 x 400mm (HxD), carbon steel, RAL 7035 light gray, powder coat finish. Package of 2. | Stock | 62 | 83
DLK206 | Quadritalia OKK series side exterior panel, 2000 x 600mm (HxD), carbon steel, RAL 7035 light gray, powder coat finish. Package of 2. | Stock | 88 | 119
DLK208 | Quadritalia OKK series side exterior panel, 2000 x 800mm (HxD), carbon steel, RAL 7035 light gray, powder coat finish. Package of 2. | Stock | 114 | 154
DLO1-0BK-1 | Southwire DLO, RHH, RHW-2 heavy duty flexible power cable, single conductor, 1/0 AWG, EPDM thermoset rubber conductor insulation material, black, unshielded, CPE thermoset rubber jacket, black, cut to length. | Stock | 4.97 | 5.1688
DLO2-0BK-1 | Southwire DLO, RHH, RHW-2 heavy duty flexible power cable, single conductor, 2/0 AWG, EPDM thermoset rubber conductor insulation material, black, unshielded, CPE thermoset rubber jacket, black, cut to length. | Stock | 6.13 | 6.3752
DLO2BK-1 | Southwire DLO, RHH, RHW-2 heavy duty flexible power cable, single conductor, 2 AWG, EPDM thermoset rubber conductor insulation material, black, unshielded, CPE thermoset rubber jacket, black, cut to length. | Stock | 3.03 | 3.1512
DLO3-0BK-1 | Southwire DLO, RHH, RHW-2 heavy duty flexible power cable, single conductor, 3/0 AWG, EPDM thermoset rubber conductor insulation material, black, unshielded, CPE thermoset rubber jacket, black, cut to length. | Stock | 7.17 | 7.4568
DLO4-0BK-1 | Southwire DLO, RHH, RHW-2 heavy duty flexible power cable, single conductor, 4/0 AWG, EPDM thermoset rubber conductor insulation material, black, unshielded, CPE thermoset rubber jacket, black, cut to length. | Stock | 9.12 | 9.4848
DLO4BK-1 | Southwire DLO, RHH, RHW-2 heavy duty flexible power cable, single conductor, 4 AWG, EPDM thermoset rubber conductor insulation material, black, unshielded, CPE thermoset rubber jacket, black, cut to length. | Stock | 2.21 | 2.2984
DLO6BK-1 | Southwire DLO, RHH, RHW-2 heavy duty flexible power cable, single conductor, 6 AWG, EPDM thermoset rubber conductor insulation material, black, unshielded, CPE thermoset rubber jacket, black, cut to length. | Stock | 1.43 | 1.4872
DLO8BK-1 | Southwire DLO, RHH, RHW-2 heavy duty flexible power cable, single conductor, 8 AWG, EPDM thermoset rubber conductor insulation material, black, unshielded, CPE thermoset rubber jacket, black, cut to length. | Stock | 1 | 1.04
DM1 | Iboco DUCTMARK identification tag, single width, clips to duct fingers for identification. Package of 50. For use with T1 series wire duct. | Stock | 26.5 | 28.5
DM3-0N-1A | AutomationDirect photoelectric sensor, tubular, threaded, diffuse, infrared light emission, 100mm sensing distance, selectable light-on/dark-on, NPN, teach-in button, 400 Hz switching frequency, metal housing, pigtail. | Stock | 43.5 | 45
DM3-0N-1H | AutomationDirect photoelectric sensor, tubular, threaded, diffuse, infrared light emission, 100mm sensing distance, selectable light-on/dark-on, NPN, teach-in button, 400 Hz switching frequency, metal housing, 4-pin M12 quick-disconnect. | Stock | 43.5 | 45
DM3-0P-1A | AutomationDirect photoelectric sensor, tubular, threaded, diffuse, infrared light emission, 100mm sensing distance, selectable light-on/dark-on, PNP, teach-in button, 400 Hz switching frequency, metal housing, pigtail. | Stock | 43.5 | 45
DM3-0P-1H | AutomationDirect photoelectric sensor, tubular, threaded, diffuse, infrared light emission, 100mm sensing distance, selectable light-on/dark-on, PNP, teach-in button, 400 Hz switching frequency, metal housing, 4-pin M12 quick-disconnect. | Stock | 43.5 | 45
DM322E | Leadshine DC microstepping stepper drive, 2.2A per phase, 2-phase output, 12-24 VDC, bipolar, position mode, 400 to 12800 steps per revolution. | Stock | 25.5 | 26.5
DM542E | Leadshine DC microstepping stepper drive, 4.2A per phase, 2-phase output, 24-48 VDC, bipolar, position mode, 400 to 25600 steps per revolution. | Stock | 36 | 37.5
DM556E | Leadshine DC microstepping stepper drive, 5.6A per phase, 2-phase output, 24-48 VDC, bipolar, position mode, 400 to 25600 steps per revolution. | Stock | 40 | 41.5
DM7-0N-1A | AutomationDirect photoelectric sensor, tubular, threaded, diffuse, infrared light emission, 300mm sensing distance, selectable light-on/dark-on, NPN, teach-in button, 400 Hz switching frequency, metal housing, pigtail. | Stock | 43.5 | 45
DM7-0N-1H | AutomationDirect photoelectric sensor, tubular, threaded, diffuse, infrared light emission, 300mm sensing distance, selectable light-on/dark-on, NPN, teach-in button, 400 Hz switching frequency, metal housing, 4-pin M12 quick-disconnect. | Stock | 43.5 | 45
DM7-0P-1A | AutomationDirect photoelectric sensor, tubular, threaded, diffuse, infrared light emission, 300mm sensing distance, selectable light-on/dark-on, PNP, teach-in button, 400 Hz switching frequency, metal housing, pigtail. | Stock | 43.5 | 45
DM7-0P-1H | AutomationDirect photoelectric sensor, tubular, threaded, diffuse, infrared light emission, 300mm sensing distance, selectable light-on/dark-on, PNP, teach-in button, 400 Hz switching frequency, metal housing, 4-pin M12 quick-disconnect. | Stock | 43.5 | 45
DM805-AI | Leadshine DC advanced microstepping stepper drive, 7A per phase, 2-phase output, 24-70 VDC, bipolar, velocity and position mode, 200 to 12800 steps per revolution. | Stock | 105 | 109
DM860E | Leadshine DC microstepping stepper drive, 7.2A per phase, 2-phase output, 24-70 VDC, bipolar, position mode, 400 to 51200 steps per revolution. | Stock | 49.5 | 51
DMA860E | Leadshine AC/DC microstepping stepper drive, 7.2A per phase, 2-phase output, 24-70 VAC/24-90 VDC, bipolar, position mode, 400 to 51200 steps per revolution. | Stock | 63 | 66
DMD-GSG-M | Do-more Designer user manual, free download only. For use with BRX PLCs and Do-more H2 and T1H series CPUs. | Stock | 0
DME-00-1A | AutomationDirect photoelectric sensor, tubular, threaded, metal housing, through-beam emitter, infrared light emission, 4m sensing distance, 10-30 VDC operating voltage, 3-wire, pigtail. | Stock | 30 | 31
DME-00-1H | AutomationDirect photoelectric sensor, tubular, threaded, metal housing, through-beam emitter, infrared light emission, 4m sensing distance, 10-30 VDC operating voltage, NPN, 3-wire, 4-pin M12 quick-disconnect. | Stock | 30 | 31
DMP-0N-1A | AutomationDirect photoelectric sensor, tubular, threaded, polarized retroreflective, visible red light emission, 2m sensing distance, selectable light-on/dark-on, NPN, teach-in button, 4-wire, pigtail. | Stock | 51 | 53
DMP-0N-1H | AutomationDirect photoelectric sensor, tubular, threaded, polarized retroreflective, visible red light emission, 2m sensing distance, selectable light-on/dark-on, NPN, teach-in button, 4-wire, 4-pin M12 quick-disconnect. | Stock | 51 | 53
DMP-0P-1A | AutomationDirect photoelectric sensor, tubular, threaded, polarized retroreflective, visible red light emission, 2m sensing distance, selectable light-on/dark-on, PNP, teach-in button, 4-wire, pigtail. | Stock | 51 | 53
DMP-0P-1H | AutomationDirect photoelectric sensor, tubular, threaded, polarized retroreflective, visible red light emission, 2m sensing distance, selectable light-on/dark-on, PNP, teach-in button, 4-wire, 4-pin M12 quick-disconnect. | Stock | 51 | 53
DM-PGMSW | Do-more Designer Windows programming and documentation software, CD or free download. For use with Do-more and BRX PLCs. | Stock | 11 | 11.5
DM-PGMSW-USB | Do-more Designer Windows programming and documentation software, USB or free download. For use with Do-more and BRX PLCs. | Stock | 12 | 12.5
DMR-0N-1A | AutomationDirect photoelectric sensor, tubular, threaded, metal housing, through-beam receiver, 4m sensing distance, 10-30 VDC operating voltage, selectable light-on/dark-on, NPN, 4-wire, pigtail. | Stock | 37 | 38.5
DMR-0N-1H | AutomationDirect photoelectric sensor, tubular, threaded, metal housing, through-beam receiver, 4m sensing distance, 10-30 VDC operating voltage, selectable light-on/dark-on, NPN, 4-wire, 4-pin M12 quick-disconnect. | Stock | 37 | 38.5
DMR-0P-1A | AutomationDirect photoelectric sensor, tubular, threaded, metal housing, through-beam receiver, 4m sensing distance, 10-30 VDC operating voltage, selectable light-on/dark-on, PNP, 4-wire, pigtail. | Stock | 37 | 38.5
DMR-0P-1H | AutomationDirect photoelectric sensor, tubular, threaded, metal housing, through-beam receiver, 4m sensing distance, 10-30 VDC operating voltage, selectable light-on/dark-on, PNP, 4-wire, 4-pin M12 quick-disconnect. | Stock | 37 | 38.5
DN-10PLUG | DINnector terminal plug, 10-pole, accepts wire size 22-14 AWG, green, 12A, 300V rated (UL), top wire entry with terminal screw 90 degrees from entry. For use with DN-EMXM1 or DN-EMXDV series terminal block. Package of 50. | Stock | 113
DN-10PLUGMN | DINnector terminal plug, 10-pole, accepts wire size 22-14 AWG, green, 12A, 300V rated (UL), top wire entry with terminal screw 90 degrees from entry. For use with DN-EMXM1 or DN-EMXDV series terminal block. Package of 5. | Stock | 14.5
DN-11PLUG | DINnector terminal plug, 11-pole, accepts wire size 22-14 AWG, green, 12A, 300V rated (UL), top wire entry with terminal screw 90 degrees from entry. For use with DN-EMXM1 or DN-EMXDV series terminal block. Package of 50. | Stock | 135
DN-11PLUGMN | DINnector terminal plug, 11-pole, accepts wire size 22-14 AWG, green, 12A, 300V rated (UL), top wire entry with terminal screw 90 degrees from entry. For use with DN-EMXM1 or DN-EMXDV series terminal block. Package of 5. | Stock | 16.5
DN-12J6Y | DINnector terminal block jumper, push-in type, 12-pole, green, 30A, 600V rated (UL). Package of 10. For use with DN-Q8-A or DN-Q8B-A series terminal block. | Stock | 30
DN-12JFE | DINnector terminal block jumper, push-in type, 12-pole, blue, 25A, 300V rated (UL). Package of 10. For use with DN-FE4 series terminal blocks. | Stock | 50
DN-12JL14-A | DINnector terminal block jumper, push-in type, 12-pole, red, 20A, 300V rated (UL). Package of 10. For use with DN-TL14-A, DN-TL14S-A, DN-TL14SLP or DN-14SLN-A series terminal block. | Stock | 22
DN-12JL14B-A | DINnector terminal block jumper, push-in type, 12-pole, blue, 20A, 300V rated (UL). Package of 10. For use with DN-TL14-A, DN-TL14S-A, DN-TL14SLP or DN-14SLN-A series terminal block. | Stock | 22
DN-12PLUG | DINnector terminal plug, 12-pole, accepts wire size 22-14 AWG, green, 12A, 300V rated (UL), top wire entry with terminal screw 90 degrees from entry. For use with DN-EMXM1 or DN-EMXDV series terminal block. Package of 50. | Stock | 147
DN-12PLUGMN | DINnector terminal plug, 12-pole, accepts wire size 22-14 AWG, green, 12A, 300V rated (UL), top wire entry with terminal screw 90 degrees from entry. For use with DN-EMXM1 or DN-EMXDV series terminal block. Package of 5. | Stock | 17
DN-24J2Y | DINnector terminal block jumper, push-in type, 24-pole, orange, 25A, 600V rated (UL). Package of 5. For use with multiple terminal blocks. | Stock | 23.5
DN-24J4Y | DINnector terminal block jumper, push-in type, 24-pole, yellow, 25A, 600V rated (UL). Package of 5. For use with DN-T10-A, DN-D10-A, DN-M10-A and DN-Q10-A series terminal block. | Stock | 24.5
DN-24J8 | DINnector terminal block jumper bar, screw-down type, 24-pole. Package of 5. For use with DN-T8 series terminal blocks. | Stock | 34
DN25AG | Iboco DINOSAUR series flexible wire duct, self-adhesive, 0.5in width, 0.75in height, 1.6ft/0.5m length, gray. Package of 24. | Stock | 129 | 139
DN25AG-1 | Iboco DINOSAUR series flexible wire duct, self-adhesive, 0.5in width, 0.75in height, 1.6ft/0.5m length, gray. | Stock | 6.75 | 7.5
DN-2J2Y | DINnector terminal block jumper, push-in type, 2-pole, orange, 25A, 600V rated (UL). Package of 100. For use with multiple terminal blocks. | Stock | 36
DN-2J2YMN | DINnector terminal block jumper, push-in type, 2-pole, orange, 25A, 600V rated (UL). Package of 25. For use with multiple terminal blocks. | Stock | 11
DN-2J4Y | DINnector terminal block jumper, push-in type, 2-pole, yellow, 25A, 600V rated (UL). Package of 100. For use with DN-T10-A, DN-D10-A, DN-M10-A and DN-Q10-A series terminal block. | Stock | 38.5
DN-2J4YMN | DINnector terminal block jumper, push-in type, 2-pole, yellow, 25A, 600V rated (UL). Package of 25. For use with DN-T10-A, DN-D10-A, DN-M10-A or DN-Q10-A series terminal block. | Stock | 12
DN-2J6 | DINnector terminal block jumper, screw-down type, 2-pole, 65A, 600V rated (UL). Package of 100. For use with DN-T6 series terminal block. | Stock | 63
DN-2J6Y | DINnector terminal block jumper, push-in type, 2-pole, green, 30A, 600V rated (UL). Package of 100. For use with DN-Q8-A or DN-Q8B-A series terminal block. | Stock | 50
DN-2J6YMN | DINnector terminal block jumper, push-in type, 2-pole, green, 30A, 600V rated (UL). Package of 25. For use with DN-Q8-A or DN-Q8B-A series terminal block. | Stock | 12.5
DN-2JL14-A | DINnector terminal block jumper, push-in type, 2-pole, red, 20A, 300V rated (UL). Package of 100. For use with DN-TL14-A, DN-TL14S-A, DN-TL14SLP or DN-14SLN-A series terminal block. | Stock | 56
DN-2JL14-AMN | DINnector terminal block jumper, push-in type, 2-pole, red, 20A, 300V rated (UL). Package of 25. For use with DN-TL14-A, DN-TL14S-A, DN-TL14SLP or DN-14SLN-A series terminal block. | Stock | 12.5
DN-2JL14B-A | DINnector terminal block jumper, push-in type, 2-pole, blue, 20A, 300V rated (UL). Package of 100. For use with DN-TL14-A, DN-TL14S-A, DN-TL14SLP or DN-14SLN-A series terminal block. | Stock | 56
DN-2JL14B-AMN | DINnector terminal block jumper, push-in type, 2-pole, blue, 20A, 300V rated (UL). Package of 25. For use with DN-TL14-A, DN-TL14S-A, DN-TL14SLP or DN-14SLN-A series terminal block. | Stock | 12.5
DN-2PLUG | DINnector terminal plug, 2-pole, accepts wire size 22-14 AWG, green, 12A, 300V rated (UL), top wire entry with terminal screw 90 degrees from entry. For use with DN-EMXM1 or DN-EMXDV series terminal block. Package of 200. | Stock | 96
DN-2PLUGMN | DINnector terminal plug, 2-pole, accepts wire size 22-14 AWG, green, 12A, 300V rated (UL), top wire entry with terminal screw 90 degrees from entry. For use with DN-EMXM1 or DN-EMXDV series terminal block. Package of 10. | Stock | 6
DN35AG | Iboco DINOSAUR series flexible wire duct, self-adhesive, 1in width, 1.38in height, 1.6ft/0.5m length, gray. Package of 24. | Stock | 182 | 196
DN35AG-1 | Iboco DINOSAUR series flexible wire duct, self-adhesive, 1in width, 1.38in height, 1.6ft/0.5m length, gray. | Stock | 8.75 | 10
DN-3J2Y | DINnector terminal block jumper, push-in type, 3-pole, orange, 25A, 600V rated (UL). Package of 100. For use with multiple terminal blocks. | Stock | 52
DN-3J2YMN | DINnector terminal block jumper, push-in type, 3-pole, orange, 25A, 600V rated (UL). Package of 25. For use with multiple terminal blocks. | Stock | 15
DN-3J4Y | DINnector terminal block jumper, push-in type, 3-pole, yellow, 25A, 600V rated (UL). Package of 100. For use with DN-T10-A, DN-D10-A, DN-M10-A and DN-Q10-A series terminal block. | Stock | 62
DN-3J4YMN | DINnector terminal block jumper, push-in type, 3-pole, yellow, 25A, 600V rated (UL). Package of 25. For use with DN-T10-A, DN-D10-A, DN-M10-A or DN-Q10-A series terminal block. | Stock | 18.5
DN-3J6 | DINnector terminal block jumper, screw-down type, 3-pole, 65A, 600V rated (UL). Package of 100. For use with DN-T6 series terminal block. | Stock | 111
DN-3J6Y | DINnector terminal block jumper, push-in type, 3-pole, green. Package of 100. For use with DN-Q8-A or DN-Q8B-A series terminal block. | Stock | 70
DN-3J6YMN | DINnector terminal block jumper, push-in type, 3-pole, green, 30A, 600V rated (UL). Package of 25. For use with DN-Q8-A or DN-Q8B-A series terminal block. | Stock | 19.5
DN-3JL14-A | DINnector terminal block jumper, push-in type, 3-pole, red, 20A, 300V rated (UL). Package of 100. For use with DN-TL14-A, DN-TL14S-A, DN-TL14SLP or DN-14SLN-A series terminal block. | Stock | 83
DN-3JL14-AMN | DINnector terminal block jumper, push-in type, 3-pole, red, 20A, 300V rated (UL). Package of 25. For use with DN-TL14-A, DN-TL14S-A, DN-TL14SLP or DN-14SLN-A series terminal block. | Stock | 19
DN-3JL14B-A | DINnector terminal block jumper, push-in type, 3-pole, blue, 20A, 300V rated (UL). Package of 100. For use with DN-TL14-A, DN-TL14S-A, DN-TL14SLP or DN-14SLN-A series terminal block. | Stock | 83
DN-3JL14B-AMN | DINnector terminal block jumper, push-in type, 3-pole, blue, 20A, 300V rated (UL). Package of 25. For use with DN-TL14-A, DN-TL14S-A, DN-TL14SLP or DN-14SLN-A series terminal block. | Stock | 19
DN-3PLUG | DINnector terminal plug, 3-pole, accepts wire size 22-14 AWG, green, 12A, 300V rated (UL), top wire entry with terminal screw 90 degrees from entry. For use with DN-EMXM1 or DN-EMXDV series terminal block. Package of 200. | Stock | 148
DN-3PLUGMN | DINnector terminal plug, 3-pole, accepts wire size 22-14 AWG, green, 12A, 300V rated (UL), top wire entry with terminal screw 90 degrees from entry. For use with DN-EMXM1 or DN-EMXDV series terminal block. Package of 10. | Stock | 9.5
DN45AG | Iboco DINOSAUR series flexible wire duct, self-adhesive, 1.38in width, 1.75in height, 1.6ft/0.5m length, gray. Package of 14. | Stock | 142 | 153
DN45AG-1 | Iboco DINOSAUR series flexible wire duct, self-adhesive, 1.38in width, 1.75in height, 1.6ft/0.5m length, gray. | Stock | 12 | 13.5
DN-4J6 | DINnector terminal block jumper, screw-down type, 4-pole, 65A, 600V rated (UL). Package of 100. For use with DN-T6 series terminal block. | Stock | 141
DN-4PLUG | DINnector terminal plug, 4-pole, accepts wire size 22-14 AWG, green, 12A, 300V rated (UL), top wire entry with terminal screw 90 degrees from entry. For use with DN-EMXM1 or DN-EMXDV series terminal block. Package of 100. | Stock | 99
DN-4PLUGMN | DINnector terminal plug, 4-pole, accepts wire size 22-14 AWG, green, 12A, 300V rated (UL), top wire entry with terminal screw 90 degrees from entry. For use with DN-EMXM1 or DN-EMXDV series terminal block. Package of 10. | Stock | 12
DN-55J6 | DINnector terminal block jumper, screw-down type, 55-pole, 65A, 600V rated (UL). For use with DN-T6 series terminal block. | Stock | 22
DN-5PLUG | DINnector terminal plug, 5-pole, accepts wire size 22-14 AWG, green, 12A, 300V rated (UL), top wire entry with terminal screw 90 degrees from entry. For use with DN-EMXM1 or DN-EMXDV series terminal block. Package of 100. | Stock | 113
DN-5PLUGMN | DINnector terminal plug, 5-pole, accepts wire size 22-14 AWG, green, 12A, 300V rated (UL), top wire entry with terminal screw 90 degrees from entry. For use with DN-EMXM1 or DN-EMXDV series terminal block. Package of 10. | Stock | 15
DN-6PLUG | DINnector terminal plug, 6-pole, accepts wire size 22-14 AWG, green, 12A, 300V rated (UL), top wire entry with terminal screw 90 degrees from entry. For use with DN-EMXM1 or DN-EMXDV series terminal block. Package of 100. | Stock | 147
DN-6PLUGMN | DINnector terminal plug, 6-pole, accepts wire size 22-14 AWG, green, 12A, 300V rated (UL), top wire entry with terminal screw 90 degrees from entry. For use with DN-EMXM1 or DN-EMXDV series terminal block. Package of 10. | Stock | 15
DN-7PLUG | DINnector terminal plug, 7-pole, accepts wire size 22-14 AWG, green, 12A, 300V rated (UL), top wire entry with terminal screw 90 degrees from entry. For use with DN-EMXM1 or DN-EMXDV series terminal block. Package of 50. | Stock | 77
DN-7PLUGMN | DINnector terminal plug, 7-pole, accepts wire size 22-14 AWG, green, 12A, 300V rated (UL), top wire entry with terminal screw 90 degrees from entry. For use with DN-EMXM1 or DN-EMXDV series terminal block. Package of 5. | Stock | 12
DN-8PLUG | DINnector terminal plug, 8-pole, accepts wire size 22-14 AWG, green, 12A, 300V rated (UL), top wire entry with terminal screw 90 degrees from entry. For use with DN-EMXM1 or DN-EMXDV series terminal block. Package of 50. | Stock | 98
DN-8PLUGMN | DINnector terminal plug, 8-pole, accepts wire size 22-14 AWG, green, 12A, 300V rated (UL), top wire entry with terminal screw 90 degrees from entry. For use with DN-EMXM1 or DN-EMXDV series terminal block. Package of 5. | Stock | 12
DN-9PLUG | DINnector terminal plug, 9-pole, accepts wire size 22-14 AWG, green, 12A, 300V rated (UL), top wire entry with terminal screw 90 degrees from entry. For use with DN-EMXM1 or DN-EMXDV series terminal block. Package of 50. | Stock | 107
DN-9PLUGMN | DINnector terminal plug, 9-pole, accepts wire size 22-14 AWG, green, 12A, 300V rated (UL), top wire entry with terminal screw 90 degrees from entry. For use with DN-EMXM1 or DN-EMXDV series terminal block. Package of 5. | Stock | 12.5
DN-ASB1 | AutomationDirect angled DIN rail support bracket, 49mm, zinc plated steel. Package of 50. For use with 35mm DIN rail. M6 metric threaded hole and 5mm unthreaded mounting hole. | Stock | 89
DN-ASB2-10 | AutomationDirect angled DIN rail support bracket, 50mm, zinc plated steel. Package of 10. For use with 35mm DIN rail. M6 mounting screws included. | Stock | 15 | 16.5
DN-C10 | DINnector terminal block top cover, clear, printed electrical symbol. Package of 100. For use with DN-T10-A series terminal blocks. | Stock | 52
DN-C10MN | DINnector terminal block top cover, clear, printed electrical symbol. Package of 25. For use with DN-T10-A series terminal blocks. | Stock | 11.5
DN-C12 | DINnector terminal block top cover, clear, printed electrical symbol. Package of 100. For use with DN-T12-A series terminal blocks. | Stock | 52
DN-C12MN | DINnector terminal block top cover, clear, printed electrical symbol. Package of 25. For use with DN-T12-A series terminal blocks. | Stock | 11.5
DN-C86 | DINnector terminal block top cover, clear, printed electrical symbol. Package of 100. For use with DN-T8 or DN-T6 series terminal blocks. | Stock | 52
DN-C86MN | DINnector terminal block top cover, clear, printed electrical symbol. Package of 25. For use with DN-T8 or DN-T6 series terminal blocks. | Stock | 11.5
DN-CLIP-FM4 | DIN rail clip, zinc plated steel, used to mount items to 35mm DIN rail, 4mm mounting hole size. Package of 40. | Stock | 56 | 61
DN-CLIP-FM4-5 | DIN rail clip, zinc plated steel, used to mount items to 35mm DIN rail, 4mm mounting hole size. Package of 5. | Stock | 8 | 8.75
DN-CLIP-FM5 | DIN rail clip, zinc plated steel, used to mount items to 35mm DIN rail, 5mm mounting hole size. Package of 40. | Stock | 56 | 61
DN-CLIP-FM5-5 | DIN rail clip, zinc plated steel, used to mount items to 35mm DIN rail, 5mm mounting hole size. Package of 5. | Stock | 8 | 8.75
DN-CST | Precision stripping tool, accepts wire size 0.1-0.43in, for removing sheath from signal, telephone, audiovisual, instrumentation and data transmission copper and fiber optic cables. | Stock | 25.75 | 27
DN-CST-BLADE | Blade, replacement. For use with DN-CST cable stripping tool. | Stock | 9.25 | 9.5
DN-CT-D1 | DN-CT series die set, for use with 26-22 AWG green and 12-10 AWG yellow insulated terminals and splices. Purchase DN-CT-HDL handle separately. | Stock | 46.75 | 48.5
DN-CT-D2 | DN-CT series die set, for use with 22-14 AWG red or blue insulated terminals and splices. Purchase DN-CT-HDL handle separately. | Stock | 46.75 | 48.5
DN-CT-D3 | DN-CT series die set, for use with 22-10 AWG non-insulated terminals, lugs, and splices. Purchase DN-CT-HDL handle separately. | Stock | 40.75 | 42.5
DN-CT-D4 | DN-CT series die set, for use with 24-8 AWG insulated and non-insulated wire ferrules. Purchase DN-CT-HDL handle separately. | Stock | 40.75 | 42.5
DN-CT-D5 | DN-CT series die set, for use with 6-4 AWG insulated and non-insulated wire ferrules. Purchase DN-CT-HDL handle separately. | Stock | 41 | 42.5
DN-CT-D6 | DN-CT series die set, for use with 2-1/0 AWG insulated and non-insulated wire ferrules. Purchase DN-CT-HDL handle separately. | Stock | 41 | 42.5
DN-CT-D7 | DN-CT series die set, for use with 22-10 AWG open-barrel non-insulated standard commercial terminals and lugs. Purchase DN-CT-HDL handle separately. | Stock | 63.25 | 66
DN-CT-D8 | DN-CT series die set, for use with for 8-pin RJ45 modular connector. Purchase DN-CT-HDL handle separately. | Stock | 40.75 | 42.5
DN-CT-D9 | DN-CT series die set, for use with for 6-pin RJ12 modular connector. Purchase DN-CT-HDL handle separately. | Stock | 40.75 | 42.5
DN-CT-HDL | DN-CT series crimping tool handle, for use with any DN-CT-Dx die set. | Stock | 61 | 63
DN-CT-SET | Modular crimping tool system, (1) DN-CT-HDL handle and (3) die sets: DN-CT-D2, DN-CT-D4 and DN-CT-D5 included. | Stock | 171 | 178
DN-D10-A | DINnector screw double-level feedthrough terminal block, accepts wire size 24-10 AWG, gray, 30A, 600V rated (UL), 35mm DIN rail mount, 100kA SCCR. Package of 50. For use with jumpers DN-24J4Y, DN-2J4Y and DN-3J4Y. | Stock | 111
DN-D10B-A | DINnector screw double-level feedthrough terminal block, accepts wire size 24-10 AWG, blue, 30A, 600V rated (UL), 35mm DIN rail mount, 100kA SCCR. Package of 50. For use with jumpers DN-24J4Y, DN-2J4Y and DN-3J4Y. | Stock | 114
DN-D10BLK-A | DINnector screw double-level feedthrough terminal block, accepts wire size 24-10 AWG, black, 30A, 600V rated (UL), 35mm DIN rail mount, 100kA SCCR. Package of 50. For use with jumpers DN-24J4Y, DN-2J4Y and DN-3J4Y. | Stock | 114
DN-D10DR-A | DINnector screw double-level feedthrough terminal block, connected between levels and diode, accepts wire size 24-10 AWG, gray, 30A, 600V rated (UL), 35mm DIN rail mount, 100kA SCCR. Package of 50. For use with jumpers DN-24J4Y, DN-2J4Y and DN-3J4Y. | Stock | 169
DN-D10GRN-A | DINnector screw double-level feedthrough terminal block, accepts wire size 24-10 AWG, green, 30A, 600V rated (UL), 35mm DIN rail mount, 100kA SCCR. Package of 50. For use with jumpers DN-24J4Y, DN-2J4Y and DN-3J4Y. | Stock | 114
DN-D10LED1-A | DINnector screw double-level feedthrough terminal block, connected between levels and power indicator, accepts wire size 24-10 AWG, gray, 30A, 24 VDC, 12-24 VAC/VDC LED indicator(s), 35mm DIN rail mount, 100kA SCCR. Package of 10. | Stock | 45
DN-D10ORG-A | DINnector screw double-level feedthrough terminal block, accepts wire size 24-10 AWG, orange, 30A, 600V rated (UL), 35mm DIN rail mount, 100kA SCCR. Package of 50. For use with jumpers DN-24J4Y, DN-2J4Y and DN-3J4Y. | Stock | 114
DN-D10RED-A | DINnector screw double-level feedthrough terminal block, accepts wire size 24-10 AWG, red, 30A, 600V rated (UL), 35mm DIN rail mount, 100kA SCCR. Package of 50. For use with jumpers DN-24J4Y, DN-2J4Y and DN-3J4Y. | Stock | 114
DN-D10X-A | DINnector screw double-level feedthrough terminal block, connected between levels, accepts wire size 24-10 AWG, gray, 30A, 600V rated (UL), 35mm DIN rail mount, 100kA SCCR. Package of 50. For use with jumpers DN-24J4Y, DN-2J4Y and DN-3J4Y. | Stock | 166
DN-D10YEL-A | DINnector screw double-level feedthrough terminal block, accepts wire size 24-10 AWG, yellow, 30A, 600V rated (UL), 35mm DIN rail mount, 100kA SCCR. Package of 50. For use with jumpers DN-24J4Y, DN-2J4Y and DN-3J4Y. | Stock | 114
DN-DC10 | DINnector terminal block top cover, clear, printed electrical symbol. Package of 100. For use with DN-D10 series terminal blocks. | Stock | 50
DN-DC10MN | DINnector terminal block top cover, clear, printed electrical symbol. Package of 25. For use with DN-D10 series terminal blocks. | Stock | 11.5
DN-DEC10 | DINnector terminal block end cover, gray. Package of 50. For use with DN-D10-A series terminal blocks. | Stock | 26.5
DN-DEC10MN | DINnector terminal block end cover, gray. Package of 10. For use with DN-D10-A series terminal blocks. | Stock | 5
DN-DIS10 | DINnector screw disconnect terminal block, accepts wire size 24-10 AWG, gray, 30A, 300V rated (UL), 35mm DIN rail mount, 10kA SCCR. Package of 50. | Stock | 229
DN-DIS10MN | DINnector screw disconnect terminal block, accepts wire size 24-10 AWG, gray, 30A, 300V rated (UL), 35mm DIN rail mount, 10kA SCCR. Package of 10. | Stock | 36.5
DN-DIS2 | DINnector screw disconnect terminal block, accepts wire size 24-12 AWG, gray, 20A, 300V rated (UL), 35mm DIN rail mount, 10kA SCCR. Package of 50. | Stock | 107
DN-DIS2L12 | DINnector screw disconnect terminal block, power indicator, accepts wire size 24-12 AWG, gray, 20A, 300V rated (UL), 12 VAC/VDC LED indicator(s), 35mm DIN rail mount, 10kA SCCR. Package of 50. | Stock | 137
DN-DIS2L12MN | DINnector screw disconnect terminal block, power indicator, accepts wire size 24-12 AWG, gray, 20A, 300V rated (UL), 12 VAC/VDC LED indicator(s), 35mm DIN rail mount, 10kA SCCR. Package of 10. | Stock | 31
DN-DIS2L24 | DINnector screw disconnect terminal block, power indicator, accepts wire size 24-12 AWG, gray, 20A, 300V rated (UL), 24 VAC/VDC LED indicator(s), 35mm DIN rail mount, 10kA SCCR. Package of 50. | Stock | 137
DN-DIS2L24MN | DINnector screw disconnect terminal block, power indicator, accepts wire size 24-12 AWG, gray, 20A, 300V rated (UL), 24 VAC/VDC LED indicator(s), 35mm DIN rail mount, 10kA SCCR. Package of 10. | Stock | 31
DN-DIS2MN | DINnector screw disconnect terminal block, accepts wire size 24-12 AWG, gray, 20A, 300V rated (UL), 35mm DIN rail mount, 10kA SCCR. Package of 10. | Stock | 26.5
DN-DIS4 | DINnector screw disconnect terminal block, accepts wire size 24-10 AWG, gray, 25A, 300V rated (UL), 35mm DIN rail mount, 10kA SCCR. Package of 50. | Stock | 107
DN-DIS4L12 | DINnector screw disconnect terminal block, power indicator, accepts wire size 24-10 AWG, gray, 25A, 300V rated (UL), 12 VAC/VDC LED indicator(s), 35mm DIN rail mount, 10kA SCCR. Package of 50. | Stock | 137
DN-DIS4L12MN | DINnector screw disconnect terminal block, power indicator, accepts wire size 24-10 AWG, gray, 25A, 300V rated (UL), 12 VAC/VDC LED indicator(s), 35mm DIN rail mount, 10kA SCCR. Package of 10. | Stock | 31
DN-DIS4L24 | DINnector screw disconnect terminal block, power indicator, accepts wire size 24-10 AWG, gray, 25A, 300V rated (UL), 24 VAC/VDC LED indicator(s), 35mm DIN rail mount, 10kA SCCR. Package of 50. | Stock | 137
DN-DIS4L24MN | DINnector screw disconnect terminal block, power indicator, accepts wire size 24-10 AWG, gray, 25A, 300V rated (UL), 24 VAC/VDC LED indicator(s), 35mm DIN rail mount, 10kA SCCR. Package of 10. | Stock | 31
DN-DIS4MN | DINnector screw disconnect terminal block, accepts wire size 24-10 AWG, gray, 25A, 300V rated (UL), 35mm DIN rail mount, 10kA SCCR. Package of 10. | Stock | 26.5
DN-DIS-BLADE | DINnector disconnect knife blade insert, package of 50. | Stock | 30.5
DN-DIS-BMN | DINnector disconnect knife blade insert, package of 10. | Stock | 8.25
DNDMS1916BK1 | Hammond two-post centered rack shelf, 2U, 19in rack width, 16in depth, 200lb capacity, carbon steel, black, textured powder coat finish. | Stock | 88 | 90
DNDMS1918BK1 | Hammond two-post centered rack shelf, 2U, 19in rack width, 18in depth, 200lb capacity, carbon steel, black, textured powder coat finish. | Stock | 90 | 92
DNDMS1920BK1 | Hammond two-post centered rack shelf, 2U, 19in rack width, 20in depth, 200lb capacity, carbon steel, black, textured powder coat finish. | Stock | 92 | 94
DNDMS1922BK1 | Hammond two-post centered rack shelf, 2U, 19in rack width, 22in depth, 200lb capacity, carbon steel, black, textured powder coat finish. | Stock | 95 | 97
DNDMS1924BK1 | Hammond two-post centered rack shelf, 2U, 19in rack width, 24in depth, 200lb capacity, carbon steel, black, textured powder coat finish. | Stock | 97 | 99
DNDMS19BK1 | Hammond two-post centered rack shelf, 2U, 19in rack width, 19.5in depth, 200lb capacity, carbon steel, black, textured powder coat finish. | Stock | 88 | 90
DNDMS23BK1 | Hammond two-post centered rack shelf, 2U, 23in rack width, 19.5in depth, 200lb capacity, carbon steel, black, textured powder coat finish. | Stock | 97 | 99
DNDMV1918BK1 | Hammond two-post centered rack shelf, 2U, 19in rack width, 18in depth, 200lb capacity, vented, carbon steel, black, textured powder coat finish. | Stock | 90 | 92
DNDMV19BK1 | Hammond two-post centered rack shelf, 2U, 19in rack width, 19.5in depth, 200lb capacity, vented, carbon steel, black, textured powder coat finish. | Stock | 92 | 94
DN-EB15 | DINnector snap-on end bracket, 7mm wide. Package of 100. For use with 15mm DIN rail. | Stock | 90
DN-EB15MN | DINnector snap-on end bracket, 7mm wide. Package of 20. For use with 15mm DIN rail. | Stock | 21
DN-EB35 | DINnector screw-down end bracket, 9mm wide. Package of 50. For use with 35mm DIN rail. | Stock | 56
DN-EB35-A | DINnector screw-down end bracket, 6mm wide. Package of 50. For use with 35mm DIN rail. | Stock | 40
DN-EB35-A-10 | DINnector screw-down end bracket, 6mm wide. Package of 10. For use with 35mm DIN rail. | Stock | 10.5
DN-EB35MN | DINnector screw-down end bracket, 9mm wide. Package of 20. For use with 35mm DIN rail. | Stock | 26.5
DN-EC1/0 | DINnector terminal block end cover, gray. Package of 50. For use with DN-T1/0 series terminal blocks. | Stock | 28
DN-EC1/0MN | DINnector terminal block end cover, gray. Package of 10. For use with DN-T1/0 series terminal blocks. | Stock | 6.75
DN-EC1210 | DINnector terminal block end cover, gray. Package of 100. For use with DN-T12 or DN-T10 series terminal blocks. | Stock | 36
DN-EC1210MN | DINnector terminal block end cover, gray. Package of 25. For use with DN-T12 or DN-T10 series terminal blocks. | Stock | 12
DN-EC14 | DINnector terminal block end cover, gray. Package of 25. For use with DN-TL14 series terminal blocks. | Stock | 15
DN-EC14S | DINnector terminal block end cover, gray. Package of 25. For use with DN-TL14S series terminal blocks. | Stock | 12.5
DN-EC4 | DINnector terminal block end cover, gray. Package of 50. For use with DN-T4 series terminal blocks. | Stock | 24.5
DN-EC4MN | DINnector terminal block end cover, gray. Package of 10. For use with DN-T4 series terminal blocks. | Stock | 4.75
DN-EC86 | DINnector terminal block end cover, gray. Package of 100. For use with DN-T8 or DN-T6 series terminal blocks. | Stock | 39.5
DN-EC86MN | DINnector terminal block end cover, gray. Package of 25. For use with DN-T8 or DN-T6 series terminal blocks. | Stock | 12
DN-ECKBD | DINnector terminal block end cover, gray. Package of 100. For use with DN-KBD12 series terminal blocks. | Stock | 36
DN-ECKBDMN | DINnector terminal block end cover, gray. Package of 10. For use with DN-KBD12 series terminal blocks. | Stock | 5
DN-ECM10 | DINnector terminal block end cover, gray. Package of 100. For use with DN-M10-A series terminal blocks. | Stock | 36
DN-ECM10MN | DINnector terminal block end cover, gray. Package of 25. For use with DN-M10-A series terminal blocks. | Stock | 12
DN-EMLBL1 | DINnector pin label sheet, blank. Package of 100. For use with plug-in type terminal blocks. Can be used on DN-EMPEG1. | Stock | 7.75
DN-EMLBL2 | DINnector pin label sheet, numbered 1-12. Package of 100. For use with plug-in type terminal blocks. Can be used on DN-EMPEG1. | Stock | 11
DN-EMLBL3 | DINnector pin label sheet, numbered 13-24. Package of 100. For use with plug-in type terminal blocks. Can be used on DN-EMPEG1. | Stock | 11
DN-EMPEG1 | DINnector plug-in type pin protector, package of 16. For use with DN-EMXM1 or DN-EMXDV series terminal block. | Stock | 3.25
DN-EMXDV | DINnector screw plug-in double-level feedthrough terminal block, accepts wire size 24-12 AWG, gray, 12A, 300V rated (UL), 35mm DIN rail mount, 10kA SCCR. Package of 32. | Stock | 65
DN-EMXDVEC1 | DINnector terminal block end cover, gray. Package of 25. For use with DN-EMXDV series terminal block leftside. | Stock | 12.5
DN-EMXDVEC2 | DINnector terminal block end cover, gray. Package of 25. For use with DN-EMXDV series terminal block rightside. | Stock | 12.5
DN-EMXDVSPA1 | DINnector terminal block spacer, gray. Package of 25. For use with DN-EMXDV or DN-QEMXDV series terminal block. | Stock | 12
DN-EMXM1 | DINnector screw plug-in single-level feedthrough terminal block, accepts wire size 24-12 AWG, gray, 12A, 300V rated (UL), 35mm DIN rail mount, 10kA SCCR. Package of 32. | Stock | 44
DN-EMXM1EC1 | DINnector terminal block end cover, gray. Package of 25. For use with DN-EMXM1 series terminal block leftside. | Stock | 12.5
DN-EMXM1EC2 | DINnector terminal block end cover, gray. Package of 25. For use with DN-EMXM1 series terminal block rightside. | Stock | 12.5
DN-EMXM1SPA1 | DINnector terminal block spacer, gray. Package of 25. For use with DN-EMXM1 or DN-QEMXM1 series terminal block. | Stock | 11
DN-F10 | DINnector screw fuse terminal block, accepts wire size 24-10 AWG, gray, 15A, 300V rated (UL), 35mm DIN rail mount, 10kA SCCR. Package of 50. For use with GMA, GMC, S500 and S506 series fuses. | Stock | 210
DN-F10L110 | DINnector screw fuse terminal block, blown fuse indicator, accepts wire size 24-10 AWG, gray, 15A, 300V rated (UL), 110 VAC/VDC LED indicator(s), 35mm DIN rail mount, 10kA SCCR. Package of 10. For use with GMA, GMC, S500 and S506 series fuses. | Stock | 73
DN-F10L220 | DINnector screw fuse terminal block, blown fuse indicator, accepts wire size 24-10 AWG, gray, 15A, 300V rated (UL), 220 VAC/VDC LED indicator(s), 35mm DIN rail mount, 10kA SCCR. Package of 10. For use with GMA, GMC, S500 and S506 series fuses. | Stock | 73
DN-F10L24 | DINnector screw fuse terminal block, blown fuse indicator, accepts wire size 24-10 AWG, gray, 15A, 300V rated (UL), 24 VAC/VDC LED indicator(s), 35mm DIN rail mount, 10kA SCCR. Package of 10. For use with GMA, GMC, S500 and S506 series fuses. | Stock | 73
DN-F10MN | DINnector screw fuse terminal block, accepts wire size 24-10 AWG, gray, 15A, 300V rated (UL), 35mm DIN rail mount, 10kA SCCR. Package of 10. For use with GMA, GMC, S500 and S506 series fuses. | Stock | 33
DN-F6 | DINnector screw fuse terminal block, accepts wire size 20-6 AWG, gray, 30A, 600V rated (UL), 35mm DIN rail mount, 10kA SCCR. Package of 25. For use with ABC, AGC, MDA and MDL series fuses. | Stock | 131
DN-F6L110 | DINnector screw fuse terminal block, blown fuse indicator, accepts wire size 20-6 AWG, gray, 30A, 600V rated (UL), 110 VAC/VDC LED indicator(s), 35mm DIN rail mount, 10kA SCCR. Package of 10. For use with ABC, AGC, MDA and MDL series fuses. | Stock | 74
DN-F6L220 | DINnector screw fuse terminal block, blown fuse indicator, accepts wire size 20-6 AWG, gray, 30A, 600V rated (UL), 220 VAC/VDC LED indicator(s), 35mm DIN rail mount, 10kA SCCR. Package of 10. For use with ABC, AGC, MDA and MDL series fuses. | Stock | 74
DN-F6L24 | DINnector screw fuse terminal block, blown fuse indicator, accepts wire size 20-6 AWG, gray, 30A, 600V rated (UL), 24 VAC/VDC LED indicator(s), 35mm DIN rail mount, 10kA SCCR. Package of 10. For use with ABC, AGC, MDA and MDL series fuses. | Stock | 74
DN-F6MN | DINnector screw fuse terminal block, accepts wire size 20-6 AWG, gray, 30A, 600V rated (UL), 35mm DIN rail mount, 10kA SCCR. Package of 7. For use with ABC, AGC, MDA and MDL series fuses. | Stock | 28.5
DN-FE-16H | Wire crimping tool, self-adjusting, hexagonal profile, 26 to 8 AWG capacity. For use with insulated and non-insulated wire ferrules. | Stock | 239 | 249
DN-FE-16S | Wire crimping tool, self-adjusting, square profile, 26 to 8 AWG capacity. For use with insulated and non-insulated wire ferrules. | Stock | 239 | 249
DN-FE-16T | Wire crimping tool, self-adjusting, rotatable die, trapezoidal profile, 26 to 8 AWG capacity. For use with insulated and non-insulated wire ferrules. | Stock | 239 | 249
DN-FE2 | DINnector terminal block socket, 300 VAC/VDC, accepts wire size 24-12 AWG, gray. Package of 50. | Stock | 93
DN-FE2-5 | DINnector terminal block socket, 300 VAC/VDC, accepts wire size 24-12 AWG, gray. Package of 5. | Stock | 11
DN-FE2L12 | DINnector terminal block socket, 12 VAC/VDC, accepts wire size 24-12 AWG, 12 VAC/VDC LED indicator(s), gray. Package of 50. | Stock | 125
DN-FE2L12-5 | DINnector terminal block socket, 12 VAC/VDC, accepts wire size 24-12 AWG, 12 VAC/VDC LED indicator(s), gray. Package of 5. | Stock | 13
DN-FE2L24 | DINnector terminal block socket, 24 VAC/VDC, accepts wire size 24-12 AWG, 24 VAC/VDC LED indicator(s), gray. Package of 50. | Stock | 125
DN-FE2L24-5 | DINnector terminal block socket, 24 VAC/VDC, accepts wire size 24-12 AWG, 24 VAC/VDC LED indicator(s), gray. Package of 5. | Stock | 13
DN-FE4 | DINnector terminal block socket, 300 VAC/VDC, accepts wire size 24-10 AWG, gray. Package of 50. | Stock | 93
DN-FE4-5 | DINnector terminal block socket, 300 VAC/VDC, accepts wire size 24-10 AWG, gray. Package of 5. | Stock | 11
DN-FE4L12 | DINnector terminal block socket, 12 VAC/VDC, accepts wire size 24-10 AWG, 12 VAC/VDC LED indicator(s), gray. Package of 50. | Stock | 125
DN-FE4L12-5 | DINnector terminal block socket, 12 VAC/VDC, accepts wire size 24-10 AWG, 12 VAC/VDC LED indicator(s), gray. Package of 5. | Stock | 13
DN-FE4L24 | DINnector terminal block socket, 24 VAC/VDC, accepts wire size 24-10 AWG, 24 VAC/VDC LED indicator(s), gray. Package of 50. | Stock | 125
DN-FE4L24-5 | DINnector terminal block socket, 24 VAC/VDC, accepts wire size 24-10 AWG, 24 VAC/VDC LED indicator(s), gray. Package of 5. | Stock | 13
DN-FESEP | DINnector terminal block end cover, gray. Package of 50. For use with DN-FE and DN-DIS series terminal blocks. | Stock | 22
DN-FESEP-10 | DINnector terminal block end cover, gray. Package of 10. For use with DN-FE and DN-DIS series terminal blocks. | Stock | 4.5
DN-FESPA | DINnector terminal block spacer, gray. Package of 50. For use with DN-FE or DN-DIS series terminal block. | Stock | 22
DN-FESPA-10 | DINnector terminal block spacer, gray. Package of 10. For use with DN-FE or DN-DIS series terminal block. | Stock | 4.5
DNFK1AC120 | Hammond rack fan, 100 CFM, 115 VAC operating voltage, 50/60 Hz. | Stock | 50 | 51
DNFK2AC120 | Hammond rack fan, 100 CFM, 115 VAC operating voltage, 50/60 Hz. Package of 2. | Stock | 80 | 82
DN-G1/0 | DINnector screw grounding terminal block, accepts wire size 14-1/0 AWG, green and yellow, 35mm DIN rail mount, 10kA SCCR. Package of 25. Use to mechanically and electrically connect wires to 35mm DIN rail through the clamping foot. | Stock | 208
DN-G1/0MN | DINnector screw grounding terminal block, accepts wire size 14-1/0 AWG, green and yellow, 35mm DIN rail mount, 10kA SCCR. Package of 5. Use to mechanically and electrically connect wires to 35mm DIN rail through the clamping foot. | Stock | 34
DN-G10 | DINnector screw grounding terminal block, accepts wire size 24-10 AWG, green and yellow, 35mm DIN rail mount, 10kA SCCR. Package of 50. Use to mechanically and electrically connect wires to 35mm DIN rail through the clamping foot. | Stock | 164
DN-G10-10 | DINnector screw grounding terminal block, accepts wire size 24-10 AWG, green and yellow, 35mm DIN rail mount, 10kA SCCR. Package of 10. Use to mechanically and electrically connect wires to 35mm DIN rail through the clamping foot. | Stock | 34
DN-G4 | DINnector screw grounding terminal block, accepts wire size 14-4 AWG, green and yellow, 35mm DIN rail mount, 10kA SCCR. Package of 25. Use to mechanically and electrically connect wires to 35mm DIN rail through the clamping foot. | Stock | 164
DN-G4MN | DINnector screw grounding terminal block, accepts wire size 14-4 AWG, green and yellow, 35mm DIN rail mount, 10kA SCCR. Package of 8. Use to mechanically and electrically connect wires to 35mm DIN rail through the clamping foot. | Stock | 38
DN-G6 | DINnector screw grounding terminal block, accepts wire size 20-6 AWG, green and yellow, 35mm DIN rail mount, 10kA SCCR. Package of 50. Use to mechanically and electrically connect wires to 35mm DIN rail through the clamping foot. | Stock | 266
DN-G6-10 | DINnector screw grounding terminal block, accepts wire size 20-6 AWG, green and yellow, 35mm DIN rail mount, 10kA SCCR. Package of 10. Use to mechanically and electrically connect wires to 35mm DIN rail through the clamping foot. | Stock | 57
DN-G8 | DINnector screw grounding terminal block, accepts wire size 22-8 AWG, green and yellow, 35mm DIN rail mount, 10kA SCCR. Package of 50. Use to mechanically and electrically connect wires to 35mm DIN rail through the clamping foot. | Stock | 195
DN-G8-10 | DINnector screw grounding terminal block, accepts wire size 22-8 AWG, green and yellow, 35mm DIN rail mount, 10kA SCCR. Package of 10. Use to mechanically and electrically connect wires to 35mm DIN rail through the clamping foot. | Stock | 66
DNGL | Hammond dual L16-type ground lug, aluminum, accepts wire size 14-1/0 AWG. | Stock | 5.5
DN-J2CUT | DINnector jumper cutting tool, for use with DN-2J2Y, DN-3J2Y and DN-24J2Y jumpers. | Stock | 66
DN-J2DIE | DINnector replacement die, package of 2. For use with jumper cutting tools DN-J2CUT or DN-JXCUT. | Stock | 99
DN-J4CUT | DINnector jumper cutting tool, for use with DN-2J4Y, DN-3J4Y and DN-24J4Y jumpers. | Stock | 66
DN-J4DIE | DINnector replacement die, package of 2. For use with jumper cutting tools DN-J4CUT or DN-JXCUT. | Stock | 99
DN-J6CUT | DINnector jumper cutting tool, for use with DN-12J6Y jumpers. | Stock | 99
DN-J6DIE | DINnector replacement die, package of 2. For use with jumper cutting tools DN-J6CUT or DN-JXCUT. | Stock | 99
DN-JFECUT | DINnector jumper cutting tool, for use with DN-12JFE jumpers. | Stock | 77
DN-JFEDIE | DINnector replacement die, package of 2. For use with jumper cutting tools DN-JFECUT or DN-JXCUT. | Stock | 77
DN-JKIT | DINnector jumper cutting tool kit, for use with DN series jumpers, includes (1) DN-JXCUT cutting tool, (5) dies (DN-J2DIE, DN-J4DIE, DN-J6DIE, DN-JL14DIE, and DN-JFEDIE). | Stock | 262
DN-JL14CUT | DINnector jumper cutting tool, for use with DN-12JL14-A and DN-12JL14B-A jumpers. | Stock | 93
DN-JL14DIE | DINnector replacement die, package of 2. For use with jumper cutting tools DN-JL14CUT or DN-JXCUT. | Stock | 99
DN-JXCUT | DINnector jumper cutting tool, for use with DN-J2DIE, DN-J4DIE, DN-J6DIE, DN-JL14DIE and DN-JFEDIE dies. | Stock | 63
DN-KBD12 | DINnector screw disconnect terminal block, accepts wire size 22-12 AWG, gray, 20A, 600V rated (UL), 35mm DIN rail mount, 10kA SCCR. Package of 50. | Stock | 126
DN-KBD12MN | DINnector screw disconnect terminal block, accepts wire size 22-12 AWG, gray, 20A, 600V rated (UL), 35mm DIN rail mount, 10kA SCCR. Package of 10. | Stock | 21.5
DN-L100 | DINnector marking tag, 6 x 12mm, numbered 51-100 (10 of each number). Package of 500. For use with DN-T10-A, DN-D10-A, DN-T8 or DN-F6 series terminal block. | Stock | 46.5
DN-L150 | DINnector marking tag, 6 x 12mm, numbered 101-150 (10 of each number). Package of 500. For use with DN-T10-A, DN-D10-A, DN-T8 or DN-F6 series terminal block. | Stock | 46.5
DN-L200 | DINnector marking tag, 6 x 12mm, numbered 151-200 (10 of each number). Package of 500. For use with DN-T10-A, DN-D10-A, DN-T8 or DN-F6 series terminal block. | Stock | 46.5
DN-L250 | DINnector marking tag, 6 x 12mm, numbered 201-250 (10 of each number). Package of 500. For use with DN-T10-A, DN-D10-A, DN-T8 or DN-F6 series terminal block. | Stock | 46.5
DN-L300 | DINnector marking tag, 6 x 12mm, numbered 251-300 (10 of each number). Package of 500. For use with DN-T10-A, DN-D10-A, DN-T8 or DN-F6 series terminal block. | Stock | 46.5
DN-L350 | DINnector marking tag, 6 x 12mm, numbered 301-350 (10 of each number). Package of 500. For use with DN-T10-A, DN-D10-A, DN-T8 or DN-F6 series terminal block. | Stock | 46.5
DN-L400 | DINnector marking tag, 6 x 12mm, numbered 351-400 (10 of each number). Package of 500. For use with DN-T10-A, DN-D10-A, DN-T8 or DN-F6 series terminal block. | Stock | 46.5
DN-L450 | DINnector marking tag, 6 x 12mm, numbered 401-450 (10 of each number). Package of 500. For use with DN-T10-A, DN-D10-A, DN-T8 or DN-F6 series terminal block. | Stock | 46.5
DN-L50 | DINnector marking tag, 6 x 12mm, numbered 1-50 (10 of each number). Package of 500. For use with DN-T10-A, DN-D10-A, DN-T8 or DN-F6 series terminal block. | Stock | 46.5
DN-LA100 | DINnector marking tag, 5 x 12mm, numbered 1-100 (5 of each number). Package of 500. For use with DN-T12-A series terminal block. | Stock | 46.5
DN-LA200 | DINnector marking tag, 5 x 12mm, numbered 101-200 (5 of each number). Package of 500. For use with DN-T12-A series terminal block. | Stock | 46.5
DN-LA300 | DINnector marking tag, 5 x 12mm, numbered 201-300 (5 of each number). Package of 500. For use with DN-T12-A series terminal block. | Stock | 46.5
DN-LA400 | DINnector marking tag, 5 x 12mm, numbered 301-400 (5 of each number). Package of 500. For use with DN-T12-A series terminal block. | Stock | 46.5
DN-LAB | DINnector marking tag, 5 x 12mm, blank. Package of 500. For use with DN-T12-A series terminal block. | Stock | 46.5
DN-LAS | DINnector marking tag, 5 x 12mm, printed with L1, L2, L3, L, N, GND, +, -, COM, COM (50 of each number). Package of 500. For use with DN-T12-A series terminal block. | Stock | 46.5
DN-LAT100-A | DINnector marking tag, 5 x 6mm, numbered 1-100 (5 of each number). Package of 500. For use with DN-TL14-A, DN-TL14S-A, DN-TL14SLP-A or DN-14SLN-A series terminal block. | Stock | 41
DN-LAT200-A | DINnector marking tag, 5 x 6mm, numbered 101-200 (5 of each number). Package of 500. For use with DN-TL14-A, DN-TL14S-A, DN-TL14SLP-A or DN-14SLN-A series terminal block. | Stock | 41
DN-LAT300-A | DINnector marking tag, 5 x 6mm, numbered 201-300 (5 of each number). Package of 500. For use with DN-TL14-A, DN-TL14S-A, DN-TL14SLP-A or DN-14SLN-A series terminal block. | Stock | 41
DN-LAT400-A | DINnector marking tag, 5 x 6mm, numbered 301-400 (5 of each number). Package of 500. For use with DN-TL14-A, DN-TL14S-A, DN-TL14SLP-A or DN-14SLN-A series terminal block. | Stock | 41
DN-LAT500-A | DINnector marking tag, 5 x 6mm, numbered 401-500 (5 of each number). Package of 500. For use with DN-TL14-A, DN-TL14S-A, DN-TL14SLP-A or DN-14SLN-A series terminal block. | Stock | 41
DN-LAT600-A | DINnector marking tag, 5 x 6mm, numbered 501-600 (5 of each number). Package of 500. For use with DN-TL14-A, DN-TL14S-A, DN-TL14SLP-A or DN-14SLN-A series terminal block. | Stock | 41
DN-LATB-A | DINnector marking tag, 5 x 6mm, blank. Package of 500. For use with DN-TL14, DN-TL14S, DN-TL14SLP and DN-TL14SLN terminal blocks. | Stock | 30
DN-LATS-A | DINnector marking tag, 5 x 6mm, printed with L1, L2, L3, L, N, GND, +, -, COM, COM, (50 of each number). Package of 500. For use with DN-TL14-A, DN-TL14S-A, DN-TL14SLP-A or DN-14SLN-A series terminal block. | Stock | 41
DN-LB | DINnector marking tag, 6 x 12mm, blank. Package of 500. For use with DN-T10-A, DN-D10-A, DN-T8 or DN-F6 series terminal block. | Stock | 31.5
DN-LS | DINnector marking tag, 6 x 12mm, printed with L1, L2, L3, L, N, GND, +, -, COM, COM (50 of each number). Package of 500. For use with DN-T10-A, DN-D10-A, DN-T8 or DN-F6 series terminal block. | Stock | 46.5
DN-LT0 | DINnector marking tag, 3 x 5mm, single number (0). Package of 100. For use with DINnector terminal block except DN-Q series. | Stock | 8.5
DN-LT1 | DINnector marking tag, 3 x 5mm, single number (1). Package of 100. For use with DINnector terminal block except DN-Q series. | Stock | 8.5
DN-LT15 | DINnector marking tag, 3 x 5mm, numbered 1-5 (20 of each number). Package of 100. For use with DINnector terminal block except DN-Q series. | Stock | 8.5
DN-LT2 | DINnector marking tag, 3 x 5mm, single number (2). Package of 100. For use with DINnector terminal block except DN-Q series. | Stock | 8.5
DN-LT3 | DINnector marking tag, 3 x 5mm, single number (3). Package of 100. For use with DINnector terminal block except DN-Q series. | Stock | 8.5
DN-LT4 | DINnector marking tag, 3 x 5mm, single number (4). Package of 100. For use with DINnector terminal block except DN-Q series. | Stock | 8.5
DN-LT5 | DINnector marking tag, 3 x 5mm, single number (5). Package of 100. For use with DINnector terminal block except DN-Q series. | Stock | 8.5
DN-LT6 | DINnector marking tag, 3 x 5mm, single number (6). Package of 100. For use with DINnector terminal block except DN-Q series. | Stock | 8.5
DN-LT60 | DINnector marking tag, 3 x 5mm, numbered 6-0 (20 of each number). Package of 100. For use with DINnector terminal block except DN-Q series. | Stock | 8.5
DN-LT7 | DINnector marking tag, 3 x 5mm, single number (7). Package of 100. For use with DINnector terminal block except DN-Q series. | Stock | 8.5
DN-LT8 | DINnector marking tag, 3 x 5mm, single number (8). Package of 100. For use with DINnector terminal block except DN-Q series. | Stock | 8.5
DN-LT9 | DINnector marking tag, 3 x 5mm, single number (9). Package of 100. For use with DINnector terminal block except DN-Q series. | Stock | 8.5
DN-LTA | DINnector marking tag, 3 x 5mm, single character (A). Package of 100. For use with DINnector terminal block except DN-Q series. | Stock | 8.5
DN-LTAC | DINnector marking tag, 3 x 5mm, single character (~). Package of 100. For use with DINnector terminal block except DN-Q series. | Stock | 8.5
DN-LTB | DINnector marking tag, 3 x 5mm, single character (B). Package of 100. For use with DINnector terminal block except DN-Q series. | Stock | 8.5
DN-LTBLNK | DINnector marking tag, 3 x 5mm, blank. Package of 100. For use with DINnector terminal block except DN-Q series. | Stock | 8.5
DN-LTC | DINnector marking tag, 3 x 5mm, single character (C). Package of 100. For use with DINnector terminal block except DN-Q series. | Stock | 8.5
DN-LTD | DINnector marking tag, 3 x 5mm, single character (D). Package of 100. For use with DINnector terminal block except DN-Q series. | Stock | 8.5
DN-LTDC | DINnector marking tag, 3 x 5mm, single character (=). Package of 100. For use with DINnector terminal block except DN-Q series. | Stock | 8.5
DN-LTE | DINnector marking tag, 3 x 5mm, single character (E). Package of 100. For use with DINnector terminal block except DN-Q series. | Stock | 8.5
DN-LTF | DINnector marking tag, 3 x 5mm, single character (F). Package of 100. For use with DINnector terminal block except DN-Q series. | Stock | 8.5
DN-LTG | DINnector marking tag, 3 x 5mm, single character (G). Package of 100. For use with DINnector terminal block except DN-Q series. | Stock | 8.5
DN-LTGND | DINnector marking tag, 3 x 5mm, single character (GND symbol). Package of 100. For use with DINnector terminal block except DN-Q series. | Stock | 8.5
DN-LTH | DINnector marking tag, 3 x 5mm, single character (H). Package of 100. For use with DINnector terminal block except DN-Q series. | Stock | 8.5
DN-LTI | DINnector marking tag, 3 x 5mm, single character (I). Package of 100. For use with DINnector terminal block except DN-Q series. | Stock | 8.5
DN-LTJ | DINnector marking tag, 3 x 5mm, single character (J). Package of 100. For use with DINnector terminal block except DN-Q series. | Stock | 8.5
DN-LTK | DINnector marking tag, 3 x 5mm, single character (K). Package of 100. For use with DINnector terminal block except DN-Q series. | Stock | 8.5
DN-LTL | DINnector marking tag, 3 x 5mm, single character (L). Package of 100. For use with DINnector terminal block except DN-Q series. | Stock | 8.5
DN-LTM | DINnector marking tag, 3 x 5mm, single character (M). Package of 100. For use with DINnector terminal block except DN-Q series. | Stock | 8.5
DN-LTN | DINnector marking tag, 3 x 5mm, single character (N). Package of 100. For use with DINnector terminal block except DN-Q series. | Stock | 8.5
DN-LTNEG | DINnector marking tag, 3 x 5mm, single character (-). Package of 100. For use with DINnector terminal block except DN-Q series. | Stock | 8.5
DN-LTP | DINnector marking tag, 3 x 5mm, single character (P). Package of 100. For use with DINnector terminal block except DN-Q series. | Stock | 8.5
DN-LTPOS | DINnector marking tag, 3 x 5mm, single character (+). Package of 100. For use with DINnector terminal block except DN-Q series. | Stock | 8.5
DN-LTQ | DINnector marking tag, 3 x 5mm, single character (Q). Package of 100. For use with DINnector terminal block except DN-Q series. | Stock | 8.5
DN-LTR | DINnector marking tag, 3 x 5mm, single character (R). Package of 100. For use with DINnector terminal block except DN-Q series. | Stock | 8.5
DN-LTS | DINnector marking tag, 3 x 5mm, single character (S). Package of 100. For use with DINnector terminal block except DN-Q series. | Stock | 8.5
DN-LTT | DINnector marking tag, 3 x 5mm, single character (T). Package of 100. For use with DINnector terminal block except DN-Q series. | Stock | 8.5
DN-LTU | DINnector marking tag, 3 x 5mm, single character (U). Package of 100. For use with DINnector terminal block except DN-Q series. | Stock | 8.5
DN-LTV | DINnector marking tag, 3 x 5mm, single character (V). Package of 100. For use with DINnector terminal block except DN-Q series. | Stock | 8.5
DN-LTW | DINnector marking tag, 3 x 5mm, single character (W). Package of 100. For use with DINnector terminal block except DN-Q series. | Stock | 8.5
DN-LTX | DINnector marking tag, 3 x 5mm, single character (X). Package of 100. For use with DINnector terminal block except DN-Q series. | Stock | 8.5
DN-LTY | DINnector marking tag, 3 x 5mm, single character (Y). Package of 100. For use with DINnector terminal block except DN-Q series. | Stock | 8.5
DN-LTZ | DINnector marking tag, 3 x 5mm, single character (Z). Package of 100. For use with DINnector terminal block except DN-Q series. | Stock | 8.5
DN-M10-A | DINnector screw mini single-level feedthrough terminal block, accepts wire size 24-10 AWG, gray, 30A, 300V rated (UL), 15mm DIN rail mount, 10kA SCCR. Package of 100. For use with jumpers DN-24J4Y, DN-2J4Y and DN-3J4Y. | Stock | 82
DN-M10B-A | DINnector screw mini single-level feedthrough terminal block, accepts wire size 24-10 AWG, blue, 30A, 300V rated (UL), 15mm DIN rail mount, 10kA SCCR. Package of 100. For use with jumpers DN-24J4Y, DN-2J4Y and DN-3J4Y. | Stock | 111
DN-MC10 | DINnector terminal block top cover, clear, printed electrical symbol. Package of 100. For use with DN-M10 series terminal blocks. | Stock | 54
DN-MC10MN | DINnector terminal block top cover, clear, printed electrical symbol. Package of 25. For use with DN-M10 series terminal blocks. | Stock | 11.5
DN-MG10 | DINnector screw mini grounding terminal block, accepts wire size 24-10 AWG, green and yellow, 15mm DIN rail mount, 10kA SCCR. Package of 20. Use to mechanically and electrically connect wires to 15mm DIN rail through the screw-down clamping foot. | Stock | 67
DN-MP | Staedtler-Mars marking pen, for use with blank marking tags. Permanent Ink, fine tip. | Stock | 3.75 | 4.25
DN-MTA | DINnector marking tag adapter, package of 50. For use with DINnector terminal block except DN-T12-A series. | Stock | 12
DN-Q10-A | DINnector screwless single-level feedthrough terminal block, accepts wire size 24-10 AWG, gray, 30A, 600V rated (UL), 35mm DIN rail mount, 10kA SCCR. Package of 50. For use with jumpers DN-24J4Y, DN-2J4Y and DN-3J4Y. | Stock | 34
DN-Q10B-A | DINnector screwless single-level feedthrough terminal block, accepts wire size 24-10 AWG, blue, 30A, 600V rated (UL), 35mm DIN rail mount, 10kA SCCR. Package of 50. For use with jumpers DN-24J4Y, DN-2J4Y and DN-3J4Y. | Stock | 36.5
DN-Q12-1-2-A | DINnector screwless single-level feedthrough terminal block, one-connection to two-connection, accepts wire size 24-12 AWG, gray, 20A, 600V rated (UL), 35mm DIN rail mount, 10kA SCCR. Package of 25. For use with jumpers DN-24J2Y, DN-2J2Y or DN-3J2Y. | Stock | 33
DN-Q12-1-2DR-A | DINnector screwless single-level feedthrough terminal block, diode, accepts wire size 24-12 AWG, gray, 20A, 600V rated (UL), 35mm DIN rail mount, 10kA SCCR. Package of 10. For use with jumpers DN-24J2Y, DN-2J2Y or DN-3J2Y. | Stock | 29.5
DN-Q12-1-2L1-A | DINnector screwless single-level feedthrough terminal block, one-connection to two-connection and power indicator, accepts wire size 24-12 AWG, gray, 20A, 12-24V, 12-24 VAC/VDC LED indicator(s), 35mm DIN rail mount, 10kA SCCR. Package of 10. | Stock | 32.5
DN-Q12-1-2L2-A | DINnector screwless single-level feedthrough terminal block, power indicator, accepts wire size 24-12 AWG, gray, 20A, 12-24V, 12-24 VAC/VDC LED indicator(s), 35mm DIN rail mount, 10kA SCCR. Package of 10. | Stock | 32.5
DN-Q12-2-2-A | DINnector screwless single-level feedthrough terminal block, two-connection to two-connection, accepts wire size 24-12 AWG, gray, 20A, 600V rated (UL), 35mm DIN rail mount, 10kA SCCR. Package of 25. For use with jumpers DN-24J2Y, DN-2J2Y or DN-3J2Y. | Stock | 35
DN-Q12-2-2D2-A | DINnector screwless single-level feedthrough terminal block, diode, accepts wire size 24-12 AWG, gray, 20A, 600V rated (UL), 35mm DIN rail mount, 10kA SCCR. Package of 10. | Stock | 30.5
DN-Q12-2-2L2-A | DINnector screwless single-level feedthrough terminal block, two-connection to two-connection and power indicator, accepts wire size 24-12 AWG, gray, 20A, 12-24V, 12-24 VAC/VDC LED indicator(s), 35mm DIN rail mount, 10kA SCCR. Package of 10. | Stock | 35.5
DN-Q12-A | DINnector screwless single-level feedthrough terminal block, accepts wire size 24-12 AWG, gray, 20A, 600V rated (UL), 35mm DIN rail mount, 10kA SCCR. Package of 50. For use with jumpers DN-24J2Y, DN-2J2Y or DN-3J2Y. | Stock | 35
DN-Q12B-1-2-A | DINnector screwless single-level feedthrough terminal block, one-connection to two-connection, accepts wire size 24-12 AWG, blue, 20A, 600V rated (UL), 35mm DIN rail mount, 10kA SCCR. Package of 25. For use with jumpers DN-24J2Y, DN-2J2Y or DN-3J2Y. | Stock | 35
DN-Q12B-2-2-A | DINnector screwless single-level feedthrough terminal block, two-connection to two-connection, accepts wire size 24-12 AWG, blue, 20A, 600V rated (UL), 35mm DIN rail mount, 10kA SCCR. Package of 25. For use with jumpers DN-24J2Y, DN-2J2Y or DN-3J2Y. | Stock | 36.5
DN-Q12B-A | DINnector screwless single-level feedthrough terminal block, accepts wire size 24-12 AWG, blue, 20A, 600V rated (UL), 35mm DIN rail mount, 10kA SCCR. Package of 50. For use with jumpers DN-24J2Y, DN-2J2Y or DN-3J2Y. | Stock | 36.5
DN-Q8-A | DINnector screwless single-level feedthrough terminal block, accepts wire size 22-8 AWG, gray, 45A, 600V rated (UL), 35mm DIN rail mount, 10kA SCCR. Package of 50. For use with jumpers DN-12J6Y, DN-2J6Y or DN-3J6Y. | Stock | 54
DN-Q8B-A | DINnector screwless single-level feedthrough terminal block, accepts wire size 22-8 AWG, blue, 45A, 600V rated (UL), 35mm DIN rail mount, 10kA SCCR. Package of 50. For use with jumpers DN-12J6Y, DN-2J6Y or DN-3J6Y. | Stock | 58
DN-QD12-A | DINnector screwless double-level feedthrough terminal block, accepts wire size 24-12 AWG, gray, 20A, 600V rated (UL), 35mm DIN rail mount, 10kA SCCR. Package of 25. For use with jumpers DN-24J2Y, DN-2J2Y or DN-3J2Y. | Stock | 51
DN-QD12B-A | DINnector screwless double-level feedthrough terminal block, accepts wire size 24-12 AWG, blue, 20A, 600V rated (UL), 35mm DIN rail mount, 10kA SCCR. Package of 25. For use with jumpers DN-24J2Y, DN-2J2Y or DN-3J2Y. | Stock | 54
DN-QD12DR-A | DINnector screwless double-level feedthrough terminal block, connected between levels and diode, accepts wire size 24-12 AWG, gray, 20A, 600V rated (UL), 35mm DIN rail mount, 10kA SCCR. Package of 10. For use with jumpers DN-24J2Y, DN-2J2Y or DN-3J2Y. | Stock | 34
DN-QD12L2-A | DINnector screwless double-level feedthrough terminal block, connected between levels and power indicator, accepts wire size 24-12 AWG, gray, 20A, 12-24V, 12-24 VAC/VDC LED indicator(s), 35mm DIN rail mount, 10kA SCCR. Package of 10. | Stock | 35
DN-QD12X-A | DINnector screwless double-level feedthrough terminal block, connected between levels, accepts wire size 24-12 AWG, gray, 20A, 600V rated (UL), 35mm DIN rail mount, 10kA SCCR. Package of 10. For use with jumpers DN-24J2Y, DN-2J2Y or DN-3J2Y. | Stock | 34
DN-QD12XB-A | DINnector screwless double-level feedthrough terminal block, connected between levels, accepts wire size 24-12 AWG, blue, 20A, 600V rated (UL), 35mm DIN rail mount, 10kA SCCR. Package of 10. For use with jumpers DN-24J2Y, DN-2J2Y or DN-3J2Y. | Stock | 35.5
DN-QDEC12 | DINnector terminal block end cover, gray. Package of 25. For use with DN-QD12 series terminal blocks. | Stock | 14
DN-QEB35 | DINnector snap-on end bracket, 6mm wide. Package of 50. For use with 35mm DIN rail. | Stock | 35.5
DN-QEB35-10 | DINnector snap-on end bracket, 6mm wide. Package of 10. For use with 35mm DIN rail. | Stock | 10
DN-QEC10 | DINnector terminal block end cover, gray. Package of 50. For use with DN-Q10-A or DN-QG10 series terminal blocks. | Stock | 18
DN-QEC10MN | DINnector terminal block end cover, gray. Package of 10. For use with DN-Q10-A or DN-QG10 series terminal blocks. | Stock | 4.25
DN-QEC12 | DINnector terminal block end cover, gray. Package of 50. For use with DN-Q12-A or DN-QG12 series terminal blocks. | Stock | 18
DN-QEC12-1-2 | DINnector terminal block end cover, gray. Package of 25. For use with DN-Q12-1-2-A series terminal blocks. | Stock | 12.5
DN-QEC12-2-2 | DINnector terminal block end cover, gray. Package of 25. For use with DN-Q12-2-2-A series terminal blocks. | Stock | 14
DN-QEC12MN | DINnector terminal block end cover, gray. Package of 10. For use with DN-Q12-A or DN-QG12 series terminal blocks. | Stock | 4.25
DN-QEC8 | DINnector terminal block end cover, gray. Package of 50. For use with DN-Q8-A or DN-QG8 series terminal blocks. | Stock | 21
DN-QEC8MN | DINnector terminal block end cover, gray. Package of 10. For use with DN-Q8-A or DN-QG8 series terminal blocks. | Stock | 4.75
DN-QEMXDV | DINnector screwless plug-in double-level feedthrough terminal block, accepts wire size 24-12 AWG, gray, 12A, 300V rated (UL), 35mm DIN rail mount, 10kA SCCR. Package of 32. | Stock | 67
DN-QEMXM1 | DINnector screwless plug-in single-level feedthrough terminal block, accepts wire size 24-12 AWG, gray, 12A, 300V rated (UL), 35mm DIN rail mount, 10kA SCCR. Package of 32. | Stock | 53
DN-QG10 | DINnector screwless grounding terminal block, accepts wire size 24-10 AWG, green and yellow, 35mm DIN rail mount, 10kA SCCR. Package of 10. Use to mechanically and electrically connect wires to 35mm DIN rail through the clamping foot. | Stock | 28
DN-QG12 | DINnector screwless grounding terminal block, accepts wire size 24-12 AWG, green and yellow, 35mm DIN rail mount, 10kA SCCR. Package of 10. Use to mechanically and electrically connect wires to 35mm DIN rail through the clamping foot. | Stock | 27
DN-QG12-1-2 | DINnector screwless grounding terminal block, one-connection to two-connection, accepts wire size 24-12 AWG, green and yellow, 35mm DIN rail mount, 10kA SCCR. Package of 10. | Stock | 47
DN-QG12-2-2 | DINnector screwless grounding terminal block, two-connection to two-connection, accepts wire size 24-12 AWG, green and yellow, 35mm DIN rail mount, 10kA SCCR. Package of 10. | Stock | 54
DN-QG8 | DINnector screwless grounding terminal block, accepts wire size 22-8 AWG, green and yellow, 35mm DIN rail mount, 10kA SCCR. Package of 10. Use to mechanically and electrically connect wires to 35mm DIN rail through the clamping foot. | Stock | 34
DN-QKBD12-A | DINnector screwless disconnect terminal block, accepts wire size 24-12 AWG, gray, 20A, 600V rated (UL), 35mm DIN rail mount, 10kA SCCR. Package of 25. For use with jumpers DN-24J2Y, DN-2J2Y or DN-3J2Y. | Stock | 61
DN-QL100 | DINnector marking tag, 4.7 x 8.4mm, numbered 1-100 (5 of each number). Package of 500. For use with DN-Q series terminal block. | Stock | 35.5
DN-QL200 | DINnector marking tag, 4.7 x 8.4mm, numbered 101-200 (5 of each number). Package of 500. For use with DN-Q series terminal block. | Stock | 35.5
DN-QL300 | DINnector marking tag, 4.7 x 8.4mm, numbered 201-300 (5 of each number). Package of 500. For use with DN-Q series terminal block. | Stock | 35.5
DN-QL400 | DINnector marking tag, 4.7 x 8.4mm, numbered 301-400 (5 of each number). Package of 500. For use with DN-Q series terminal block. | Stock | 35.5
DN-QL500 | DINnector marking tag, 4.7 x 8.4mm, numbered 401-500 (5 of each number). Package of 500. For use with DN-Q series terminal block. | Stock | 35.5
DN-QLB | DINnector marking tag, 4.7 x 8.4mm, blank. Package of 500. For use with DN-Q series terminal block. | Stock | 30.5
DN-QLS | DINnector marking tag, 4.7 x 8.4mm, printed with L1, L2, L3, L, N, GND, +, -, COM, COM (50 of each number). Package of 500. For use with DN-Q series terminal block. | Stock | 41
DN-R15S1 | DINnector DIN rail, slotted, 15mm, 5.5mm height, 1m length, plated steel. Package of 10. | Stock | 45.5
DN-R15S1-2 | DINnector DIN rail, slotted, 15mm, 5.5mm height, 1m length, plated steel. Package of 2. | Stock | 13
DN-R35HS1 | DINnector DIN rail, slotted, 35mm, 15mm height, 1m length, plated steel. Package of 10. | Stock | 89
DN-R35HS1-2 | DINnector DIN rail, slotted, 35mm, 15mm height, 1m length, plated steel. Package of 2. | Stock | 21
DN-R35S1 | DINnector DIN rail, slotted, 35mm, 7.5mm height, 1m length, plated steel. Package of 10. | Stock | 54
DN-R35S1-2 | DINnector DIN rail, slotted, 35mm, 7.5mm height, 1m length, plated steel. Package of 2. | Stock | 12.5
DN-R35SAL1 | DINnector DIN rail, slotted, 35mm, 10mm height, 1m length, aluminum. Package of 10. | Stock | 43.75 | 48
DN-R35SAL1-2 | DINnector DIN rail, slotted, 35mm, 10mm height, 1m length, aluminum. Package of 2. | Stock | 9.25 | 10
DN-R35SAL2-2 | DINnector DIN rail, slotted, 2in raised 35mm, 7.5mm height, 1m length, aluminum. Package of 2. | Stock | 28.5 | 31.5
DNRR1942LDK | Hammond 2-post knockdown rack, 24U, 19in rack width, 800lb capacity, carbon steel, black, powder coat finish. | Stock | 217 | 222
DNRR1963LDK | Hammond 2-post knockdown rack, 36U, 19in rack width, 800lb capacity, carbon steel, black, powder coat finish. | Stock | 248 | 254
DNRR1970LDK | Hammond 2-post knockdown rack, 40U, 19in rack width, 800lb capacity, carbon steel, black, powder coat finish. | Stock | 263 | 270
DNRR1977LDK | Hammond 2-post knockdown rack, 44U, 19in rack width, 800lb capacity, carbon steel, black, powder coat finish. | Stock | 277 | 283
DNRR2377HDWB | Hammond 2-post rack, 44U, 23in rack width, 1500lb capacity, carbon steel, black, powder coat finish. | Stock | 469 | 480
DNRR2384HDWB | Hammond 2-post rack, 48U, 23in rack width, 1500lb capacity, carbon steel, black, powder coat finish. | Stock | 500 | 512
DNRR63HDW | Hammond 2-post rack, 36U, 19in rack width, 1500lb capacity, carbon steel, black, powder coat finish. | Stock | 430 | 440
DNRR70HDW | Hammond 2-post rack, 40U, 19in rack width, 1500lb capacity, carbon steel, black, powder coat finish. | from vendor up to 15 business days | 391 | 400
DNRR77HDW | Hammond 2-post rack, 44U, 19in rack width, 1500lb capacity, carbon steel, black, powder coat finish. | from vendor up to 15 business days | 469 | 480
DNRR84HDW | Hammond 2-post rack, 48U, 19in rack width, 1500lb capacity, carbon steel, black, powder coat finish. | from vendor up to 15 business days | 508 | 520
DN-S1210 | DINnector terminal block spacer, gray. Package of 100. For use with DN-T12-A or DN-T10-A series terminal block. | Stock | 43
DN-S1210MN | DINnector terminal block spacer, gray. Package of 25. For use with DN-T12-A or DN-T10-A series terminal block. | Stock | 13.5
DN-S86 | DINnector terminal block spacer, gray. Package of 100. For use with DN-T8 or DN-T6 series terminal block. | Stock | 51
DN-S86MN | DINnector terminal block spacer, gray. Package of 25. For use with DN-T8 or DN-T6 series terminal block. | Stock | 11.5
DN-SSB25-10 | AutomationDirect standard DIN rail support bracket, 25mm height, zinc plated steel. Package of 10. For use with 35mm DIN rail. | Stock | 20.5 | 22.5
DN-SSB50-10 | AutomationDirect standard DIN rail support bracket, 50mm height, zinc plated steel. Package of 10. For use with 35mm DIN rail. | Stock | 21.5 | 23.5
DN-SSB70-10 | AutomationDirect standard DIN rail support bracket, 70mm height, zinc plated steel. Package of 10. For use with 35mm DIN rail. | Stock | 27 | 29.5
DN-SSB90-10 | AutomationDirect standard DIN rail support bracket, 90mm height, zinc plated steel. Package of 10. For use with 35mm DIN rail. | Stock | 28.5 | 31.5
DN-SUPP-1 | DINnector mini supplementary protector, with reset, 1A, 250 VAC/75 VDC, blade connection, 1-pole, UL 1077 recognized. Package of 20. For use with DN-FE2 and DN-FE4 series socket. | Stock | 278
DN-SUPP-10 | DINnector mini supplementary protector, with reset, 10A, 250 VAC/75 VDC, blade connection, 1-pole, UL 1077 recognized. Package of 20. For use with DN-FE2 and DN-FE4 series socket. | Stock | 278
DN-SUPP-10-1 | DINnector mini supplementary protector, with reset, 10A, 250 VAC/75 VDC, blade connection, 1-pole, UL 1077 recognized. For use with DN-FE2 and DN-FE4 series socket. | Stock | 15.5
DN-SUPP-1-1 | DINnector mini supplementary protector, with reset, 1A, 250 VAC/75 VDC, blade connection, 1-pole, UL 1077 recognized. For use with DN-FE2 and DN-FE4 series socket. | Stock | 15.5
DN-SUPP-2 | DINnector mini supplementary protector, with reset, 2A, 250 VAC/75 VDC, blade connection, 1-pole, UL 1077 recognized. Package of 20. For use with DN-FE2 and DN-FE4 series socket. | Stock | 278
DN-SUPP-2-1 | DINnector mini supplementary protector, with reset, 2A, 250 VAC/75 VDC, blade connection, 1-pole, UL 1077 recognized. For use with DN-FE2 and DN-FE4 series socket. | Stock | 15.5
DN-SUPP-3 | DINnector mini supplementary protector, with reset, 3A, 250 VAC/75 VDC, blade connection, 1-pole, UL 1077 recognized. Package of 20. For use with DN-FE2 and DN-FE4 series socket. | Stock | 278
DN-SUPP-3-1 | DINnector mini supplementary protector, with reset, 3A, 250 VAC/75 VDC, blade connection, 1-pole, UL 1077 recognized. For use with DN-FE2 and DN-FE4 series socket. | Stock | 15.5
DN-SUPP-4 | DINnector mini supplementary protector, with reset, 4A, 250 VAC/75 VDC, blade connection, 1-pole, UL 1077 recognized. Package of 20. For use with DN-FE2 and DN-FE4 series socket. | Stock | 278
DN-SUPP-4-1 | DINnector mini supplementary protector, with reset, 4A, 250 VAC/75 VDC, blade connection, 1-pole, UL 1077 recognized. For use with DN-FE2 and DN-FE4 series socket. | Stock | 15.5
DN-SUPP-6 | DINnector mini supplementary protector, with reset, 6A, 250 VAC/75 VDC, blade connection, 1-pole, UL 1077 recognized. Package of 20. For use with DN-FE2 and DN-FE4 series socket. | Stock | 278
DN-SUPP-6-1 | DINnector mini supplementary protector, with reset, 6A, 250 VAC/75 VDC, blade connection, 1-pole, UL 1077 recognized. For use with DN-FE2 and DN-FE4 series socket. | Stock | 15.5
DN-SUPP-8 | DINnector mini supplementary protector, with reset, 8A, 250 VAC/75 VDC, blade connection, 1-pole, UL 1077 recognized. Package of 20. For use with DN-FE2 and DN-FE4 series socket. | Stock | 278
DN-SUPP-8-1 | DINnector mini supplementary protector, with reset, 8A, 250 VAC/75 VDC, blade connection, 1-pole, UL 1077 recognized. For use with DN-FE2 and DN-FE4 series socket. | Stock | 15.5
DN-SUPP-P25 | DINnector mini supplementary protector, with reset, 0.25A, 250 VAC/75 VDC, blade connection, 1-pole, UL 1077 recognized. Package of 20. For use with DN-FE2 and DN-FE4 series socket. | Stock | 278
DN-SUPP-P25-1 | DINnector mini supplementary protector, with reset, 0.25A, 250 VAC/75 VDC, blade connection, 1-pole, UL 1077 recognized. For use with DN-FE2 and DN-FE4 series socket. | Stock | 15.5
DN-SUPP-P5 | DINnector mini supplementary protector, with reset, 0.5A, 250 VAC/75 VDC, blade connection, 1-pole, UL 1077 recognized. Package of 20. For use with DN-FE2 and DN-FE4 series socket. | Stock | 278
DN-SUPP-P5-1 | DINnector mini supplementary protector, with reset, 0.5A, 250 VAC/75 VDC, blade connection, 1-pole, UL 1077 recognized. For use with DN-FE2 and DN-FE4 series socket. | Stock | 15.5
DN-T1/0 | DINnector screw single-level feedthrough terminal block, accepts wire size 14-1/0 AWG, gray, 130A, 600V rated (UL), 35mm DIN rail mount, 100kA SCCR. Package of 25. | Stock | 79
DN-T1/0B | DINnector screw single-level feedthrough terminal block, accepts wire size 14-1/0 AWG, blue, 130A, 600V rated (UL), 35mm DIN rail mount, 100kA SCCR. Package of 25. | Stock | 82
DN-T10-A | DINnector screw single-level feedthrough terminal block, accepts wire size 24-10 AWG, gray, 30A, 600V rated (UL), 35mm DIN rail mount, 100kA SCCR. Package of 100. For use with jumpers DN-24J4Y, DN-2J4Y and DN-3J4Y. | Stock | 62
DN-T10B-A | DINnector screw single-level feedthrough terminal block, accepts wire size 24-10 AWG, blue, 30A, 600V rated (UL), 35mm DIN rail mount, 100kA SCCR. Package of 100. For use with jumpers DN-24J4Y, DN-2J4Y and DN-3J4Y. | Stock | 67
DN-T10BLK-A | DINnector screw single-level feedthrough terminal block, accepts wire size 24-10 AWG, black, 30A, 600V rated (UL), 35mm DIN rail mount, 100kA SCCR. Package of 100. For use with jumpers DN-24J4Y, DN-2J4Y and DN-3J4Y. | Stock | 67
DN-T10BR-A | DINnector screw single-level feedthrough terminal block, accepts wire size 24-10 AWG, brown, 30A, 600V rated (UL), 35mm DIN rail mount, 100kA SCCR. Package of 100. For use with jumpers DN-24J4Y, DN-2J4Y and DN-3J4Y. | Stock | 67
DN-T10GRN-A | DINnector screw single-level feedthrough terminal block, accepts wire size 24-10 AWG, green, 30A, 600V rated (UL), 35mm DIN rail mount, 100kA SCCR. Package of 100. For use with jumpers DN-24J4Y, DN-2J4Y and DN-3J4Y. | Stock | 67
DN-T10ORG-A | DINnector screw single-level feedthrough terminal block, accepts wire size 24-10 AWG, orange, 30A, 600V rated (UL), 35mm DIN rail mount, 100kA SCCR. Package of 100. For use with jumpers DN-24J4Y, DN-2J4Y and DN-3J4Y. | Stock | 67
DN-T10RED-A | DINnector screw single-level feedthrough terminal block, accepts wire size 24-10 AWG, red, 30A, 600V rated (UL), 35mm DIN rail mount, 100kA SCCR. Package of 100. For use with jumpers DN-24J4Y, DN-2J4Y and DN-3J4Y. | Stock | 67
DN-T10W-A | DINnector screw single-level feedthrough terminal block, accepts wire size 24-10 AWG, white, 30A, 600V rated (UL), 35mm DIN rail mount, 100kA SCCR. Package of 100. For use with jumpers DN-24J4Y, DN-2J4Y and DN-3J4Y. | Stock | 67
DN-T10YEL-A | DINnector screw single-level feedthrough terminal block, accepts wire size 24-10 AWG, yellow, 30A, 600V rated (UL), 35mm DIN rail mount, 100kA SCCR. Package of 100. For use with jumpers DN-24J4Y, DN-2J4Y and DN-3J4Y. | Stock | 67
DN-T12-A | DINnector screw single-level feedthrough terminal block, accepts wire size 24-12 AWG, gray, 20A, 600V rated (UL), 35mm DIN rail mount, 100kA SCCR. Package of 100. For use with jumpers DN-24J2Y, DN-2J2Y and DN-3J2Y. | Stock | 54
DN-T12B-A | DINnector screw single-level feedthrough terminal block, accepts wire size 24-12 AWG, blue, 20A, 600V rated (UL), 35mm DIN rail mount, 100kA SCCR. Package of 100. For use with jumpers DN-24J2Y, DN-2J2Y and DN-3J2Y. | Stock | 60
DN-T12BLK-A | DINnector screw single-level feedthrough terminal block, accepts wire size 24-12 AWG, black, 20A, 600V rated (UL), 35mm DIN rail mount, 100kA SCCR. Package of 100. For use with jumpers DN-24J2Y, DN-2J2Y and DN-3J2Y. | Stock | 60
DN-T12BR-A | DINnector screw single-level feedthrough terminal block, accepts wire size 24-12 AWG, brown, 20A, 600V rated (UL), 35mm DIN rail mount, 100kA SCCR. Package of 100. For use with jumpers DN-24J2Y, DN-2J2Y and DN-3J2Y. | Stock | 60
DN-T12GRN-A | DINnector screw single-level feedthrough terminal block, accepts wire size 24-12 AWG, green, 20A, 600V rated (UL), 35mm DIN rail mount, 100kA SCCR. Package of 100. For use with jumpers DN-24J2Y, DN-2J2Y and DN-3J2Y. | Stock | 60
DN-T12ORG-A | DINnector screw single-level feedthrough terminal block, accepts wire size 24-12 AWG, orange, 20A, 600V rated (UL), 35mm DIN rail mount, 100kA SCCR. Package of 100. For use with jumpers DN-24J2Y, DN-2J2Y and DN-3J2Y. | Stock | 60
DN-T12RED-A | DINnector screw single-level feedthrough terminal block, accepts wire size 24-12 AWG, red, 20A, 600V rated (UL), 35mm DIN rail mount, 100kA SCCR. Package of 100. For use with jumpers DN-24J2Y, DN-2J2Y and DN-3J2Y. | Stock | 60
DN-T12W-A | DINnector screw single-level feedthrough terminal block, accepts wire size 24-12 AWG, white, 20A, 600V rated (UL), 35mm DIN rail mount, 100kA SCCR. Package of 100. For use with jumpers DN-24J2Y, DN-2J2Y and DN-3J2Y. | Stock | 60
DN-T12YEL-A | DINnector screw single-level feedthrough terminal block, accepts wire size 24-12 AWG, yellow, 20A, 600V rated (UL), 35mm DIN rail mount, 100kA SCCR. Package of 100. For use with jumpers DN-24J2Y, DN-2J2Y and DN-3J2Y. | Stock | 60
DN-T3/0 | DINnector screw single-level feedthrough terminal block, accepts wire size 4-3/0 AWG, gray, 185A, 600V rated (UL), 35mm DIN rail mount, 100kA SCCR. Package of 10. | Stock | 115
DN-T4 | DINnector screw single-level feedthrough terminal block, accepts wire size 14-4 AWG, gray, 85A, 600V rated (UL), 35mm DIN rail mount, 100kA SCCR. Package of 25. | Stock | 56
DN-T4B | DINnector screw single-level feedthrough terminal block, accepts wire size 14-4 AWG, blue, 85A, 600V rated (UL), 35mm DIN rail mount, 100kA SCCR. Package of 25. | Stock | 59
DN-T6 | DINnector screw single-level feedthrough terminal block, accepts wire size 18-6 AWG, gray, 65A, 600V rated (UL), 35mm DIN rail mount, 100kA SCCR. Package of 50. | Stock | 65
DN-T6B | DINnector screw single-level feedthrough terminal block, accepts wire size 18-6 AWG, blue, 65A, 600V rated (UL), 35mm DIN rail mount, 100kA SCCR. Package of 50. | Stock | 70
DN-T8 | DINnector screw single-level feedthrough terminal block, accepts wire size 22-8 AWG, gray, 50A, 600V rated (UL), 35mm DIN rail mount, 100kA SCCR. Package of 50. | Stock | 50
DN-T8B | DINnector screw single-level feedthrough terminal block, accepts wire size 22-8 AWG, blue, 50A, 600V rated (UL), 35mm DIN rail mount, 100kA SCCR. Package of 50. | Stock | 54
DN-T8BLK | DINnector screw single-level feedthrough terminal block, accepts wire size 22-8 AWG, black, 50A, 600V rated (UL), 35mm DIN rail mount, 100kA SCCR. Package of 50. | Stock | 54
DN-T8GRN | DINnector screw single-level feedthrough terminal block, accepts wire size 22-8 AWG, green, 50A, 600V rated (UL), 35mm DIN rail mount, 100kA SCCR. Package of 50. | Stock | 54
DN-T8ORG | DINnector screw single-level feedthrough terminal block, accepts wire size 22-8 AWG, orange, 50A, 600V rated (UL), 35mm DIN rail mount, 100kA SCCR. Package of 50. | Stock | 54
DN-T8RED | DINnector screw single-level feedthrough terminal block, accepts wire size 22-8 AWG, red, 50A, 600V rated (UL), 35mm DIN rail mount, 100kA SCCR. Package of 50. | Stock | 54
DN-T8W | DINnector screw single-level feedthrough terminal block, accepts wire size 22-8 AWG, white, 50A, 600V rated (UL), 35mm DIN rail mount, 100kA SCCR. Package of 50. | Stock | 54
DN-T8YEL | DINnector screw single-level feedthrough terminal block, accepts wire size 22-8 AWG, yellow, 50A, 600V rated (UL), 35mm DIN rail mount, 100kA SCCR. Package of 50. | Stock | 54
DN-THERM1 | DINnector screw thermocouple terminal block, accepts wire size 30-20 AWG, gray, 50V, 35mm DIN rail mount, 10kA SCCR. Package of 50. | Stock | 170
DN-THERM1MN | DINnector screw thermocouple terminal block, accepts wire size 30-20 AWG, gray, 50V, 35mm DIN rail mount, 10kA SCCR. Package of 10. | Stock | 41
DN-THERM2 | DINnector screw thermocouple terminal block, accepts wire size 20-16 AWG, gray, 300V rated (UL), 35mm DIN rail mount, 10kA SCCR. Package of 50. | Stock | 170
DN-THERM2MN | DINnector screw thermocouple terminal block, accepts wire size 20-16 AWG, gray, 300V rated (UL), 35mm DIN rail mount, 10kA SCCR. Package of 10. | Stock | 38
DN-TL14-A | DINnector screw triple-level feedthrough terminal block, accepts wire size 26-14 AWG, gray, 10A, 300V rated (UL), 35mm DIN rail mount, 10kA SCCR. Package of 25. For use with jumpers DN-12JL14B-A, DN-12JL14-A, DN-2JL14B-A, DN-2JL14-A, DN-3JL14B-A, and DN-3JL14-A. | Stock | 58
DN-TL14S-A | DINnector screw triple-level sensor terminal block, accepts wire size 26-14 AWG, gray, 10A, 300V rated (UL), 35mm DIN rail mount, 10kA SCCR. Package of 25. For use with jumpers DN-12JL14B-A, DN-12JL14-A, DN-2JL14B-A, DN-2JL14-A, DN-3JL14B-A, and DN-3JL14-A. | Stock | 51
DN-TL14SLN-A | DINnector screw triple-level sensor terminal block, power indicator, accepts wire size 26-14 AWG, gray, 10A, 300V rated (UL), NPN LED indicator(s), 35mm DIN rail mount, 10kA SCCR. Package of 25. | Stock | 100
DN-TL14SLP-A | DINnector screw triple-level sensor terminal block, power indicator, accepts wire size 26-14 AWG, gray, 10A, 300V rated (UL), PNP LED indicator(s), 35mm DIN rail mount, 10kA SCCR. Package of 25. | Stock | 100
DN-TOOL2 | DINnector terminal block tool kit, for use with DN series terminal blocks, includes (1) spring opening tool for DN-Q series screwless terminal blocks and (1) jumper removal tool for J2, J4, J6, and JL14 jumpers. | Stock | 9.5
DN-TPB | DINnector terminal test plug, black. Package of 10. For use with DN-T10-A or DN-D10-A series terminal blocks. | Stock | 35
DN-TPR | DINnector terminal test plug, red. Package of 10. For use with DN-T10-A or DN-D10-A series terminal blocks. | Stock | 35
DN-WM-1 | DINnector wire tag holder, clear, accepts wire size 22-16 AWG, 12mm length. Package of 200. For use with DN-WMTAG1 wire tags. | Stock | 10.5
DN-WM-2 | DINnector wire tag holder, clear, accepts wire size 16-12 AWG, 12mm length. Package of 200. For use with DN-WMTAG1 wire tags. | Stock | 10.5
DN-WM-3 | DINnector wire tag holder, clear, accepts wire size 14-5 AWG, 12mm length. Package of 100. For use with DN-WMTAG1 wire tags. | Stock | 7
DN-WM-4 | DINnector wire tag holder, clear, accepts wire size 5 AWG, 12mm length. Package of 100. For use with DN-WMTAG1 wire tags. | Stock | 6.5
DN-WMTAG1 | DINnector blank wire tags, white. Package of 525. For use with wire tag holders. | Stock | 50
DN-WS | Precision cutting and stripping tool, self-adjusting, accepts wire size 34-8 AWG. DN-WSJ insert blade included. | Stock | 59 | 61
DN-WSJ | Blade insert, replacement, accepts wire size 34-8 AWG. For use with DN-WS cutting and stripping tool. | Stock | 22.5 | 23.5
DN-WSMMC | Blade insert, accepts wire size 16-4 AWG. For use with DN-WS cutting and stripping tool. | Stock | 44.25 | 46
DN-WSRJ | Jaw inserts, replacement. Package of 2. For use with DN-WS cutting and stripping tool. (1) upper jaw insert and (1) lower jaw insert included. | Stock | 7.75 | 8
DN-WSVBC | Blade insert, accepts wire size 28-12 AWG. For use with DN-WS cutting and stripping tool. | Stock | 28.75 | 30
DPF-9 | Schmersal blank legend plate, metal, round, yellow field, yellow background. For use with 30mm pilot devices. | Stock | 7.5
DPG1-100 | ProSense digital pressure gauge, 0 to 100 psig, 0.5% of full scale accuracy, stainless steel wetted parts, 1/4in male NPT process connection, lower mount. | Stock | 114 | 126
DPG1-1000 | ProSense digital pressure gauge, 0 to 1000 psig, 0.5% of full scale accuracy, stainless steel wetted parts, 1/4in male NPT process connection, lower mount. | Stock | 114 | 126
DPG1-15 | ProSense digital pressure gauge, 0 to 15 psig, 0.5% of full scale accuracy, stainless steel wetted parts, 1/4in male NPT process connection, lower mount. | Stock | 114 | 126
DPG1-200 | ProSense digital pressure gauge, 0 to 200 psig, 0.5% of full scale accuracy, stainless steel wetted parts, 1/4in male NPT process connection, lower mount. | Stock | 114 | 126
DPG1-30 | ProSense digital pressure gauge, 0 to 30 psig, 0.5% of full scale accuracy, stainless steel wetted parts, 1/4in male NPT process connection, lower mount. | Stock | 114 | 126
DPG1-300 | ProSense digital pressure gauge, 0 to 300 psig, 0.5% of full scale accuracy, stainless steel wetted parts, 1/4in male NPT process connection, lower mount. | Stock | 114 | 126
DPG1-3000 | ProSense digital pressure gauge, 0 to 3000 psig, 0.5% of full scale accuracy, stainless steel wetted parts, 1/4in male NPT process connection, lower mount. | Stock | 114 | 126
DPG1-5000 | ProSense digital pressure gauge, 0 to 5000 psig, 0.5% of full scale accuracy, stainless steel wetted parts, 1/4in male NPT process connection, lower mount. | Stock | 114 | 126
DPG1-60 | ProSense digital pressure gauge, 0 to 60 psig, 0.5% of full scale accuracy, stainless steel wetted parts, 1/4in male NPT process connection, lower mount. | Stock | 114 | 126
DPG1-600 | ProSense digital pressure gauge, 0 to 600 psig, 0.5% of full scale accuracy, stainless steel wetted parts, 1/4in male NPT process connection, lower mount. | Stock | 114 | 126
DPM1-A-2R-H | ProSense digital panel meter, 1/32 DIN, 8mm 4-digit red LED, analog input, (2) 5A SPST relays output, 85 to 265 VAC/100 to 300 VDC operating voltage. | Stock | 103 | 117
DPM1-A-2R-L | ProSense digital panel meter, 1/32 DIN, 8mm 4-digit red LED, analog input, (2) 5A SPST relays output, 21 to 53 VAC/10.5 to 70 VDC operating voltage. | Stock | 103 | 117
DPM1-A-A2R-H | ProSense digital panel meter, 1/32 DIN, 8mm 4-digit red LED, analog input, 0/4-20 mA, (2) 5A SPST relays output, 85 to 265 VAC/100 to 300 VDC operating voltage. | Stock | 113 | 129
DPM1-A-A2R-L | ProSense digital panel meter, 1/32 DIN, 8mm 4-digit red LED, analog input, 0/4-20 mA, (2) 5A SPST relays output, 21 to 53 VAC/10.5 to 70 VDC operating voltage. | Stock | 113 | 129
DPM1-A-H | ProSense digital panel meter, 1/32 DIN, 10mm 4-digit red LED, analog input, 85 to 265 VAC/100 to 300 VDC operating voltage. | Stock | 93 | 106
DPM1-A-L | ProSense digital panel meter, 1/32 DIN, 10mm 4-digit red LED, analog input, 21 to 53 VAC/10.5 to 70 VDC operating voltage. | Stock | 93 | 106
DPM1-A-LP | ProSense digital panel meter, 1/32 DIN, 10mm 4-digit red LED, analog input, loop powered. | Stock | 72 | 82
DPM1-E-H | ProSense digital panel meter, 1/32 DIN, 10mm 4-digit red LED, AC/DC current or voltage input, 85 to 265 VAC/100 to 300 VDC operating voltage. | Stock | 93 | 106
DPM1-E-L | ProSense digital panel meter, 1/32 DIN, 10mm 4-digit red LED, AC/DC current or voltage input, 21 to 53 VAC/10.5 to 70 VDC operating voltage. | Stock | 93 | 106
DPM1-P-A2R-H | ProSense digital panel meter, 1/32 DIN, 8mm 4-digit red LED, pulse and frequency input, 0/4-20 mA and (2) 5A SPST relays output, 85 to 265 VAC/100 to 300 VDC operating voltage. | Stock | 113 | 129
DPM1-P-A2R-L | ProSense digital panel meter, 1/32 DIN, 8mm 4-digit red LED, pulse and frequency input, 0/4-20 mA and (2) 5A SPST relays output, 21 to 53 VAC/10.5 to 70 VDC operating voltage. | Stock | 113 | 129
DPM1-P-H | ProSense digital panel meter, 1/32 DIN, 10mm 4-digit red LED, pulse and frequency input, 85 to 265 VAC/100 to 300 VDC operating voltage. | Stock | 93 | 106
DPM1-P-L | ProSense digital panel meter, 1/32 DIN, 10mm 4-digit red LED, pulse and frequency input, 21 to 53 VAC/10.5 to 70 VDC operating voltage. | Stock | 93 | 106
DPM1-T-H | ProSense digital panel meter, 1/32 DIN, 10mm 4-digit red LED, RTD or thermocouple input, 85 to 265 VAC/100 to 300 VDC operating voltage. | Stock | 93 | 106
DPM1-T-L | ProSense digital panel meter, 1/32 DIN, 10mm 4-digit red LED, RTD or thermocouple input, 21 to 53 VAC/10.5 to 70 VDC operating voltage. | Stock | 93 | 106
DPM2-AT-2R-HL | ProSense digital panel meter, 1/8 DIN, 14mm 4-digit red LED, analog, RTD, thermocouple or potentiometer input, (2) 8A SPDT relays output, 20 to 265 VAC/11 to 265 VDC operating voltage. | Stock | 119 | 136
DPM2-AT-HL | ProSense digital panel meter, 1/8 DIN, 14mm 4-digit red LED, analog, RTD, thermocouple or potentiometer input, 20 to 265 VAC/11 to 265 VDC operating voltage. | Stock | 109 | 124
DPM2-E-2R-HL | ProSense digital panel meter, 1/8 DIN, 14mm 4-digit red LED, AC/DC current or voltage input, (2) 8A SPDT relays output, 20 to 265 VAC/11 to 265 VDC operating voltage. | Stock | 119 | 136
DPM2-E-HL | ProSense digital panel meter, 1/8 DIN, 14mm 4-digit red LED, AC/DC current or voltage input, 20 to 265 VAC/11 to 265 VDC operating voltage. | Stock | 109 | 124
DPM2L-AT-2R-HL | ProSense digital panel meter, 1/8 DIN, 20mm 4-digit red LED, analog, RTD, thermocouple, potentiometer input, (2) 8A SPDT relays output, 20 to 265 VAC/11 to 265 VDC operating voltage. | Stock | 127 | 145
DPM2L-AT-HL | ProSense digital panel meter, 1/8 DIN, 20mm 4-digit red LED, analog, RTD, thermocouple, potentiometer input, 20 to 265 VAC/11 to 265 VDC operating voltage. | Stock | 117 | 133
DPM2-P-2R-HL | ProSense digital panel meter, 1/8 DIN, 14mm 4-digit red LED, pulse and frequency input, (2) 8A SPDT relays output, 20 to 265 VAC/11 to 265 VDC operating voltage. | Stock | 119 | 136
DPM2-P-HL | ProSense digital panel meter, 1/8 DIN, 14mm 4-digit red LED, pulse and frequency input, 20 to 265 VAC/11 to 265 VDC operating voltage. | Stock | 109 | 124
DPM3-AT-2R-H | ProSense digital panel meter, 1/8 DIN, 14mm 5-digit tri-color (red, green, amber) LED, analog, RTD or thermocouple input, (2) 8A SPDT relays output, 85 to 265 VAC/100 to 300 VDC operating voltage. | Stock | 152 | 173
DPM3-AT-2R-L | ProSense digital panel meter, 1/8 DIN, 14mm 5-digit tri-color (red, green, amber) LED, analog, RTD or thermocouple input, (2) 8A SPDT relays output, 22 to 53 VAC/10.5 to 70 VDC operating voltage. | Stock | 152 | 173
DPM3-AT-4R-H | ProSense digital panel meter, 1/8 DIN, 14mm 5-digit tri-color (red, green, amber) LED, analog, RTD or thermocouple input, (4) 5A SPST relays output, 85 to 265 VAC/100 to 300 VDC operating voltage. | Stock | 164 | 187
DPM3-AT-4R-L | ProSense digital panel meter, 1/8 DIN, 14mm 5-digit tri-color (red, green, amber) LED, analog, RTD or thermocouple input, (4) 5A SPST relays output, 22 to 53 VAC/10.5 to 70 VDC operating voltage. | Stock | 164 | 187
DPM3-AT-A2R-H | ProSense digital panel meter, 1/8 DIN, 14mm 5-digit tri-color (red, green, amber) LED, analog, RTD or thermocouple input, 4-20 mA, (2) 8A SPDT relays output, 85 to 265 VAC/100 to 300 VDC operating voltage. | Stock | 169 | 193
DPM3-AT-A2R-L | ProSense digital panel meter, 1/8 DIN, 14mm 5-digit tri-color (red, green, amber) LED, analog, RTD or thermocouple input, 4-20 mA, (2) 8A SPDT relays output, 22 to 53 VAC/10.5 to 70 VDC operating voltage. | Stock | 169 | 193
DPM3-AT-A-H | ProSense digital panel meter, 1/8 DIN, 14mm 5-digit tri-color (red, green, amber) LED, analog, RTD or thermocouple input, 4-20 mA output, 85 to 265 VAC/100 to 300 VDC operating voltage. | Stock | 152 | 173
DPM3-AT-A-L | ProSense digital panel meter, 1/8 DIN, 14mm 5-digit tri-color (red, green, amber) LED, analog, RTD or thermocouple input, 4-20 mA output, 22 to 53 VAC/10.5 to 70 VDC operating voltage. | Stock | 152 | 173
DPM3-AT-H | ProSense digital panel meter, 1/8 DIN, 14mm 5-digit tri-color (red, green, amber) LED, analog, RTD or thermocouple input, 85 to 265 VAC/100 to 300 VDC operating voltage. | Stock | 135 | 154
DPM3-AT-L | ProSense digital panel meter, 1/8 DIN, 14mm 5-digit tri-color (red, green, amber) LED, analog, RTD or thermocouple input, 22 to 53 VAC/10.5 to 70 VDC operating voltage. | Stock | 135 | 154
DPM3-E-A2R-H | ProSense digital panel meter, 1/8 DIN, 14mm 5-digit tri-color (red, green, amber) LED, True RMS AC/DC current or voltage input, 4-20 mA, (2) 8A SPDT relays output, 85 to 265 VAC/100 to 300 VDC operating voltage. | Stock | 178 | 203
DPM3-E-A2R-L | ProSense digital panel meter, 1/8 DIN, 14mm 5-digit tri-color (red, green, amber) LED, True RMS AC/DC current or voltage input, 4-20 mA, (2) 8A SPDT relays output, 22 to 53 VAC/10.5 to 70 VDC operating voltage. | Stock | 178 | 203
DPM3-E-H | ProSense digital panel meter, 1/8 DIN, 14mm 5-digit tri-color (red, green, amber) LED, True RMS AC/DC current or voltage input, 85 to 265 VAC/100 to 300 VDC operating voltage. | Stock | 150 | 171
DPM3-E-L | ProSense digital panel meter, 1/8 DIN, 14mm 5-digit tri-color (red, green, amber) LED, True RMS AC/DC current or voltage input, 22 to 53 VAC/10.5 to 70 VDC operating voltage. | Stock | 150 | 171
DPM3-P-A2R-H | ProSense digital panel meter, 1/8 DIN, 14mm 5-digit tri-color (red, green, amber) LED, pulse and frequency input, 4-20 mA, (2) 8A SPDT relays output, 85 to 265 VAC/100 to 300 VDC operating voltage. | Stock | 169 | 193
DPM3-P-A2R-L | ProSense digital panel meter, 1/8 DIN, 14mm 5-digit tri-color (red, green, amber) LED, pulse and frequency input, 4-20 mA, (2) 8A SPDT relays output, 22 to 53 VAC/10.5 to 70 VDC operating voltage. | Stock | 169 | 193
DPM3-P-H | ProSense digital panel meter, 1/8 DIN, 14mm 5-digit tri-color (red, green, amber) LED, pulse and frequency input, 85 to 265 VAC/100 to 300 VDC operating voltage. | Stock | 135 | 154
DPM3-P-L | ProSense digital panel meter, 1/8 DIN, 14mm 5-digit tri-color (red, green, amber) LED, pulse and frequency input, 22 to 53 VAC/10.5 to 70 VDC operating voltage. | Stock | 135 | 154
DPM-BKT1 | ProSense panel mount bracket, for use with DPM2 and DPM3 series 1/8 DIN digital panel meters. Hardware included. | Stock | 20 | 23
DPTA-20-01 | ProSense air differential pressure transmitter, 0 to 1.0in of water column range, 4-20 mA analog output, 1/4in brass barbed process connection, 12 to 36 VDC operating voltage, screw terminals, 35mm DIN rail or panel mount. | Stock | 122 | 127
DPTA-20-01B | ProSense air differential pressure transmitter, -1.0 to +1.0in of water column range, 4-20 mA analog output, 1/4in brass barbed process connection, 12 to 36 VDC operating voltage, screw terminals, 35mm DIN rail or panel mount. | Stock | 122 | 127
DPTA-20-02 | ProSense air differential pressure transmitter, 0 to 2.0in of water column range, 4-20 mA analog output, 1/4in brass barbed process connection, 12 to 36 VDC operating voltage, screw terminals, 35mm DIN rail or panel mount. | Stock | 122 | 127
DPTA-20-02B | ProSense air differential pressure transmitter, -2.0 to +2.0in of water column range, 4-20 mA analog output, 1/4in brass barbed process connection, 12 to 36 VDC operating voltage, screw terminals, 35mm DIN rail or panel mount. | Stock | 122 | 127
DPTA-20-03 | ProSense air differential pressure transmitter, 0 to 3.0in of water column range, 4-20 mA analog output, 1/4in brass barbed process connection, 12 to 36 VDC operating voltage, screw terminals, 35mm DIN rail or panel mount. | Stock | 122 | 127
DPTA-20-03B | ProSense air differential pressure transmitter, -3.0 to +3.0in of water column range, 4-20 mA analog output, 1/4in brass barbed process connection, 12 to 36 VDC operating voltage, screw terminals, 35mm DIN rail or panel mount. | Stock | 122 | 127
DPTA-20-05 | ProSense air differential pressure transmitter, 0 to 5.0in of water column range, 4-20 mA analog output, 1/4in brass barbed process connection, 12 to 36 VDC operating voltage, screw terminals, 35mm DIN rail or panel mount. | Stock | 122 | 127
DPTA-20-05B | ProSense air differential pressure transmitter, -5.0 to +5.0in of water column range, 4-20 mA analog output, 1/4in brass barbed process connection, 12 to 36 VDC operating voltage, screw terminals, 35mm DIN rail or panel mount. | Stock | 122 | 127
DPTA-20-10 | ProSense air differential pressure transmitter, 0 to 10.0in of water column range, 4-20 mA analog output, 1/4in brass barbed process connection, 12 to 36 VDC operating voltage, screw terminals, 35mm DIN rail or panel mount. | Stock | 122 | 127
DPTA-20-10B | ProSense air differential pressure transmitter, -10.0 to +10.0in of water column range, 4-20 mA analog output, 1/4in brass barbed process connection, 12 to 36 VDC operating voltage, screw terminals, 35mm DIN rail or panel mount. | Stock | 122 | 127
DPTA-20-15 | ProSense air differential pressure transmitter, 0 to 15.0in of water column range, 4-20 mA analog output, 1/4in brass barbed process connection, 12 to 36 VDC operating voltage, screw terminals, 35mm DIN rail or panel mount. | Stock | 122 | 127
DPTA-20-15B | ProSense air differential pressure transmitter, -15.0 to +15.0in of water column range, 4-20 mA analog output, 1/4in brass barbed process connection, 12 to 36 VDC operating voltage, screw terminals, 35mm DIN rail or panel mount. | Stock | 122 | 127
DPTA-20-25 | ProSense air differential pressure transmitter, 0 to 25.0in of water column range, 4-20 mA analog output, 1/4in brass barbed process connection, 12 to 36 VDC operating voltage, screw terminals, 35mm DIN rail or panel mount. | Stock | 122 | 127
DPTA-20-P1 | ProSense air differential pressure transmitter, 0 to 0.1in of water column range, 4-20 mA analog output, 1/4in brass barbed process connection, 12 to 36 VDC operating voltage, screw terminals, 35mm DIN rail or panel mount. | Stock | 127 | 132
DPTA-20-P1B | ProSense air differential pressure transmitter, -0.1 to +0.1in of water column range, 4-20 mA analog output, 1/4in brass barbed process connection, 12 to 36 VDC operating voltage, screw terminals, 35mm DIN rail or panel mount. | Stock | 127 | 132
DPTA-20-P25 | ProSense air differential pressure transmitter, 0 to 0.25in of water column range, 4-20 mA analog output, 1/4in brass barbed process connection, 12 to 36 VDC operating voltage, screw terminals, 35mm DIN rail or panel mount. | Stock | 127 | 132
DPTA-20-P25B | ProSense air differential pressure transmitter, -0.25 to +0.25in of water column range, 4-20 mA analog output, 1/4in brass barbed process connection, 12 to 36 VDC operating voltage, screw terminals, 35mm DIN rail or panel mount. | Stock | 127 | 132
DPTA-20-P5 | ProSense air differential pressure transmitter, 0 to 0.5in of water column range, 4-20 mA analog output, 1/4in brass barbed process connection, 12 to 36 VDC operating voltage, screw terminals, 35mm DIN rail or panel mount. | Stock | 127 | 132
DPTA-20-P5B | ProSense air differential pressure transmitter, -0.5 to +0.5in of water column range, 4-20 mA analog output, 1/4in brass barbed process connection, 12 to 36 VDC operating voltage, screw terminals, 35mm DIN rail or panel mount. | Stock | 127 | 132
DPTW-20 | ProSense differential pressure transmitter, 0 to 20in of water column range, 4-20 mA analog output, 1/4in female NPT process connection, 12-32 VDC operating voltage, screw terminals, panel or wall mount. | Stock | 795
DPTW-200 | ProSense differential pressure transmitter, 0 to 200in of water column range, 4-20 mA analog output, 1/4in female NPT process connection, 12-32 VDC operating voltage, screw terminals, panel or wall mount. | Stock | 795
DPTW-4 | ProSense differential pressure transmitter, 0 to 4in of water column range, 4-20 mA analog output, 1/4in female NPT process connection, 12-32 VDC operating voltage, screw terminals, panel or wall mount. | Stock | 795
DPTW-40 | ProSense differential pressure transmitter, 0 to 40in of water column range, 4-20 mA analog output, 1/4in female NPT process connection, 12-32 VDC operating voltage, screw terminals, panel or wall mount. | Stock | 795
DPTW-400 | ProSense differential pressure transmitter, 0 to 400in of water column range, 4-20 mA analog output, 1/4in female NPT process connection, 12-32 VDC operating voltage, screw terminals, panel or wall mount. | Stock | 795
DPTW-8 | ProSense differential pressure transmitter, 0 to 8in of water column range, 4-20 mA analog output, 1/4in female NPT process connection, 12-32 VDC operating voltage, screw terminals, panel or wall mount. | Stock | 795
DPTW-80 | ProSense differential pressure transmitter, 0 to 80in of water column range, 4-20 mA analog output, 1/4in female NPT process connection, 12-32 VDC operating voltage, screw terminals, panel or wall mount. | Stock | 795
DR10-AN-1A | Micro Detectors inductive proximity sensor, rectangular, 10.3 x 28 x 16mm body, polyphthalamide housing, NPN, N.O. output, 3mm sensing distance, flush, 3 kHz switching frequency, IP67, pigtail. | Stock | 28.5 | 29.5
DR10-AN-1F | Micro Detectors inductive proximity sensor, rectangular, 10.3 x 37 x 16mm body, polyphthalamide housing, NPN, N.O. output, 3mm sensing distance, flush, 3 kHz switching frequency, IP67, 3-pin M8 quick-disconnect. | Stock | 28.5 | 29.5
DR10-AN-2A | Micro Detectors inductive proximity sensor, rectangular, 10.3 x 28 x 16mm body, polyphthalamide housing, NPN, N.O. output, 6mm sensing distance, non-flush, 3 kHz switching frequency, IP67, pigtail. | Stock | 28.5 | 29.5
DR10-AN-2F | Micro Detectors inductive proximity sensor, rectangular, 10.3 x 37 x 16mm body, polyphthalamide housing, NPN, N.O. output, 6mm sensing distance, non-flush, 3 kHz switching frequency, IP67, 3-pin M8 quick-disconnect. | Stock | 28.5 | 29.5
DR10-AP-1A | Micro Detectors inductive proximity sensor, rectangular, 10.3 x 28 x 16mm body, polyphthalamide housing, PNP, N.O. output, 3mm sensing distance, flush, 3 kHz switching frequency, IP67, pigtail. | Stock | 28.5 | 29.5
DR10-AP-1F | Micro Detectors inductive proximity sensor, rectangular, 10.3 x 37 x 16mm body, polyphthalamide housing, PNP, N.O. output, 3mm sensing distance, flush, 3 kHz switching frequency, IP67, 3-pin M8 quick-disconnect. | Stock | 28.5 | 29.5
DR10-AP-2A | Micro Detectors inductive proximity sensor, rectangular, 10.3 x 28 x 16mm body, polyphthalamide housing, PNP, N.O. output, 6mm sensing distance, non-flush, 3 kHz switching frequency, IP67, pigtail. | Stock | 28.5 | 29.5
DR10-AP-2F | Micro Detectors inductive proximity sensor, rectangular, 10.3 x 37 x 16mm body, polyphthalamide housing, PNP, N.O. output, 6mm sensing distance, non-flush, 3 kHz switching frequency, IP67, 3-pin M8 quick-disconnect. | Stock | 28.5 | 29.5
DR-123 | NITRA precision pneumatic regulator, 1/4in female NPT inlet(s), 1/4in female NPT outlet(s), 2-120 psi adjustable range. | Stock | 94 | 98
DR-126 | NITRA precision pneumatic regulator, 1/4in female NPT inlet(s), 1/4in female NPT outlet(s), 0.5-25 psi adjustable range. | Stock | 112 | 116
DR-133 | NITRA precision pneumatic regulator, 3/8in female NPT inlet(s), 3/8in female NPT outlet(s), 2-120 psi adjustable range. | Stock | 94 | 98
DR22B5-EB | Fuji Electric audible alarm buzzer, electronic sound, 90 dB at 0.1m, 70 dB at 1m, 2.4 kHz to 3.3 kHz tone frequency, intermittent/continuous tone(s), 12 to 24 VAC/VDC, permanent LED indicator(s), red, 22mm, panel mount, plastic housing, black, IP00. | Stock | 42.5 | 44
DR22B5-HB | Fuji Electric audible alarm buzzer, electronic sound, 90 dB at 0.1m, 70 dB at 1m, 2.4 kHz to 3.3 kHz tone frequency, intermittent/continuous tone(s), 100 to 110 VAC, permanent LED indicator(s), red, 22mm, panel mount, plastic housing, black, IP00. | Stock | 42.5 | 44
DR22B8-EB | Fuji Electric audible alarm buzzer, electronic sound, 80 dB at 0.1m, 60 dB at 1m, 2.4 kHz to 3.3 kHz tone frequency, intermittent/continuous tone(s), 12 to 24 VAC/VDC, 22mm, panel mount, plastic housing, black, IP54. | Stock | 31 | 32
DR22B8-HB | Fuji Electric audible alarm buzzer, electronic sound, 80 dB at 0.1m, 60 dB at 1m, 2.4 kHz to 3.3 kHz tone frequency, intermittent/continuous tone(s), 100 to 110 VAC, 22mm, panel mount, plastic housing, black, IP54. | Stock | 31 | 32
DR22E3L-E3GZA | Fuji Electric LED indicating light, permanent light function, IP65, 22mm, green, 30mm, round, plastic base, metal bezel, 24 VAC/VDC, full voltage. | Stock | 16.5 | 17
DR22E3L-E3RZA | Fuji Electric LED indicating light, permanent light function, IP65, 22mm, red, 30mm, round, plastic base, metal bezel, 24 VAC/VDC, full voltage. | Stock | 16.5 | 17
DR22E3L-E3SZA | Fuji Electric LED indicating light, permanent light function, IP65, 22mm, blue, 30mm, round, plastic base, metal bezel, 24 VAC/VDC, full voltage. | Stock | 23.5 | 24.5
DR22E3L-E3WZA | Fuji Electric LED indicating light, permanent light function, IP65, 22mm, white, 30mm, round, plastic base, metal bezel, 24 VAC/VDC, full voltage. | Stock | 16.5 | 17
DR22E3L-E3YZA | Fuji Electric LED indicating light, permanent light function, IP65, 22mm, yellow, 30mm, round, plastic base, metal bezel, 24 VAC/VDC, full voltage. | Stock | 16.5 | 17
DR22E3L-L3GZA | Fuji Electric LED indicating light, permanent light function, IP65, 22mm, green, 24mm, round, plastic base, metal bezel, 115-127 VAC, transformer. | Stock | 20 | 21
DR22E3L-L3RZA | Fuji Electric LED indicating light, permanent light function, IP65, 22mm, red, 30mm, round, plastic base, metal bezel, 115-127 VAC, transformer. | Stock | 20 | 21
DR22E3L-L3SZA | Fuji Electric LED indicating light, permanent light function, IP65, 22mm, blue, 24mm, round, plastic base, metal bezel, 115-127 VAC, transformer. | Stock | 31 | 32
DR22E3L-L3WZA | Fuji Electric LED indicating light, permanent light function, IP65, 22mm, white, 30mm, round, plastic base, metal bezel, 115-127 VAC, transformer. | Stock | 20 | 21
DR22E3L-L3YZA | Fuji Electric LED indicating light, permanent light function, IP65, 22mm, yellow, 24mm, round, plastic base, metal bezel, 115-127 VAC, transformer. | Stock | 20 | 21
DR30B5-EBZC | Fuji Electric audible alarm buzzer, electronic sound, 90 dB at 0.1m, 70 dB at 1m, 2.4 kHz to 3.3 kHz tone frequency, intermittent/continuous tone(s), 12 to 24 VAC/VDC, permanent LED indicator(s), red, 30mm, panel mount, plastic housing, silver, IP00. | Stock | 50 | 52
DR30B5-HBZC | Fuji Electric audible alarm buzzer, electronic sound, 90 dB at 0.1m, 70 dB at 1m, 2.4 kHz to 3.3 kHz tone frequency, intermittent/continuous tone(s), 100 to 110 VAC, permanent LED indicator(s), red, 30mm, panel mount, plastic housing, silver, IP00. | Stock | 50 | 52
DR30D0L-E3AZC | Fuji Electric LED indicating light, permanent light function, 30mm, orange, 41mm, dome, plastic base, metal bezel, 24 VAC/VDC, full voltage. | Stock | 19.5 | 20.5
DR30D0L-E3GZC | Fuji Electric LED indicating light, permanent light function, 30mm, green, 41mm, dome, plastic base, metal bezel, 24 VAC/VDC, full voltage. | Stock | 19.5 | 20.5
DR30D0L-E3RZC | Fuji Electric LED indicating light, permanent light function, 30mm, red, 41mm, dome, plastic base, metal bezel, 24 VAC/VDC, full voltage. | Stock | 19.5 | 20.5
DR30D0L-E3SZC | Fuji Electric LED indicating light, permanent light function, 30mm, blue, 41mm, dome, plastic base, metal bezel, 24 VAC/VDC, full voltage. | Stock | 28.5 | 29.5
DR30D0L-E3WZC | Fuji Electric LED indicating light, permanent light function, 30mm, white, 41mm, dome, plastic base, metal bezel, 24 VAC/VDC, full voltage. | Stock | 19.5 | 20.5
DR30D0L-E3YZC | Fuji Electric LED indicating light, permanent light function, 30mm, yellow, 41mm, dome, plastic base, metal bezel, 24 VAC/VDC, full voltage. | Stock | 19.5 | 20.5
DR30D0L-L9AZC | Fuji Electric LED indicating light, permanent light function, 30mm, orange, 41mm, dome, plastic base, metal bezel, 115-127 VAC, transformer. | Stock | 32.5 | 34
DR30D0L-L9GZC | Fuji Electric LED indicating light, permanent light function, 30mm, green, 41mm, dome, plastic base, metal bezel, 115-127 VAC, transformer. | Stock | 32.5 | 34
DR30D0L-L9RZC | Fuji Electric LED indicating light, permanent light function, 30mm, red, 41mm, dome, plastic base, metal bezel, 115-127 VAC, transformer. | Stock | 32.5 | 34
DR30D0L-L9SZC | Fuji Electric LED indicating light, permanent light function, 30mm, blue, 41mm, dome, plastic base, metal bezel, 115-127 VAC, transformer. | Stock | 41.5 | 43
DR30D0L-L9WZC | Fuji Electric LED indicating light, permanent light function, 30mm, white, 41mm, dome, plastic base, metal bezel, 115-127 VAC, transformer. | Stock | 32.5 | 34
DR30D0L-L9YZC | Fuji Electric LED indicating light, permanent light function, 30mm, yellow, 41mm, dome, plastic base, metal bezel, 115-127 VAC, transformer. | Stock | 32.5 | 34
DR30E3L-E3AZC | Fuji Electric LED indicating light, permanent light function, 30mm, orange, 41mm, extended round, plastic base, metal bezel, 24 VAC/VDC, full voltage. | Stock | 19.5 | 20.5
DR30E3L-E3GZC | Fuji Electric LED indicating light, permanent light function, 30mm, green, 41mm, extended round, plastic base, metal bezel, 24 VAC/VDC, full voltage. | Stock | 19.5 | 20.5
DR30E3L-E3RZC | Fuji Electric LED indicating light, permanent light function, 30mm, red, 41mm, extended round, plastic base, metal bezel, 24 VAC/VDC, full voltage. | Stock | 19.5 | 20.5
DR30E3L-E3SZC | Fuji Electric LED indicating light, permanent light function, 30mm, blue, 41mm, extended round, plastic base, metal bezel, 24 VAC/VDC, full voltage. | Stock | 34.5 | 36
DR30E3L-E3WZC | Fuji Electric LED indicating light, permanent light function, 30mm, white, 41mm, extended round, plastic base, metal bezel, 24 VAC/VDC, full voltage. | Stock | 19.5 | 20.5
DR30E3L-E3YZC | Fuji Electric LED indicating light, permanent light function, 30mm, yellow, 41mm, extended round, plastic base, metal bezel, 24 VAC/VDC, full voltage. | Stock | 19.5 | 20.5
DR30E3L-L3AZC | Fuji Electric LED indicating light, permanent light function, 30mm, orange, 41mm, extended round, plastic base, metal bezel, 115-127 VAC, transformer. | Stock | 23.5 | 24.5
DR30E3L-L3GZC | Fuji Electric LED indicating light, permanent light function, 30mm, green, 41mm, extended round, plastic base, metal bezel, 115-127 VAC, transformer. | Stock | 23.5 | 24.5
DR30E3L-L3RZC | Fuji Electric LED indicating light, permanent light function, 30mm, red, 41mm, extended round, plastic base, metal bezel, 115-127 VAC, transformer. | Stock | 23.5 | 24.5
DR30E3L-L3SZC | Fuji Electric LED indicating light, permanent light function, 30mm, blue, 41mm, extended round, plastic base, metal bezel, 115-127 VAC, transformer. | Stock | 34.5 | 36
DR30E3L-L3WZC | Fuji Electric LED indicating light, permanent light function, 30mm, white, 41mm, extended round, plastic base, metal bezel, 115-127 VAC, transformer. | Stock | 23.5 | 24.5
DR30E3L-L3YZC | Fuji Electric LED indicating light, permanent light function, 30mm, yellow, 41mm, extended round, plastic base, metal bezel, 115-127 VAC, transformer. | Stock | 23.5 | 24.5
DRA-2B | 35mm DIN rail adapter, package of 2. For use with AcuAMP transducers and switches. | Stock | 3.75 | 4.25
DRF01 | Roxburgh EMI input filter, 120/240 VAC, 1-phase, 1A, 35mm DIN rail mount, EMI/RFI filtering, 1-stage, general purpose, standard performance, screw terminals. | Stock | 46 | 48
DRF03 | Roxburgh EMI input filter, 120/240 VAC, 1-phase, 3A, 35mm DIN rail mount, EMI/RFI filtering, 1-stage, general purpose, standard performance, screw terminals. | Stock | 45.5 | 47.5
DRF06 | Roxburgh EMI input filter, 120/240 VAC, 1-phase, 6A, 35mm DIN rail mount, EMI/RFI filtering, 1-stage, general purpose, standard performance, screw terminals. | Stock | 45.5 | 47.5
DRF08 | Roxburgh EMI input filter, 120/240 VAC, 1-phase, 8A, 35mm DIN rail mount, EMI/RFI filtering, 1-stage, general purpose, standard performance, screw terminals. | Stock | 45.5 | 47.5
DRF10 | Roxburgh EMI input filter, 120/240 VAC, 1-phase, 10A, 35mm DIN rail mount, EMI/RFI filtering, 1-stage, general purpose, standard performance, screw terminals. | Stock | 45.5 | 47.5
DRZ42377 | Hammond 2-post seismic rack, 44U, 23in rack width, 2000lb capacity, carbon steel, black, powder coat finish. | from vendor up to 15 business days | 781 | 800
DRZ477 | Hammond 2-post seismic rack, 44U, 19in rack width, 2000lb capacity, carbon steel, black, powder coat finish. | from vendor up to 15 business days | 703 | 720
DS14-00 | Flowline EchoPod ultrasonic liquid level sensor, 4.1ft (1.25m) sensing range, (4) SPST relays, N.O./N.C. selectable, 12-24 VAC/VDC operating voltage, 1in male NPT process connection. | Stock | 356 | 375
DSG1 | Hammond enclosure door support guide, for use with Eclipse series, 1418 wall-mount, and all freestanding and floor-mount enclosures. Mounting hardware included. | Stock | 21 | 22.5
DSTOPK | Hammond enclosure door stop, for use with 20in (W) or greater single-door and 48in (W) or greater double-door enclosures. Mounting hardware included. | Stock | 99 | 108
DTE188 | Quadritalia OKK series door, 1800 x 800mm, carbon steel, RAL 7035 light gray, acrylic window. | Stock | 323 | 435
DTE18A | Quadritalia OKK series door, 1800 x 1000mm, carbon steel, RAL 7035 light gray, acrylic window. | Stock | 379 | 511
DTE208 | Quadritalia OKK series door, 2000 x 800mm, carbon steel, RAL 7035 light gray, acrylic window. | Stock | 365 | 492
DTE20A | Quadritalia OKK series door, 2000 x 1000mm, carbon steel, RAL 7035 light gray, acrylic window. | Stock | 426 | 575
DU10105W | AttaBox DuraShield series enclosure, NEMA 1/3/3S/4X/6/6P/12, 255 x 250 x 121mm (HxWxD), fiberglass reinforced polyester, Pantone 428 C glacier gray, screw cover. | from vendor up to 15 business days | 139 | 163
DU10165W | AttaBox DuraShield series enclosure, NEMA 1/3/3S/4X/6/6P/12, 400 x 250 x 121mm (HxWxD), fiberglass reinforced polyester, Pantone 428 C glacier gray, screw cover. | from vendor up to 15 business days | 215 | 254
DU14144W | AttaBox DuraShield series enclosure, NEMA 1/3/3S/4X/6/6P/12, 360 x 360 x 91mm (HxWxD), fiberglass reinforced polyester, Pantone 428 C glacier gray, screw cover. | from vendor up to 15 business days | 271 | 320
DU16165W | AttaBox DuraShield series enclosure, NEMA 1/3/3S/4X/6/6P/12, 405 x 400 x 121mm (HxWxD), fiberglass reinforced polyester, Pantone 428 C glacier gray, screw cover. | from vendor up to 15 business days | 291 | 343
DU554W | AttaBox DuraShield series enclosure, NEMA 1/3/3S/4X/6/6P/12, 122 x 120 x 91mm (HxWxD), fiberglass reinforced polyester, Pantone 428 C glacier gray, screw cover. | from vendor up to 15 business days | 59 | 69
DU594W | AttaBox DuraShield series enclosure, NEMA 1/3/3S/4X/6/6P/12, 220 x 120 x 91mmmm (HxWxD), fiberglass reinforced polyester, Pantone 428 C glacier gray, screw cover. | from vendor up to 15 business days | 105 | 124
DU7114W | AttaBox DuraShield series enclosure, NEMA 1/3/3S/4X/6/6P/12, 160 x 260 x 91mm (HxWxD), fiberglass reinforced polyester, Pantone 428 C glacier gray, screw cover. | from vendor up to 15 business days | 110 | 129
DU774W | AttaBox DuraShield series enclosure, NEMA 1/3/3S/4X/6/6P/12, 160 x 160 x 91mmmm (HxWxD), fiberglass reinforced polyester, Pantone 428 C glacier gray, screw cover. | from vendor up to 15 business days | 83 | 97
DUL24168W | AttaBox DuraShield series enclosure, NEMA 1/3/3S/4X/6/6P/12, 600 x 420 x 214mm (HxWxD), fiberglass reinforced polyester, Pantone 428 C glacier gray, screw cover. | from vendor up to 15 business days | 447 | 526
DULMTGKIT | AttaBox mounting feet kit, fiberglass reinforced polyester. For use with 18 x 12 x 7in (HxWxD) and larger DuraShield series enclosures. Includes (4) mounting feet and mounting hardware. | from vendor up to 15 business days | 35.5 | 41.5
DUMTGKIT | AttaBox mounting feet kit, fiberglass reinforced polyester. For use with up to 16 x 16 x 5in (HxWxD) DuraShield series enclosures. Includes (4) mounting feet and mounting hardware. | from vendor up to 15 business days | 19.25 | 22.5
DV-1000CBL | AutomationDirect communication cable, 6-pin RJ12 to 6-pin RJ12, 2m/6.6ft cable length. For use with DV-1000 or C-more Micro panels and AutomationDirect PLCs with an RJ12 port. | Stock | 20.5 | 21.5
DVD-1VSEAL | NITRA diaphragm, replacement, Viton. For use with DVD-2AC series NITRA pneumatic solenoid valves. One Viton diaphragm included. | Stock | 9.25 | 9.5
DVD-2AC2A-120A | NITRA solenoid valve, 2-way, 2-position, N.C., single solenoid spring return, 1/4in female NPT inlet(s), 1/4in female NPT outlet(s), Cv=1.55, 120 VAC, 18mm DIN style wiring plug. | Stock | 83 | 86
DVD-2AC2A-24A | NITRA solenoid valve, 2-way, 2-position, N.C., single solenoid spring return, 1/4in female NPT inlet(s), 1/4in female NPT outlet(s), Cv=1.55, 24 VAC, 18mm DIN style wiring plug. | Stock | 83 | 86
DVD-2AC2A-24D | NITRA solenoid valve, 2-way, 2-position, N.C., single solenoid spring return, 1/4in female NPT inlet(s), 1/4in female NPT outlet(s), Cv=1.55, 24 VDC, 18mm DIN style wiring plug. | Stock | 83 | 86
DVD-2AC3A-120A | NITRA solenoid valve, 2-way, 2-position, N.C., single solenoid spring return, 3/8in female NPT inlet(s), 3/8in female NPT outlet(s), Cv=1.95, 120 VAC, 18mm DIN style wiring plug. | Stock | 83 | 86
DVD-2AC3A-24A | NITRA solenoid valve, 2-way, 2-position, N.C., single solenoid spring return, 3/8in female NPT inlet(s), 3/8in female NPT outlet(s), Cv=1.95, 24 VAC, 18mm DIN style wiring plug. | Stock | 83 | 86
DVD-2AC3A-24D | NITRA solenoid valve, 2-way, 2-position, N.C., single solenoid spring return, 3/8in female NPT inlet(s), 3/8in female NPT outlet(s), Cv=1.95, 24 VDC, 18mm DIN style wiring plug. | Stock | 83 | 86
DVD-2AC4A-120A | NITRA solenoid valve, 2-way, 2-position, N.C., single solenoid spring return, 1/2in female NPT inlet(s), 1/2in female NPT outlet(s), Cv=2.45, 120 VAC, 18mm DIN style wiring plug. | Stock | 83 | 86
DVD-2AC4A-24A | NITRA solenoid valve, 2-way, 2-position, N.C., single solenoid spring return, 1/2in female NPT inlet(s), 1/2in female NPT outlet(s), Cv=2.45, 24 VAC, 18mm DIN style wiring plug. | Stock | 83 | 86
DVD-2AC4A-24D | NITRA solenoid valve, 2-way, 2-position, N.C., single solenoid spring return, 1/2in female NPT inlet(s), 1/2in female NPT outlet(s), Cv=2.45, 24 VDC, 18mm DIN style wiring plug. | Stock | 83 | 86
DVD-2BC2A-120A | NITRA solenoid valve, 2-way, 2-position, N.C., single solenoid spring return, 1/4in female NPT inlet(s), 1/4in female NPT outlet(s), Cv=1.55, 120 VAC, 11mm DIN style wiring plug. | Stock | 51 | 53
DVD-2BC2A-24A | NITRA solenoid valve, 2-way, 2-position, N.C., single solenoid spring return, 1/4in female NPT inlet(s), 1/4in female NPT outlet(s), Cv=1.55, 24 VAC, 11mm DIN style wiring plug. | Stock | 51 | 53
DVD-2BC2A-24D | NITRA solenoid valve, 2-way, 2-position, N.C., single solenoid spring return, 1/4in female NPT inlet(s), 1/4in female NPT outlet(s), Cv=1.55, 24 VDC, 11mm DIN style wiring plug. | Stock | 51 | 53
DVD-2BC3A-120A | NITRA solenoid valve, 2-way, 2-position, N.C., single solenoid spring return, 3/8in female NPT inlet(s), 3/8in female NPT outlet(s), Cv=1.95, 120 VAC, 11mm DIN style wiring plug. | Stock | 51 | 53
DVD-2BC3A-24A | NITRA solenoid valve, 2-way, 2-position, N.C., single solenoid spring return, 3/8in female NPT inlet(s), 3/8in female NPT outlet(s), Cv=1.95, 24 VAC, 11mm DIN style wiring plug. | Stock | 51 | 53
DVD-2BC3A-24D | NITRA solenoid valve, 2-way, 2-position, N.C., single solenoid spring return, 3/8in female NPT inlet(s), 3/8in female NPT outlet(s), Cv=1.95, 24 VDC, 11mm DIN style wiring plug. | Stock | 51 | 53
DVD-2BC4A-120A | NITRA solenoid valve, 2-way, 2-position, N.C., single solenoid spring return, 1/2in female NPT inlet(s), 1/2in female NPT outlet(s), Cv=2.45, 120 VAC, 11mm DIN style wiring plug. | Stock | 51 | 53
DVD-2BC4A-24A | NITRA solenoid valve, 2-way, 2-position, N.C., single solenoid spring return, 1/2in female NPT inlet(s), 1/2in female NPT outlet(s), Cv=2.45, 24 VAC, 11mm DIN style wiring plug. | Stock | 51 | 53
DVD-2BC4A-24D | NITRA solenoid valve, 2-way, 2-position, N.C., single solenoid spring return, 1/2in female NPT inlet(s), 1/2in female NPT outlet(s), Cv=2.45, 24 VDC, 11mm DIN style wiring plug. | Stock | 51 | 53
DVD-2BC5F-120A | NITRA solenoid valve, 2-way, 2-position, N.C., single solenoid spring return, 3/4in female NPT inlet(s), 3/4in female NPT outlet(s), Cv=14, 120 VAC, 18mm DIN style wiring plug. | Stock | 108 | 112
DVD-2BC5F-24D | NITRA solenoid valve, 2-way, 2-position, N.C., single solenoid spring return, 3/4in female NPT inlet(s), 3/4in female NPT outlet(s), Cv=14, 24 VDC, 18mm DIN style wiring plug. | Stock | 108 | 112
DVD-2BC6F-120A | NITRA solenoid valve, 2-way, 2-position, N.C., single solenoid spring return, 1in female NPT inlet(s), 1in female NPT outlet(s), Cv=14, 120 VAC, 18mm DIN style wiring plug. | Stock | 108 | 112
DVD-2BC6F-24D | NITRA solenoid valve, 2-way, 2-position, N.C., single solenoid spring return, 1in female NPT inlet(s), 1in female NPT outlet(s), Cv=14, 24 VDC, 18mm DIN style wiring plug. | Stock | 108 | 112
DVD-2VSEAL | NITRA diaphragm, replacement, Viton. For use with DVD-2BC2A, DVD-2BC3A and DVD-2BC4A series NITRA pneumatic solenoid valves. One Viton diaphragm included. | Stock | 9.25 | 9.5
DVD-3VSEAL | NITRA diaphragm, replacement, Viton. For use with DVD-2BC5F or DVD-2BC6F series NITRA pneumatic solenoid valves. One Viton diaphragm included. | Stock | 25.5 | 26.5
DVM-2BC1B-120A | NITRA solenoid valve, 2-way, 2-position, N.C., single solenoid spring return, 1/8in female NPT inlet(s), 1/8in female NPT outlet(s), Cv=0.065, 120 VAC, 11mm DIN style wiring plug. | Stock | 51 | 53
DVM-2BC1B-24A | NITRA solenoid valve, 2-way, 2-position, N.C., single solenoid spring return, 1/8in female NPT inlet(s), 1/8in female NPT outlet(s), Cv=0.065, 24 VAC, 11mm DIN style wiring plug. | Stock | 51 | 53
DVM-2BC1B-24D | NITRA solenoid valve, 2-way, 2-position, N.C., single solenoid spring return, 1/8in female NPT inlet(s), 1/8in female NPT outlet(s), Cv=0.065, 24 VDC, 11mm DIN style wiring plug. | Stock | 51 | 53
DVM-2BC2E-120A | NITRA solenoid valve, 2-way, 2-position, N.C., single solenoid spring return, 1/4in female NPT inlet(s), 1/4in female NPT outlet(s), Cv=0.24, 120 VAC, 18mm DIN style wiring plug. | Stock | 83 | 86
DVM-2BC2E-24A | NITRA solenoid valve, 2-way, 2-position, N.C., single solenoid spring return, 1/4in female NPT inlet(s), 1/4in female NPT outlet(s), Cv=0.24, 24 VAC, 18mm DIN style wiring plug. | Stock | 83 | 86
DVM-2BC2E-24D | NITRA solenoid valve, 2-way, 2-position, N.C., single solenoid spring return, 1/4in female NPT inlet(s), 1/4in female NPT outlet(s), Cv=0.24, 24 VDC, 18mm DIN style wiring plug. | Stock | 83 | 86
DVM-2BC2G-120A | NITRA solenoid valve, 2-way, 2-position, N.C., single solenoid spring return, 1/4in female NPT inlet(s), 1/4in female NPT outlet(s), Cv=0.52, 120 VAC, 18mm DIN style wiring plug. | Stock | 83 | 86
DVM-2BC2G-24A | NITRA solenoid valve, 2-way, 2-position, N.C., single solenoid spring return, 1/4in female NPT inlet(s), 1/4in female NPT outlet(s), Cv=0.52, 24 VAC, 18mm DIN style wiring plug. | Stock | 83 | 86
DVM-2BC2G-24D | NITRA solenoid valve, 2-way, 2-position, N.C., single solenoid spring return, 1/4in female NPT inlet(s), 1/4in female NPT outlet(s), Cv=0.52, 24 VDC, 18mm DIN style wiring plug. | Stock | 83 | 86
DVM-2BC3E-120A | NITRA solenoid valve, 2-way, 2-position, N.C., single solenoid spring return, 3/8in female NPT inlet(s), 3/8in female NPT outlet(s), Cv=0.24, 120 VAC, 18mm DIN style wiring plug. | Stock | 83 | 86
DVM-2BC3E-24A | NITRA solenoid valve, 2-way, 2-position, N.C., single solenoid spring return, 3/8in female NPT inlet(s), 3/8in female NPT outlet(s), Cv=0.24, 24 VAC, 18mm DIN style wiring plug. | Stock | 83 | 86
DVM-2BC3E-24D | NITRA solenoid valve, 2-way, 2-position, N.C., single solenoid spring return, 3/8in female NPT inlet(s), 3/8in female NPT outlet(s), Cv=0.24, 24 VDC, 18mm DIN style wiring plug. | Stock | 83 | 86
DVM-2BC3G-120A | NITRA solenoid valve, 2-way, 2-position, N.C., single solenoid spring return, 3/8in female NPT inlet(s), 3/8in female NPT outlet(s), Cv=0.52, 120 VAC, 18mm DIN style wiring plug. | Stock | 83 | 86
DVM-2BC3G-24A | NITRA solenoid valve, 2-way, 2-position, N.C., single solenoid spring return, 3/8in female NPT inlet(s), 3/8in female NPT outlet(s), Cv=0.52, 24 VAC, 18mm DIN style wiring plug. | Stock | 83 | 86
DVM-2BC3G-24D | NITRA solenoid valve, 2-way, 2-position, N.C., single solenoid spring return, 3/8in female NPT inlet(s), 3/8in female NPT outlet(s), Cv=0.52, 24 VDC, 18mm DIN style wiring plug. | Stock | 83 | 86
DVP-2BC1C-120A | NITRA solenoid valve, 2-way, 2-position, N.C., single solenoid spring return, 1/8in female NPT inlet(s), 1/8in female NPT outlet(s), Cv=0.08, 120 VAC, 11mm DIN style wiring plug. | Stock | 26 | 27
DVP-2BC1C-24A | NITRA solenoid valve, 2-way, 2-position, N.C., single solenoid spring return, 1/8in female NPT inlet(s), 1/8in female NPT outlet(s), Cv=0.08, 24 VAC, 11mm DIN style wiring plug. | Stock | 26 | 27
DVP-2BC1C-24D | NITRA solenoid valve, 2-way, 2-position, N.C., single solenoid spring return, 1/8in female NPT inlet(s), 1/8in female NPT outlet(s), Cv=0.08, 24 VDC, 11mm DIN style wiring plug. | Stock | 26 | 27
DVP-2BKT | NITRA mounting kit, for use with 2-station DVP-2C or DVP-3C series valves, includes (2) #8-32 x 2in screws, (2) #8 lock nuts and (1) Viton O-ring. | Stock | 5 | 5.25
DVP-2CC1C-120A | NITRA solenoid valve, 2-way, 2-position, N.C., single solenoid spring return, 1/8in female NPT inlet(s), 1/8in female NPT outlet(s), stackable, Cv=0.08, 120 VAC, 11mm DIN style wiring plug. | Stock | 26 | 27
DVP-2CC1C-24A | NITRA solenoid valve, 2-way, 2-position, N.C., single solenoid spring return, 1/8in female NPT inlet(s), 1/8in female NPT outlet(s), stackable, Cv=0.08, 24 VAC, 11mm DIN style wiring plug. | Stock | 26 | 27
DVP-2CC1C-24D | NITRA solenoid valve, 2-way, 2-position, N.C., single solenoid spring return, 1/8in female NPT inlet(s), 1/8in female NPT outlet(s), stackable, Cv=0.08, 24 VDC, 11mm DIN style wiring plug. | Stock | 26 | 27
DVP-2DC1D-120A | NITRA solenoid valve, 2-way, 2-position, N.C., single solenoid spring return, 1/8in female NPT inlet(s), 1/8in female NPT outlet(s), Cv=0.12, 120 VAC, 18mm DIN style wiring plug. | Stock | 46.5 | 48.5
DVP-2DC1D-24A | NITRA solenoid valve, 2-way, 2-position, N.C., single solenoid spring return, 1/8in female NPT inlet(s), 1/8in female NPT outlet(s), Cv=0.12, 24 VAC, 18mm DIN style wiring plug. | Stock | 46.5 | 48.5
DVP-2DC1D-24D | NITRA solenoid valve, 2-way, 2-position, N.C., single solenoid spring return, 1/8in female NPT inlet(s), 1/8in female NPT outlet(s), Cv=0.12, 24 VDC, 18mm DIN style wiring plug. | Stock | 46.5 | 48.5
DVP-2DC2E-120A | NITRA solenoid valve, 2-way, 2-position, N.C., single solenoid spring return, 1/4in female NPT inlet(s), 1/4in female NPT outlet(s), Cv=0.245, 120 VAC, 18mm DIN style wiring plug. | Stock | 46.5 | 48.5
DVP-2DC2E-24A | NITRA solenoid valve, 2-way, 2-position, N.C., single solenoid spring return, 1/4in female NPT inlet(s), 1/4in female NPT outlet(s), Cv=0.245, 24 VAC, 18mm DIN style wiring plug. | Stock | 46.5 | 48.5
DVP-2DC2E-24D | NITRA solenoid valve, 2-way, 2-position, N.C., single solenoid spring return, 1/4in female NPT inlet(s), 1/4in female NPT outlet(s), Cv=0.245, 24 VDC, 18mm DIN style wiring plug. | Stock | 46.5 | 48.5
DVP-2DC3F-120A | NITRA solenoid valve, 2-way, 2-position, N.C., single solenoid spring return, 3/8in female NPT inlet(s), 3/8in female NPT outlet(s), Cv=0.315, 120 VAC, 18mm DIN style wiring plug. | Stock | 46.5 | 48.5
DVP-2DC3F-24A | NITRA solenoid valve, 2-way, 2-position, N.C., single solenoid spring return, 3/8in female NPT inlet(s), 3/8in female NPT outlet(s), Cv=0.315, 24 VAC, 18mm DIN style wiring plug. | Stock | 46.5 | 48.5
DVP-2DC3F-24D | NITRA solenoid valve, 2-way, 2-position, N.C., single solenoid spring return, 3/8in female NPT inlet(s), 3/8in female NPT outlet(s), Cv=0.315, 24 VDC, 18mm DIN style wiring plug. | Stock | 46.5 | 48.5
DVP-3BC1C-120A | NITRA solenoid valve, 3-way, 2-position, N.C., single solenoid spring return, 1/8in female NPT inlet(s), 1/8in female NPT outlet(s), Cv=0.08, 120 VAC, 11mm DIN style wiring plug. | Stock | 26 | 27
DVP-3BC1C-24A | NITRA solenoid valve, 3-way, 2-position, N.C., single solenoid spring return, 1/8in female NPT inlet(s), 1/8in female NPT outlet(s), Cv=0.08, 24 VAC, 11mm DIN style wiring plug. | Stock | 26 | 27
DVP-3BC1C-24D | NITRA solenoid valve, 3-way, 2-position, N.C., single solenoid spring return, 1/8in female NPT inlet(s), 1/8in female NPT outlet(s), Cv=0.08, 24 VDC, 11mm DIN style wiring plug. | Stock | 26 | 27
DVP-3BKT | NITRA mounting kit, for use with 3-station DVP-2C or DVP-3C series valves, includes (2) #8-32 x 3in screws, (2) #8 lock nuts and (2) Viton O-rings. | Stock | 7 | 7.25
DVP-3CC1C-120A | NITRA solenoid valve, 3-way, 2-position, N.C., single solenoid spring return, 1/8in female NPT inlet(s), 1/8in female NPT outlet(s), stackable, Cv=0.08, 120 VAC, 11mm DIN style wiring plug. | Stock | 26 | 27
DVP-3CC1C-24A | NITRA solenoid valve, 3-way, 2-position, N.C., single solenoid spring return, 1/8in female NPT inlet(s), 1/8in female NPT outlet(s), stackable, Cv=0.08, 24 VAC, 11mm DIN style wiring plug. | Stock | 26 | 27
DVP-3CC1C-24D | NITRA solenoid valve, 3-way, 2-position, N.C., single solenoid spring return, 1/8in female NPT inlet(s), 1/8in female NPT outlet(s), stackable, Cv=0.08, 24 VDC, 11mm DIN style wiring plug. | Stock | 26 | 27
DVP-3DC1D-120A | NITRA solenoid valve, 3-way, 2-position, N.C., single solenoid spring return, 1/8in female NPT inlet(s), 1/8in female NPT outlet(s), Cv=0.12, 120 VAC, 18mm DIN style wiring plug. | Stock | 46.5 | 48.5
DVP-3DC1D-24A | NITRA solenoid valve, 3-way, 2-position, N.C., single solenoid spring return, 1/8in female NPT inlet(s), 1/8in female NPT outlet(s), Cv=0.12, 24 VAC, 18mm DIN style wiring plug. | Stock | 46.5 | 48.5
DVP-3DC1D-24D | NITRA solenoid valve, 3-way, 2-position, N.C., single solenoid spring return, 1/8in female NPT inlet(s), 1/8in female NPT outlet(s), Cv=0.12, 24 VDC, 18mm DIN style wiring plug. | Stock | 46.5 | 48.5
DVP-3DC2E-120A | NITRA solenoid valve, 3-way, 2-position, N.C., single solenoid spring return, 1/4in female NPT inlet(s), 1/4in female NPT outlet(s), Cv=0.245, 120 VAC, 18mm DIN style wiring plug. | Stock | 46.5 | 48.5
DVP-3DC2E-24A | NITRA solenoid valve, 3-way, 2-position, N.C., single solenoid spring return, 1/4in female NPT inlet(s), 1/4in female NPT outlet(s), Cv=0.245, 24 VAC, 18mm DIN style wiring plug. | Stock | 46.5 | 48.5
DVP-3DC2E-24D | NITRA solenoid valve, 3-way, 2-position, N.C., single solenoid spring return, 1/4in female NPT inlet(s), 1/4in female NPT outlet(s), Cv=0.245, 24 VDC, 18mm DIN style wiring plug. | Stock | 46.5 | 48.5
DVP-3DC3F-120A | NITRA solenoid valve, 3-way, 2-position, N.C., single solenoid spring return, 3/8in female NPT inlet(s), 3/8in female NPT outlet(s), Cv=0.315, 120 VAC, 18mm DIN style wiring plug. | Stock | 46.5 | 48.5
DVP-3DC3F-24A | NITRA solenoid valve, 3-way, 2-position, N.C., single solenoid spring return, 3/8in female NPT inlet(s), 3/8in female NPT outlet(s), Cv=0.315, 24 VAC, 18mm DIN style wiring plug. | Stock | 46.5 | 48.5
DVP-3DC3F-24D | NITRA solenoid valve, 3-way, 2-position, N.C., single solenoid spring return, 3/8in female NPT inlet(s), 3/8in female NPT outlet(s), Cv=0.315, 24 VDC, 18mm DIN style wiring plug. | Stock | 46.5 | 48.5
DVP-4BKT | NITRA mounting kit, for use with 4-station DVP-2C or DVP-3C series valves, includes (2) #8-32 x 4in screws, (2) #8 lock nuts and (3) Viton O-rings. | Stock | 8.5 | 8.75
DVP-5BKT | NITRA mounting kit, for use with 5-station DVP-2C or DVP-3C series valves, includes (2) #8-32 x 5in screws, (2) #8 lock nuts and (4) Viton O-rings. | Stock | 10 | 10.5
DVP-6BKT | NITRA mounting kit, for use with 6-station DVP-2C or DVP-3C series valves, includes (2) #8-32 x 6in screws, (2) #8 lock nuts and (5) Viton O-rings. | Stock | 12.5 | 13
DW-AD-501-04 | Contrinex inductive proximity sensor, tubular, 4mm diameter x 25mm body, nickel silver housing, NPN, N.O. output, 2.5mm sensing distance, semi-flush, 800 Hz switching frequency, IP67, pigtail. | Stock | 95 | 99
DW-AD-501-M12 | Contrinex inductive proximity sensor, tubular, 12mm diameter x 50mm body, chrome-plated brass housing, NPN, N.O. output, 6mm sensing distance, semi-flush, 800 Hz switching frequency, IP67, pigtail. | Stock | 58 | 60
DW-AD-501-M18 | Contrinex inductive proximity sensor, tubular, 18mm diameter x 51mm body, chrome-plated brass housing, NPN, N.O. output, 12mm sensing distance, semi-flush, 600 Hz switching frequency, IP67, pigtail. | Stock | 59 | 61
DW-AD-501-M30 | Contrinex inductive proximity sensor, tubular, 30mm diameter x 60mm body, chrome-plated brass housing, NPN, N.O. output, 22mm sensing distance, semi-flush, 200 Hz switching frequency, IP67, pigtail. | Stock | 63 | 66
DW-AD-501-M5 | Contrinex inductive proximity sensor, tubular, 5mm diameter x 25mm body, nickel silver housing, NPN, N.O. output, 2.5mm sensing distance, semi-flush, 800 Hz switching frequency, IP67, pigtail. | Stock | 88 | 92
DW-AD-501-M8 | Contrinex inductive proximity sensor, tubular, 8mm diameter x 45mm body, chrome-plated nickel silver housing, NPN, N.O. output, 3mm sensing distance, semi-flush, 1 kHz switching frequency, IP67, pigtail. | Stock | 57 | 59
DW-AD-502-04 | Contrinex inductive proximity sensor, tubular, 4mm diameter x 25mm body, nickel silver housing, NPN, N.C. output, 2.5mm sensing distance, semi-flush, 800 Hz switching frequency, IP67, pigtail. | Stock | 95 | 99
DW-AD-502-M12 | Contrinex inductive proximity sensor, tubular, 12mm diameter x 50mm body, chrome-plated brass housing, NPN, N.C. output, 6mm sensing distance, semi-flush, 800 Hz switching frequency, IP67, pigtail. | Stock | 58 | 60
DW-AD-502-M18 | Contrinex inductive proximity sensor, tubular, 18mm diameter x 51mm body, chrome-plated brass housing, NPN, N.C. output, 12mm sensing distance, semi-flush, 600 Hz switching frequency, IP67, pigtail. | Stock | 59 | 61
DW-AD-502-M30 | Contrinex inductive proximity sensor, tubular, 30mm diameter x 60mm body, chrome-plated brass housing, NPN, N.C. output, 22mm sensing distance, semi-flush, 200 Hz switching frequency, IP67, pigtail. | Stock | 63 | 66
DW-AD-502-M5 | Contrinex inductive proximity sensor, tubular, 5mm diameter x 25mm body, nickel silver housing, NPN, N.C. output, 2.5mm sensing distance, semi-flush, 800 Hz switching frequency, IP67, pigtail. | Stock | 88 | 92
DW-AD-502-M8 | Contrinex inductive proximity sensor, tubular, 8mm diameter x 45mm body, chrome-plated nickel silver housing, NPN, N.C. output, 3mm sensing distance, semi-flush, 1 kHz switching frequency, IP67, pigtail. | Stock | 57 | 59
DW-AD-503-04 | Contrinex inductive proximity sensor, tubular, 4mm diameter x 25mm body, nickel silver housing, PNP, N.O. output, 2.5mm sensing distance, semi-flush, 800 Hz switching frequency, IP67, pigtail. | Stock | 95 | 99
DW-AD-503-M12 | Contrinex inductive proximity sensor, tubular, 12mm diameter x 50mm body, chrome-plated brass housing, PNP, N.O. output, 6mm sensing distance, semi-flush, 800 Hz switching frequency, IP67, pigtail. | Stock | 58 | 60
DW-AD-503-M18 | Contrinex inductive proximity sensor, tubular, 18mm diameter x 51mm body, chrome-plated brass housing, PNP, N.O. output, 12mm sensing distance, semi-flush, 600 Hz switching frequency, IP67, pigtail. | Stock | 59 | 61
DW-AD-503-M30 | Contrinex inductive proximity sensor, tubular, 30mm diameter x 60mm body, chrome-plated brass housing, PNP, N.O. output, 22mm sensing distance, semi-flush, 200 Hz switching frequency, IP67, pigtail. | Stock | 63 | 66
DW-AD-503-M5 | Contrinex inductive proximity sensor, tubular, 5mm diameter x 25mm body, nickel silver housing, PNP, N.O. output, 2.5mm sensing distance, semi-flush, 800 Hz switching frequency, IP67, pigtail. | Stock | 88 | 92
DW-AD-503-M8 | Contrinex inductive proximity sensor, tubular, 8mm diameter x 45mm body, chrome-plated nickel silver housing, PNP, N.O. output, 3mm sensing distance, semi-flush, 1 kHz switching frequency, IP67, pigtail. | Stock | 57 | 59
DW-AD-504-04 | Contrinex inductive proximity sensor, tubular, 4mm diameter x 25mm body, nickel silver housing, PNP, N.C. output, 2.5mm sensing distance, semi-flush, 800 Hz switching frequency, IP67, pigtail. | Stock | 95 | 99
DW-AD-504-M12 | Contrinex inductive proximity sensor, tubular, 12mm diameter x 50mm body, chrome-plated brass housing, PNP, N.C. output, 6mm sensing distance, semi-flush, 800 Hz switching frequency, IP67, pigtail. | Stock | 58 | 60
DW-AD-504-M18 | Contrinex inductive proximity sensor, tubular, 18mm diameter x 51mm body, chrome-plated brass housing, PNP, N.C. output, 12mm sensing distance, semi-flush, 600 Hz switching frequency, IP67, pigtail. | Stock | 59 | 61
DW-AD-504-M30 | Contrinex inductive proximity sensor, tubular, 30mm diameter x 60mm body, chrome-plated brass housing, PNP, N.C. output, 22mm sensing distance, semi-flush, 200 Hz switching frequency, IP67, pigtail. | Stock | 63 | 66
DW-AD-504-M5 | Contrinex inductive proximity sensor, tubular, 5mm diameter x 25mm body, nickel silver housing, PNP, N.C. output, 2.5mm sensing distance, semi-flush, 800 Hz switching frequency, IP67, pigtail. | Stock | 88 | 92
DW-AD-504-M8 | Contrinex inductive proximity sensor, tubular, 8mm diameter x 45mm body, chrome-plated nickel silver housing, PNP, N.C. output, 3mm sensing distance, semi-flush, 1 kHz switching frequency, IP67, pigtail. | Stock | 57 | 59
DW-AD-509-C8-390 | Contrinex inductive proximity sensor, rectangular, 8 x 8 x 50mm body, chrome-plated brass housing, 0-10 VDC analog output, 4mm sensing distance, semi-flush, IP67, pigtail. | Stock | 152 | 158
DW-AD-509-M12 | Contrinex inductive proximity sensor, tubular, 12mm diameter x 50mm body, chrome-plated brass housing, 0-5 VDC or 1-5 mA analog output, 6mm sensing distance, semi-flush, IP67, pigtail. | Stock | 94 | 98
DW-AD-509-M12-390 | Contrinex inductive proximity sensor, tubular, 12mm diameter x 50mm body, chrome-plated brass housing, 0-10 VDC or 4-20 mA analog output, 6mm sensing distance, semi-flush, IP67, pigtail. | Stock | 94 | 98
DW-AD-509-M18-120 | Contrinex inductive proximity sensor, tubular, 18mm diameter x 36mm body, chrome-plated brass housing, 0-5 VDC or 1-5 mA analog output, 10mm sensing distance, semi-flush, IP67, pigtail. | Stock | 99 | 103
DW-AD-509-M18-320 | Contrinex inductive proximity sensor, tubular, 18mm diameter x 36mm body, chrome-plated brass housing, 0-10 VDC or 4-20 mA analog output, 10mm sensing distance, semi-flush, IP67, pigtail. | Stock | 99 | 103
DW-AD-509-M8 | Contrinex inductive proximity sensor, tubular, 8mm diameter x 45mm body, chrome-plated brass housing, 0-5 VDC analog output, 4mm sensing distance, semi-flush, IP67, pigtail. | Stock | 135 | 140
DW-AD-509-M8-390 | Contrinex inductive proximity sensor, tubular, 8mm diameter x 45mm body, chrome-plated brass housing, 0-10 VDC analog output, 4mm sensing distance, semi-flush, IP67, pigtail. | Stock | 135 | 140
DW-AD-511-M12 | Contrinex inductive proximity sensor, tubular, 12mm diameter x 50mm body, chrome-plated brass housing, NPN, N.O. output, 10mm sensing distance, non-flush, 400 Hz switching frequency, IP67, pigtail. | Stock | 62 | 64
DW-AD-511-M18 | Contrinex inductive proximity sensor, tubular, 18mm diameter x 51mm body, chrome-plated brass housing, NPN, N.O. output, 20mm sensing distance, non-flush, 500 Hz switching frequency, IP67, pigtail. | Stock | 63 | 66
DW-AD-511-M30 | Contrinex inductive proximity sensor, tubular, 30mm diameter x 60mm body, chrome-plated brass housing, NPN, N.O. output, 40mm sensing distance, non-flush, 100 Hz switching frequency, IP67, pigtail. | Stock | 69 | 72
DW-AD-511-M8 | Contrinex inductive proximity sensor, tubular, 8mm diameter x 45mm body, chrome-plated brass housing, NPN, N.O. output, 6mm sensing distance, non-flush, 500 Hz switching frequency, IP67, pigtail. | Stock | 61 | 63
DW-AD-512-M12 | Contrinex inductive proximity sensor, tubular, 12mm diameter x 50mm body, chrome-plated brass housing, NPN, N.C. output, 10mm sensing distance, non-flush, 400 Hz switching frequency, IP67, pigtail. | Stock | 62 | 64
DW-AD-512-M18 | Contrinex inductive proximity sensor, tubular, 18mm diameter x 51mm body, chrome-plated brass housing, NPN, N.C. output, 20mm sensing distance, non-flush, 500 Hz switching frequency, IP67, pigtail. | Stock | 63 | 66
DW-AD-512-M30 | Contrinex inductive proximity sensor, tubular, 30mm diameter x 60mm body, chrome-plated brass housing, NPN, N.C. output, 40mm sensing distance, non-flush, 100 Hz switching frequency, IP67, pigtail. | Stock | 69 | 72
DW-AD-512-M8 | Contrinex inductive proximity sensor, tubular, 8mm diameter x 45mm body, chrome-plated brass housing, NPN, N.C. output, 6mm sensing distance, non-flush, 500 Hz switching frequency, IP67, pigtail. | Stock | 61 | 63
DW-AD-513-M12 | Contrinex inductive proximity sensor, tubular, 12mm diameter x 50mm body, chrome-plated brass housing, PNP, N.O. output, 10mm sensing distance, non-flush, 400 Hz switching frequency, IP67, pigtail. | Stock | 62 | 64
DW-AD-513-M18 | Contrinex inductive proximity sensor, tubular, 18mm diameter x 51mm body, chrome-plated brass housing, PNP, N.O. output, 20mm sensing distance, non-flush, 500 Hz switching frequency, IP67, pigtail. | Stock | 63 | 66
DW-AD-513-M30 | Contrinex inductive proximity sensor, tubular, 30mm diameter x 60mm body, chrome-plated brass housing, PNP, N.O. output, 40mm sensing distance, non-flush, 100 Hz switching frequency, IP67, pigtail. | Stock | 69 | 72
DW-AD-513-M8 | Contrinex inductive proximity sensor, tubular, 8mm diameter x 45mm body, chrome-plated brass housing, PNP, N.O. output, 6mm sensing distance, non-flush, 500 Hz switching frequency, IP67, pigtail. | Stock | 61 | 63
DW-AD-514-M12 | Contrinex inductive proximity sensor, tubular, 12mm diameter x 50mm body, chrome-plated brass housing, PNP, N.C. output, 10mm sensing distance, non-flush, 400 Hz switching frequency, IP67, pigtail. | Stock | 62 | 64
DW-AD-514-M18 | Contrinex inductive proximity sensor, tubular, 18mm diameter x 51mm body, chrome-plated brass housing, PNP, N.C. output, 20mm sensing distance, non-flush, 500 Hz switching frequency, IP67, pigtail. | Stock | 63 | 66
DW-AD-514-M30 | Contrinex inductive proximity sensor, tubular, 30mm diameter x 60mm body, chrome-plated brass housing, PNP, N.C. output, 40mm sensing distance, non-flush, 100 Hz switching frequency, IP67, pigtail. | Stock | 69 | 72
DW-AD-514-M8 | Contrinex inductive proximity sensor, tubular, 8mm diameter x 45mm body, chrome-plated brass housing, PNP, N.C. output, 6mm sensing distance, non-flush, 500 Hz switching frequency, IP67, pigtail. | Stock | 61 | 63
DW-AD-521-M12 | Contrinex inductive proximity sensor, tubular, 12mm diameter x 50mm body, chrome-plated brass housing, NPN, N.O. output, 8mm sensing distance, semi-flush, 400 Hz switching frequency, IP67, pigtail. | Stock | 81 | 84
DW-AD-521-M8 | Contrinex inductive proximity sensor, tubular, 8mm diameter x 45mm body, chrome-plated nickel silver housing, NPN, N.O. output, 4mm sensing distance, semi-flush, 500 Hz switching frequency, IP67, pigtail. | Stock | 95 | 99
DW-AD-523-M12 | Contrinex inductive proximity sensor, tubular, 12mm diameter x 50mm body, chrome-plated brass housing, PNP, N.O. output, 8mm sensing distance, semi-flush, 400 Hz switching frequency, IP67, pigtail. | Stock | 81 | 84
DW-AD-523-M8 | Contrinex inductive proximity sensor, tubular, 8mm diameter x 45mm body, chrome-plated nickel silver housing, PNP, N.O. output, 4mm sensing distance, semi-flush, 500 Hz switching frequency, IP67, pigtail. | Stock | 95 | 99
DW-AD-524-M12 | Contrinex inductive proximity sensor, tubular, 12mm diameter x 50mm body, chrome-plated brass housing, PNP, N.C. output, 8mm sensing distance, semi-flush, 400 Hz switching frequency, IP67, pigtail. | Stock | 81 | 84
DW-AD-524-M8 | Contrinex inductive proximity sensor, tubular, 8mm diameter x 45mm body, chrome-plated nickel silver housing, PNP, N.C. output, 4mm sensing distance, semi-flush, 500 Hz switching frequency, IP67, pigtail. | Stock | 95 | 99
DW-AD-601-M12-120 | Contrinex inductive proximity sensor, tubular, 12mm diameter x 35mm body, nickel-plated brass housing, NPN, N.O. output, 2mm sensing distance, flush, 3 kHz switching frequency, IP67, pigtail. | Stock | 15.5 | 16
DW-AD-601-M8-121 | Contrinex inductive proximity sensor, tubular, 8mm diameter x 22mm body, 304 stainless steel housing, NPN, N.O. output, 1.5mm sensing distance, flush, 5 kHz switching frequency, IP67, pigtail. | Stock | 16 | 16.5
DW-AD-603-M12-120 | Contrinex inductive proximity sensor, tubular, 12mm diameter x 35mm body, nickel-plated brass housing, PNP, N.O. output, 2mm sensing distance, flush, 3 kHz switching frequency, IP67, pigtail. | Stock | 15.5 | 16
DW-AD-603-M8-121 | Contrinex inductive proximity sensor, tubular, 8mm diameter x 22mm body, 304 stainless steel housing, PNP, N.O. output, 1.5mm sensing distance, flush, 5 kHz switching frequency, IP67, pigtail. | Stock | 16 | 16.5
DW-AD-611-M12-120 | Contrinex inductive proximity sensor, tubular, 12mm diameter x 35mm body, nickel-plated brass housing, NPN, N.O. output, 4mm sensing distance, non-flush, 2 kHz switching frequency, IP67, pigtail. | Stock | 15.5 | 16
DW-AD-611-M8-121 | Contrinex inductive proximity sensor, tubular, 8mm diameter x 22mm body, 304 stainless steel housing, NPN, N.O. output, 2.5mm sensing distance, non-flush, 4.5 kHz switching frequency, IP67, pigtail. | Stock | 16 | 16.5
DW-AD-613-M12-120 | Contrinex inductive proximity sensor, tubular, 12mm diameter x 35mm body, nickel-plated brass housing, PNP, N.O. output, 4mm sensing distance, non-flush, 2 kHz switching frequency, IP67, pigtail. | Stock | 15.5 | 16
DW-AD-613-M8-121 | Contrinex inductive proximity sensor, tubular, 8mm diameter x 22mm body, 304 stainless steel housing, PNP, N.O. output, 2.5mm sensing distance, non-flush, 4.5 kHz switching frequency, IP67, pigtail. | Stock | 16 | 16.5
DW-AD-621-03-960 | Contrinex inductive proximity sensor, tubular, 3mm diameter x 12mm body, stainless steel housing, NPN, N.O. output, 1mm sensing distance, flush, 8 kHz switching frequency, IP67, pigtail. | Stock | 72 | 75
DW-AD-621-M12-120 | Contrinex inductive proximity sensor, tubular, 12mm diameter x 35mm body, nickel-plated brass housing, NPN, N.O. output, 4mm sensing distance, flush, 2.5 kHz switching frequency, IP67, pigtail. | Stock | 19 | 20
DW-AD-621-M4-960 | Contrinex inductive proximity sensor, tubular, 4mm diameter x 12mm body, stainless steel housing, NPN, N.O. output, 1mm sensing distance, flush, 8 kHz switching frequency, IP67, pigtail. | Stock | 72 | 75
DW-AD-621-M8 | Contrinex inductive proximity sensor, tubular, 8mm diameter x 35mm body, 304 stainless steel housing, NPN, N.O. output, 2mm sensing distance, flush, 5 kHz switching frequency, IP67, pigtail. | Stock | 19 | 20
DW-AD-622-03 | Contrinex inductive proximity sensor, tubular, 3mm diameter x 22mm body, stainless steel housing, NPN, N.C. output, 1mm sensing distance, flush, 3 kHz switching frequency, IP67, pigtail. | Stock | 72 | 75
DW-AD-622-M4 | Contrinex inductive proximity sensor, tubular, 4mm diameter x 22mm body, stainless steel housing, NPN, N.C. output, 1mm sensing distance, flush, 3 kHz switching frequency, IP67, pigtail. | Stock | 72 | 75
DW-AD-623-03-960 | Contrinex inductive proximity sensor, tubular, 3mm diameter x 12mm body, stainless steel housing, PNP, N.O. output, 1mm sensing distance, flush, 8 kHz switching frequency, IP67, pigtail. | Stock | 72 | 75
DW-AD-623-M12-120 | Contrinex inductive proximity sensor, tubular, 12mm diameter x 35mm body, nickel-plated brass housing, PNP, N.O. output, 4mm sensing distance, flush, 2.5 kHz switching frequency, IP67, pigtail. | Stock | 19 | 20
DW-AD-623-M4-960 | Contrinex inductive proximity sensor, tubular, 4mm diameter x 12mm body, stainless steel housing, PNP, N.O. output, 1mm sensing distance, flush, 8 kHz switching frequency, IP67, pigtail. | Stock | 72 | 75
DW-AD-623-M8 | Contrinex inductive proximity sensor, tubular, 8mm diameter x 35mm body, 304 stainless steel housing, PNP, N.O. output, 2mm sensing distance, flush, 5 kHz switching frequency, IP67, pigtail. | Stock | 19 | 20
DW-AD-624-03 | Contrinex inductive proximity sensor, tubular, 3mm diameter x 22mm body, stainless steel housing, PNP, N.C. output, 1mm sensing distance, flush, 3 kHz switching frequency, IP67, pigtail. | Stock | 72 | 75
DW-AD-624-M4 | Contrinex inductive proximity sensor, tubular, 4mm diameter x 22mm body, stainless steel housing, PNP, N.C. output, 1mm sensing distance, flush, 3 kHz switching frequency, IP67, pigtail. | Stock | 72 | 75
DW-AD-631-M12-120 | Contrinex inductive proximity sensor, tubular, 12mm diameter x 35mm body, nickel-plated brass housing, NPN, N.O. output, 8mm sensing distance, non-flush, 1.4 kHz switching frequency, IP67, pigtail. | Stock | 19 | 20
DW-AD-631-M8 | Contrinex inductive proximity sensor, tubular, 8mm diameter x 35mm body, 304 stainless steel housing, NPN, N.O. output, 4mm sensing distance, non-flush, 3.5 kHz switching frequency, IP67, pigtail. | Stock | 19 | 20
DW-AD-633-M12-120 | Contrinex inductive proximity sensor, tubular, 12mm diameter x 35mm body, nickel-plated brass housing, PNP, N.O. output, 8mm sensing distance, non-flush, 1.4 kHz switching frequency, IP67, pigtail. | Stock | 19 | 20
DW-AD-633-M8 | Contrinex inductive proximity sensor, tubular, 8mm diameter x 35mm body, 304 stainless steel housing, PNP, N.O. output, 4mm sensing distance, non-flush, 3.5 kHz switching frequency, IP67, pigtail. | Stock | 19 | 20
DW-AD-701-C23 | Contrinex inductive proximity sensor, rectangular, 32 x 20 x 8mm body, stainless steel housing, NPN, N.O. output, 7mm sensing distance, flush, 180 Hz switching frequency, IP68 IP69K, pigtail. | Stock | 88 | 92
DW-AD-702-C23 | Contrinex inductive proximity sensor, rectangular, 32 x 20 x 8mm body, stainless steel housing, NPN, N.C. output, 7mm sensing distance, flush, 180 Hz switching frequency, IP68 IP69K, pigtail. | Stock | 86 | 89
DW-AD-703-C23 | Contrinex inductive proximity sensor, rectangular, 32 x 20 x 8mm body, stainless steel housing, PNP, N.O. output, 7mm sensing distance, flush, 180 Hz switching frequency, IP68 IP69K, pigtail. | Stock | 88 | 92
DW-AD-704-C23 | Contrinex inductive proximity sensor, rectangular, 32 x 20 x 8mm body, stainless steel housing, PNP, N.C. output, 7mm sensing distance, flush, 180 Hz switching frequency, IP68 IP69K, pigtail. | Stock | 86 | 89
DW-AD-711-04 | Contrinex inductive proximity sensor, tubular, 4mm diameter x 30mm body, stainless steel housing, NPN, N.O. output, 3mm sensing distance, non-flush, 1.2 kHz switching frequency, IP67, pigtail. | Stock | 106 | 110
DW-AD-711-M12 | Contrinex inductive proximity sensor, tubular, 12mm diameter x 50mm body, stainless steel housing, NPN, N.O. output, 10mm sensing distance, non-flush, 400 Hz switching frequency, IP68 IP69K, pigtail. | Stock | 93 | 97
DW-AD-711-M18 | Contrinex inductive proximity sensor, tubular, 18mm diameter x 50mm body, stainless steel housing, NPN, N.O. output, 20mm sensing distance, non-flush, 200 Hz switching frequency, IP68 IP69K, pigtail. | Stock | 96 | 100
DW-AD-711-M30 | Contrinex inductive proximity sensor, tubular, 30mm diameter x 50mm body, stainless steel housing, NPN, N.O. output, 40mm sensing distance, non-flush, 90 Hz switching frequency, IP68 IP69K, pigtail. | Stock | 115 | 120
DW-AD-711-M5 | Contrinex inductive proximity sensor, tubular, 5mm diameter x 30mm body, stainless steel housing, NPN, N.O. output, 3mm sensing distance, non-flush, 1.2 kHz switching frequency, IP67, pigtail. | Stock | 106 | 110
DW-AD-711-M8 | Contrinex inductive proximity sensor, tubular, 8mm diameter x 45mm body, stainless steel housing, NPN, N.O. output, 6mm sensing distance, non-flush, 700 Hz switching frequency, IP67 IP68, pigtail. | Stock | 93 | 97
DW-AD-712-M12 | Contrinex inductive proximity sensor, tubular, 12mm diameter x 50mm body, stainless steel housing, NPN, N.C. output, 10mm sensing distance, non-flush, 400 Hz switching frequency, IP68 IP69K, pigtail. | Stock | 93 | 97
DW-AD-712-M18 | Contrinex inductive proximity sensor, tubular, 18mm diameter x 50mm body, stainless steel housing, NPN, N.C. output, 20mm sensing distance, non-flush, 200 Hz switching frequency, IP68 IP69K, pigtail. | Stock | 96 | 100
DW-AD-712-M30 | Contrinex inductive proximity sensor, tubular, 30mm diameter x 50mm body, stainless steel housing, NPN, N.C. output, 40mm sensing distance, non-flush, 90 Hz switching frequency, IP68 IP69K, pigtail. | Stock | 115 | 120
DW-AD-712-M8 | Contrinex inductive proximity sensor, tubular, 8mm diameter x 45mm body, stainless steel housing, NPN, N.C. output, 6mm sensing distance, non-flush, 700 Hz switching frequency, IP67 IP68, pigtail. | Stock | 93 | 97
DW-AD-713-04 | Contrinex inductive proximity sensor, tubular, 4mm diameter x 30mm body, stainless steel housing, PNP, N.O. output, 3mm sensing distance, non-flush, 1.2 kHz switching frequency, IP67, pigtail. | Stock | 106 | 110
DW-AD-713-M12 | Contrinex inductive proximity sensor, tubular, 12mm diameter x 50mm body, stainless steel housing, PNP, N.O. output, 10mm sensing distance, non-flush, 400 Hz switching frequency, IP68 IP69K, pigtail. | Stock | 93 | 97
DW-AD-713-M18 | Contrinex inductive proximity sensor, tubular, 18mm diameter x 50mm body, stainless steel housing, PNP, N.O. output, 20mm sensing distance, non-flush, 200 Hz switching frequency, IP68 IP69K, pigtail. | Stock | 96 | 100
DW-AD-713-M30 | Contrinex inductive proximity sensor, tubular, 30mm diameter x 50mm body, stainless steel housing, PNP, N.O. output, 40mm sensing distance, non-flush, 90 Hz switching frequency, IP68 IP69K, pigtail. | Stock | 115 | 120
DW-AD-713-M5 | Contrinex inductive proximity sensor, tubular, 5mm diameter x 30mm body, stainless steel housing, PNP, N.O. output, 3mm sensing distance, non-flush, 1.2 kHz switching frequency, IP67, pigtail. | Stock | 106 | 110
DW-AD-713-M8 | Contrinex inductive proximity sensor, tubular, 8mm diameter x 45mm body, stainless steel housing, PNP, N.O. output, 6mm sensing distance, non-flush, 700 Hz switching frequency, IP67 IP68, pigtail. | Stock | 93 | 97
DW-AD-714-M12 | Contrinex inductive proximity sensor, tubular, 12mm diameter x 50mm body, stainless steel housing, PNP, N.C. output, 10mm sensing distance, non-flush, 400 Hz switching frequency, IP68 IP69K, pigtail. | Stock | 93 | 97
DW-AD-714-M18 | Contrinex inductive proximity sensor, tubular, 18mm diameter x 50mm body, stainless steel housing, PNP, N.C. output, 20mm sensing distance, non-flush, 200 Hz switching frequency, IP68 IP69K, pigtail. | Stock | 96 | 100
DW-AD-714-M30 | Contrinex inductive proximity sensor, tubular, 30mm diameter x 50mm body, stainless steel housing, PNP, N.C. output, 40mm sensing distance, non-flush, 90 Hz switching frequency, IP68 IP69K, pigtail. | Stock | 115 | 120
DW-AD-714-M8 | Contrinex inductive proximity sensor, tubular, 8mm diameter x 45mm body, stainless steel housing, PNP, N.C. output, 6mm sensing distance, non-flush, 700 Hz switching frequency, IP67 IP68, pigtail. | Stock | 93 | 97
DW-AS-501-04 | Contrinex inductive proximity sensor, tubular, 4mm diameter x 38mm body, nickel silver housing, NPN, N.O. output, 2.5mm sensing distance, semi-flush, 800 Hz switching frequency, IP67, 3-pin M8 quick-disconnect. | Stock | 95 | 99
DW-AS-501-M12 | Contrinex inductive proximity sensor, tubular, 12mm diameter x 60mm body, chrome-plated brass housing, NPN, N.O. output, 6mm sensing distance, semi-flush, 800 Hz switching frequency, IP67, 4-pin M12 quick-disconnect. | Stock | 58 | 60
DW-AS-501-M18-002 | Contrinex inductive proximity sensor, tubular, 18mm diameter x 63.5mm body, chrome-plated brass housing, NPN, N.O. output, 12mm sensing distance, semi-flush, 600 Hz switching frequency, IP67, 4-pin M12 quick-disconnect. | Stock | 59 | 61
DW-AS-501-M30-002 | Contrinex inductive proximity sensor, tubular, 30mm diameter x 73.5mm body, chrome-plated brass housing, NPN, N.O. output, 22mm sensing distance, semi-flush, 200 Hz switching frequency, IP67, 4-pin M12 quick-disconnect. | Stock | 63 | 66
DW-AS-501-M5 | Contrinex inductive proximity sensor, tubular, 5mm diameter x 38mm body, nickel silver housing, NPN, N.O. output, 2.5mm sensing distance, semi-flush, 800 Hz switching frequency, IP67, 3-pin M8 quick-disconnect. | Stock | 88 | 92
DW-AS-501-M8 | Contrinex inductive proximity sensor, tubular, 8mm diameter x 66mm body, chrome-plated nickel silver housing, NPN, N.O. output, 3mm sensing distance, semi-flush, 1 kHz switching frequency, IP67, 4-pin M12 quick-disconnect. | Stock | 57 | 59
DW-AS-501-M8-001 | Contrinex inductive proximity sensor, tubular, 8mm diameter x 60mm body, chrome-plated nickel silver housing, NPN, N.O. output, 3mm sensing distance, semi-flush, 1 kHz switching frequency, IP67, 3-pin M8 quick-disconnect. | Stock | 57 | 59
DW-AS-502-04 | Contrinex inductive proximity sensor, tubular, 4mm diameter x 38mm body, nickel silver housing, NPN, N.C. output, 2.5mm sensing distance, semi-flush, 800 Hz switching frequency, IP67, 3-pin M8 quick-disconnect. | Stock | 95 | 99
DW-AS-502-M12 | Contrinex inductive proximity sensor, tubular, 12mm diameter x 60mm body, chrome-plated brass housing, NPN, N.C. output, 6mm sensing distance, semi-flush, 800 Hz switching frequency, IP67, 4-pin M12 quick-disconnect. | Stock | 58 | 60
DW-AS-502-M18-002 | Contrinex inductive proximity sensor, tubular, 18mm diameter x 63.5mm body, chrome-plated brass housing, NPN, N.C. output, 12mm sensing distance, semi-flush, 600 Hz switching frequency, IP67, 4-pin M12 quick-disconnect. | Stock | 59 | 61
DW-AS-502-M30-002 | Contrinex inductive proximity sensor, tubular, 30mm diameter x 73.5mm body, chrome-plated brass housing, NPN, N.C. output, 22mm sensing distance, semi-flush, 200 Hz switching frequency, IP67, 4-pin M12 quick-disconnect. | Stock | 63 | 66
DW-AS-502-M5 | Contrinex inductive proximity sensor, tubular, 5mm diameter x 38mm body, nickel silver housing, NPN, N.C. output, 2.5mm sensing distance, semi-flush, 800 Hz switching frequency, IP67, 3-pin M8 quick-disconnect. | Stock | 88 | 92
DW-AS-502-M8 | Contrinex inductive proximity sensor, tubular, 8mm diameter x 66mm body, chrome-plated nickel silver housing, NPN, N.C. output, 3mm sensing distance, semi-flush, 1 kHz switching frequency, IP67, 4-pin M12 quick-disconnect. | Stock | 57 | 59
DW-AS-502-M8-001 | Contrinex inductive proximity sensor, tubular, 8mm diameter x 60mm body, chrome-plated nickel silver housing, NPN, N.C. output, 3mm sensing distance, semi-flush, 1 kHz switching frequency, IP67, 3-pin M8 quick-disconnect. | Stock | 57 | 59
DW-AS-503-04 | Contrinex inductive proximity sensor, tubular, 4mm diameter x 38mm body, nickel silver housing, PNP, N.O. output, 2.5mm sensing distance, semi-flush, 800 Hz switching frequency, IP67, 3-pin M8 quick-disconnect. | Stock | 95 | 99
DW-AS-503-M12 | Contrinex inductive proximity sensor, tubular, 12mm diameter x 60mm body, chrome-plated brass housing, PNP, N.O. output, 6mm sensing distance, semi-flush, 800 Hz switching frequency, IP67, 4-pin M12 quick-disconnect. | Stock | 58 | 60
DW-AS-503-M18-002 | Contrinex inductive proximity sensor, tubular, 18mm diameter x 63.5mm body, chrome-plated brass housing, PNP, N.O. output, 12mm sensing distance, semi-flush, 600 Hz switching frequency, IP67, 4-pin M12 quick-disconnect. | Stock | 59 | 61
DW-AS-503-M30-002 | Contrinex inductive proximity sensor, tubular, 30mm diameter x 73.5mm body, chrome-plated brass housing, PNP, N.O. output, 22mm sensing distance, semi-flush, 200 Hz switching frequency, IP67, 4-pin M12 quick-disconnect. | Stock | 63 | 66
DW-AS-503-M5 | Contrinex inductive proximity sensor, tubular, 5mm diameter x 38mm body, nickel silver housing, PNP, N.O. output, 2.5mm sensing distance, semi-flush, 800 Hz switching frequency, IP67, 3-pin M8 quick-disconnect. | Stock | 88 | 92
DW-AS-503-M8 | Contrinex inductive proximity sensor, tubular, 8mm diameter x 66mm body, chrome-plated nickel silver housing, PNP, N.O. output, 3mm sensing distance, semi-flush, 1 kHz switching frequency, IP67, 4-pin M12 quick-disconnect. | Stock | 57 | 59
DW-AS-503-M8-001 | Contrinex inductive proximity sensor, tubular, 8mm diameter x 60mm body, chrome-plated nickel silver housing, PNP, N.O. output, 3mm sensing distance, semi-flush, 1 kHz switching frequency, IP67, 3-pin M8 quick-disconnect. | Stock | 57 | 59
DW-AS-504-04 | Contrinex inductive proximity sensor, tubular, 4mm diameter x 38mm body, nickel silver housing, PNP, N.C. output, 2.5mm sensing distance, semi-flush, 800 Hz switching frequency, IP67, 3-pin M8 quick-disconnect. | Stock | 95 | 99
DW-AS-504-M12 | Contrinex inductive proximity sensor, tubular, 12mm diameter x 60mm body, chrome-plated brass housing, PNP, N.C. output, 6mm sensing distance, semi-flush, 800 Hz switching frequency, IP67, 4-pin M12 quick-disconnect. | Stock | 58 | 60
DW-AS-504-M18-002 | Contrinex inductive proximity sensor, tubular, 18mm diameter x 63.5mm body, chrome-plated brass housing, PNP, N.C. output, 12mm sensing distance, semi-flush, 600 Hz switching frequency, IP67, 4-pin M12 quick-disconnect. | Stock | 59 | 61
DW-AS-504-M30-002 | Contrinex inductive proximity sensor, tubular, 30mm diameter x 73.5mm body, chrome-plated brass housing, PNP, N.C. output, 22mm sensing distance, semi-flush, 200 Hz switching frequency, IP67, 4-pin M12 quick-disconnect. | Stock | 63 | 66
DW-AS-504-M5 | Contrinex inductive proximity sensor, tubular, 5mm diameter x 38mm body, nickel silver housing, PNP, N.C. output, 2.5mm sensing distance, semi-flush, 800 Hz switching frequency, IP67, 3-pin M8 quick-disconnect. | Stock | 88 | 92
DW-AS-504-M8 | Contrinex inductive proximity sensor, tubular, 8mm diameter x 66mm body, chrome-plated nickel silver housing, PNP, N.C. output, 3mm sensing distance, semi-flush, 1 kHz switching frequency, IP67, 4-pin M12 quick-disconnect. | Stock | 57 | 59
DW-AS-504-M8-001 | Contrinex inductive proximity sensor, tubular, 8mm diameter x 60mm body, chrome-plated nickel silver housing, PNP, N.C. output, 3mm sensing distance, semi-flush, 1 kHz switching frequency, IP67, 3-pin M8 quick-disconnect. | Stock | 57 | 59
DW-AS-509-C8-390 | Contrinex inductive proximity sensor, rectangular, 8 x 8 x 59mm body, chrome-plated brass housing, 0-10 VDC analog output, 4mm sensing distance, semi-flush, IP67, 3-pin M8 quick-disconnect. | Stock | 152 | 158
DW-AS-509-M12 | Contrinex inductive proximity sensor, tubular, 12mm diameter x 60mm body, chrome-plated brass housing, 0-5 VDC or 1-5 mA analog output, 6mm sensing distance, semi-flush, IP67, 4-pin M12 quick-disconnect. | Stock | 94 | 98
DW-AS-509-M12-390 | Contrinex inductive proximity sensor, tubular, 12mm diameter x 60mm body, chrome-plated brass housing, 0-10 VDC or 4-20 mA analog output, 6mm sensing distance, semi-flush, IP67, 4-pin M12 quick-disconnect. | Stock | 94 | 98
DW-AS-509-M18-120 | Contrinex inductive proximity sensor, tubular, 18mm diameter x 48.5mm body, chrome-plated brass housing, 0-5 VDC or 1-5 mA analog output, 10mm sensing distance, semi-flush, IP67, 4-pin M12 quick-disconnect. | Stock | 99 | 103
DW-AS-509-M18-320 | Contrinex inductive proximity sensor, tubular, 18mm diameter x 48.5mm body, chrome-plated brass housing, 0-10 VDC or 4-20 mA analog output, 10mm sensing distance, semi-flush, IP67, 4-pin M12 quick-disconnect. | Stock | 99 | 103
DW-AS-509-M30-120 | Contrinex inductive proximity sensor, tubular, 30mm diameter x 48.5mm body, chrome-plated brass housing, 0-5 VDC or 1-5 mA analog output, 20mm sensing distance, semi-flush, IP67, 4-pin M12 quick-disconnect. | Stock | 109 | 113
DW-AS-509-M30-320 | Contrinex inductive proximity sensor, tubular, 30mm diameter x 48.5mm body, chrome-plated brass housing, 0-10 VDC or 4-20 mA analog output, 20mm sensing distance, semi-flush, IP67, 4-pin M12 quick-disconnect. | Stock | 109 | 113
DW-AS-509-M8-001 | Contrinex inductive proximity sensor, tubular, 8mm diameter x 60mm body, chrome-plated brass housing, 0-5 VDC analog output, 4mm sensing distance, semi-flush, IP67, 3-pin M8 quick-disconnect. | Stock | 135 | 140
DW-AS-509-M8-390 | Contrinex inductive proximity sensor, tubular, 8mm diameter x 60mm body, chrome-plated brass housing, 0-10 VDC analog output, 4mm sensing distance, semi-flush, IP67, 3-pin M8 quick-disconnect. | Stock | 135 | 140
DW-AS-511-M12 | Contrinex inductive proximity sensor, tubular, 12mm diameter x 60mm body, chrome-plated brass housing, NPN, N.O. output, 10mm sensing distance, non-flush, 400 Hz switching frequency, IP67, 4-pin M12 quick-disconnect. | Stock | 62 | 64
DW-AS-511-M18-002 | Contrinex inductive proximity sensor, tubular, 18mm diameter x 63.5mm body, chrome-plated brass housing, NPN, N.O. output, 20mm sensing distance, non-flush, 500 Hz switching frequency, IP67, 4-pin M12 quick-disconnect. | Stock | 63 | 66
DW-AS-511-M30-002 | Contrinex inductive proximity sensor, tubular, 30mm diameter x 73.5mm body, chrome-plated brass housing, NPN, N.O. output, 40mm sensing distance, non-flush, 100 Hz switching frequency, IP67, 4-pin M12 quick-disconnect. | Stock | 69 | 72
DW-AS-511-M8 | Contrinex inductive proximity sensor, tubular, 8mm diameter x 66mm body, chrome-plated brass housing, NPN, N.O. output, 6mm sensing distance, non-flush, 500 Hz switching frequency, IP67, 4-pin M12 quick-disconnect. | Stock | 61 | 63
DW-AS-511-M8-001 | Contrinex inductive proximity sensor, tubular, 8mm diameter x 60mm body, chrome-plated brass housing, NPN, N.O. output, 6mm sensing distance, non-flush, 500 Hz switching frequency, IP67, 3-pin M8 quick-disconnect. | Stock | 61 | 63
DW-AS-512-M12 | Contrinex inductive proximity sensor, tubular, 12mm diameter x 60mm body, chrome-plated brass housing, NPN, N.C. output, 10mm sensing distance, non-flush, 400 Hz switching frequency, IP67, 4-pin M12 quick-disconnect. | Stock | 62 | 64
DW-AS-512-M18-002 | Contrinex inductive proximity sensor, tubular, 18mm diameter x 63.5mm body, chrome-plated brass housing, NPN, N.C. output, 20mm sensing distance, non-flush, 500 Hz switching frequency, IP67, 4-pin M12 quick-disconnect. | Stock | 63 | 66
DW-AS-512-M30-002 | Contrinex inductive proximity sensor, tubular, 30mm diameter x 73.5mm body, chrome-plated brass housing, NPN, N.C. output, 40mm sensing distance, non-flush, 100 Hz switching frequency, IP67, 4-pin M12 quick-disconnect. | Stock | 69 | 72
DW-AS-512-M8 | Contrinex inductive proximity sensor, tubular, 8mm diameter x 66mm body, chrome-plated brass housing, NPN, N.C. output, 6mm sensing distance, non-flush, 500 Hz switching frequency, IP67, 4-pin M12 quick-disconnect. | Stock | 61 | 63
DW-AS-512-M8-001 | Contrinex inductive proximity sensor, tubular, 8mm diameter x 60mm body, chrome-plated brass housing, NPN, N.C. output, 6mm sensing distance, non-flush, 500 Hz switching frequency, IP67, 3-pin M8 quick-disconnect. | Stock | 61 | 63
DW-AS-513-M12 | Contrinex inductive proximity sensor, tubular, 12mm diameter x 60mm body, chrome-plated brass housing, PNP, N.O. output, 10mm sensing distance, non-flush, 400 Hz switching frequency, IP67, 4-pin M12 quick-disconnect. | Stock | 62 | 64
DW-AS-513-M18-002 | Contrinex inductive proximity sensor, tubular, 18mm diameter x 63.5mm body, chrome-plated brass housing, PNP, N.O. output, 20mm sensing distance, non-flush, 500 Hz switching frequency, IP67, 4-pin M12 quick-disconnect. | Stock | 63 | 66
DW-AS-513-M30-002 | Contrinex inductive proximity sensor, tubular, 30mm diameter x 73.5mm body, chrome-plated brass housing, PNP, N.O. output, 40mm sensing distance, non-flush, 100 Hz switching frequency, IP67, 4-pin M12 quick-disconnect. | Stock | 69 | 72
DW-AS-513-M8 | Contrinex inductive proximity sensor, tubular, 8mm diameter x 66mm body, chrome-plated brass housing, PNP, N.O. output, 6mm sensing distance, non-flush, 500 Hz switching frequency, IP67, 4-pin M12 quick-disconnect. | Stock | 61 | 63
DW-AS-513-M8-001 | Contrinex inductive proximity sensor, tubular, 8mm diameter x 60mm body, chrome-plated brass housing, PNP, N.O. output, 6mm sensing distance, non-flush, 500 Hz switching frequency, IP67, 3-pin M8 quick-disconnect. | Stock | 61 | 63
DW-AS-514-M12 | Contrinex inductive proximity sensor, tubular, 12mm diameter x 60mm body, chrome-plated brass housing, PNP, N.C. output, 10mm sensing distance, non-flush, 400 Hz switching frequency, IP67, 4-pin M12 quick-disconnect. | Stock | 62 | 64
DW-AS-514-M18-002 | Contrinex inductive proximity sensor, tubular, 18mm diameter x 63.5mm body, chrome-plated brass housing, PNP, N.C. output, 20mm sensing distance, non-flush, 500 Hz switching frequency, IP67, 4-pin M12 quick-disconnect. | Stock | 63 | 66
DW-AS-514-M30-002 | Contrinex inductive proximity sensor, tubular, 30mm diameter x 73.5mm body, chrome-plated brass housing, PNP, N.C. output, 40mm sensing distance, non-flush, 100 Hz switching frequency, IP67, 4-pin M12 quick-disconnect. | Stock | 69 | 72
DW-AS-514-M8 | Contrinex inductive proximity sensor, tubular, 8mm diameter x 66mm body, chrome-plated brass housing, PNP, N.C. output, 6mm sensing distance, non-flush, 500 Hz switching frequency, IP67, 4-pin M12 quick-disconnect. | Stock | 61 | 63
DW-AS-514-M8-001 | Contrinex inductive proximity sensor, tubular, 8mm diameter x 60mm body, chrome-plated brass housing, PNP, N.C. output, 6mm sensing distance, non-flush, 500 Hz switching frequency, IP67, 3-pin M8 quick-disconnect. | Stock | 61 | 63
DW-AS-521-M12 | Contrinex inductive proximity sensor, tubular, 12mm diameter x 60mm body, chrome-plated brass housing, NPN, N.O. output, 8mm sensing distance, semi-flush, 400 Hz switching frequency, IP67, 4-pin M12 quick-disconnect. | Stock | 81 | 84
DW-AS-521-M8 | Contrinex inductive proximity sensor, tubular, 8mm diameter x 66mm body, chrome-plated nickel silver housing, NPN, N.O. output, 4mm sensing distance, semi-flush, 500 Hz switching frequency, IP67, 4-pin M12 quick-disconnect. | Stock | 95 | 99
DW-AS-521-M8-001 | Contrinex inductive proximity sensor, tubular, 8mm diameter x 60mm body, chrome-plated nickel silver housing, NPN, N.O. output, 4mm sensing distance, semi-flush, 500 Hz switching frequency, IP67, 3-pin M8 quick-disconnect. | Stock | 95 | 99
DW-AS-522-M12 | Contrinex inductive proximity sensor, tubular, 12mm diameter x 60mm body, chrome-plated brass housing, NPN, N.C. output, 8mm sensing distance, semi-flush, 400 Hz switching frequency, IP67, 4-pin M12 quick-disconnect. | Stock | 81 | 84
DW-AS-522-M8-001 | Contrinex inductive proximity sensor, tubular, 8mm diameter x 60mm body, chrome-plated nickel silver housing, NPN, N.C. output, 4mm sensing distance, semi-flush, 500 Hz switching frequency, IP67, 3-pin M8 quick-disconnect. | Stock | 95 | 99
DW-AS-523-M12 | Contrinex inductive proximity sensor, tubular, 12mm diameter x 60mm body, chrome-plated brass housing, PNP, N.O. output, 8mm sensing distance, semi-flush, 400 Hz switching frequency, IP67, 4-pin M12 quick-disconnect. | Stock | 81 | 84
DW-AS-523-M8 | Contrinex inductive proximity sensor, tubular, 8mm diameter x 66mm body, chrome-plated nickel silver housing, PNP, N.O. output, 4mm sensing distance, semi-flush, 500 Hz switching frequency, IP67, 4-pin M12 quick-disconnect. | Stock | 95 | 99
DW-AS-523-M8-001 | Contrinex inductive proximity sensor, tubular, 8mm diameter x 60mm body, chrome-plated nickel silver housing, PNP, N.O. output, 4mm sensing distance, semi-flush, 500 Hz switching frequency, IP67, 3-pin M8 quick-disconnect. | Stock | 95 | 99
DW-AS-524-M12 | Contrinex inductive proximity sensor, tubular, 12mm diameter x 60mm body, chrome-plated brass housing, PNP, N.C. output, 8mm sensing distance, semi-flush, 400 Hz switching frequency, IP67, 4-pin M12 quick-disconnect. | Stock | 81 | 84
DW-AS-524-M8 | Contrinex inductive proximity sensor, tubular, 8mm diameter x 66mm body, chrome-plated nickel silver housing, PNP, N.C. output, 4mm sensing distance, semi-flush, 500 Hz switching frequency, IP67, 4-pin M12 quick-disconnect. | Stock | 95 | 99
DW-AS-524-M8-001 | Contrinex inductive proximity sensor, tubular, 8mm diameter x 60mm body, chrome-plated nickel silver housing, PNP, N.C. output, 4mm sensing distance, semi-flush, 500 Hz switching frequency, IP67, 3-pin M8 quick-disconnect. | Stock | 95 | 99
DW-AS-601-M12 | Contrinex inductive proximity sensor, tubular, 12mm diameter x 60mm body, nickel-plated brass housing, NPN, N.O. output, 2mm sensing distance, flush, 3 kHz switching frequency, IP67, 4-pin M12 quick-disconnect. | Stock | 15.5
DW-AS-601-M18-002 | Contrinex inductive proximity sensor, tubular, 18mm diameter x 63.5mm body, nickel-plated brass housing, NPN, N.O. output, 5mm sensing distance, flush, 2 kHz switching frequency, IP67, 4-pin M12 quick-disconnect. | Stock | 17.5
DW-AS-601-M30-002 | Contrinex inductive proximity sensor, tubular, 30mm diameter x 63.5mm body, nickel-plated brass housing, NPN, N.O. output, 10mm sensing distance, flush, 1.2 kHz switching frequency, IP67, 4-pin M12 quick-disconnect. | Stock | 24
DW-AS-601-M8-001 | Contrinex inductive proximity sensor, tubular, 8mm diameter x 45mm body, 304 stainless steel housing, NPN, N.O. output, 1.5mm sensing distance, flush, 5 kHz switching frequency, IP67, 3-pin M8 quick-disconnect. | Stock | 16
DW-AS-603-M12 | Contrinex inductive proximity sensor, tubular, 12mm diameter x 60mm body, nickel-plated brass housing, PNP, N.O. output, 2mm sensing distance, flush, 3 kHz switching frequency, IP67, 4-pin M12 quick-disconnect. | Stock | 15.5
DW-AS-603-M18-002 | Contrinex inductive proximity sensor, tubular, 18mm diameter x 63.5mm body, nickel-plated brass housing, PNP, N.O. output, 5mm sensing distance, flush, 2 kHz switching frequency, IP67, 4-pin M12 quick-disconnect. | Stock | 17.5
DW-AS-603-M30-002 | Contrinex inductive proximity sensor, tubular, 30mm diameter x 63.5mm body, nickel-plated brass housing, PNP, N.O. output, 10mm sensing distance, flush, 1.2 kHz switching frequency, IP67, 4-pin M12 quick-disconnect. | Stock | 24
DW-AS-603-M8-001 | Contrinex inductive proximity sensor, tubular, 8mm diameter x 45mm body, 304 stainless steel housing, PNP, N.O. output, 1.5mm sensing distance, flush, 5 kHz switching frequency, IP67, 3-pin M8 quick-disconnect. | Stock | 16
DW-AS-604-M12 | Contrinex inductive proximity sensor, tubular, 12mm diameter x 60mm body, nickel-plated brass housing, PNP, N.C. output, 2mm sensing distance, flush, 3 kHz switching frequency, IP67, 4-pin M12 quick-disconnect. | Stock | 15.5
DW-AS-604-M18-002 | Contrinex inductive proximity sensor, tubular, 18mm diameter x 63.5mm body, nickel-plated brass housing, PNP, N.C. output, 5mm sensing distance, flush, 2 kHz switching frequency, IP67, 4-pin M12 quick-disconnect. | Stock | 17.5
DW-AS-604-M30-002 | Contrinex inductive proximity sensor, tubular, 30mm diameter x 63.5mm body, nickel-plated brass housing, PNP, N.C. output, 10mm sensing distance, flush, 1.2 kHz switching frequency, IP67, 4-pin M12 quick-disconnect. | Stock | 24
DW-AS-604-M8-001 | Contrinex inductive proximity sensor, tubular, 8mm diameter x 45mm body, 304 stainless steel housing, PNP, N.C. output, 1.5mm sensing distance, flush, 5 kHz switching frequency, IP67, 3-pin M8 quick-disconnect. | Stock | 16
DW-AS-611-M12 | Contrinex inductive proximity sensor, tubular, 12mm diameter x 60mm body, nickel-plated brass housing, NPN, N.O. output, 4mm sensing distance, non-flush, 2 kHz switching frequency, IP67, 4-pin M12 quick-disconnect. | Stock | 15.5
DW-AS-611-M18-002 | Contrinex inductive proximity sensor, tubular, 18mm diameter x 63.5mm body, nickel-plated brass housing, NPN, N.O. output, 8mm sensing distance, non-flush, 2 kHz switching frequency, IP67, 4-pin M12 quick-disconnect. | Stock | 17.5
DW-AS-611-M30-002 | Contrinex inductive proximity sensor, tubular, 30mm diameter x 63.5mm body, nickel-plated brass housing, NPN, N.O. output, 15mm sensing distance, non-flush, 700 Hz switching frequency, IP67, 4-pin M12 quick-disconnect. | Stock | 24
DW-AS-611-M8-001 | Contrinex inductive proximity sensor, tubular, 8mm diameter x 45mm body, 304 stainless steel housing, NPN, N.O. output, 2.5mm sensing distance, non-flush, 4.5 kHz switching frequency, IP67, 3-pin M8 quick-disconnect. | Stock | 16
DW-AS-613-M12 | Contrinex inductive proximity sensor, tubular, 12mm diameter x 60mm body, nickel-plated brass housing, PNP, N.O. output, 4mm sensing distance, non-flush, 2 kHz switching frequency, IP67, 4-pin M12 quick-disconnect. | Stock | 15.5
DW-AS-613-M18-002 | Contrinex inductive proximity sensor, tubular, 18mm diameter x 63.5mm body, nickel-plated brass housing, PNP, N.O. output, 8mm sensing distance, non-flush, 2 kHz switching frequency, IP67, 4-pin M12 quick-disconnect. | Stock | 17.5
DW-AS-613-M30-002 | Contrinex inductive proximity sensor, tubular, 30mm diameter x 63.5mm body, nickel-plated brass housing, PNP, N.O. output, 15mm sensing distance, non-flush, 700 Hz switching frequency, IP67, 4-pin M12 quick-disconnect. | Stock | 24
DW-AS-613-M8-001 | Contrinex inductive proximity sensor, tubular, 8mm diameter x 45mm body, 304 stainless steel housing, PNP, N.O. output, 2.5mm sensing distance, non-flush, 4.5 kHz switching frequency, IP67, 3-pin M8 quick-disconnect. | Stock | 16
DW-AS-614-M12 | Contrinex inductive proximity sensor, tubular, 12mm diameter x 60mm body, nickel-plated brass housing, PNP, N.C. output, 4mm sensing distance, non-flush, 2 kHz switching frequency, IP67, 4-pin M12 quick-disconnect. | Stock | 15.5
DW-AS-614-M18-002 | Contrinex inductive proximity sensor, tubular, 18mm diameter x 63.5mm body, nickel-plated brass housing, PNP, N.C. output, 8mm sensing distance, non-flush, 2 kHz switching frequency, IP67, 4-pin M12 quick-disconnect. | Stock | 17.5
DW-AS-614-M30-002 | Contrinex inductive proximity sensor, tubular, 30mm diameter x 63.5mm body, nickel-plated brass housing, PNP, N.C. output, 15mm sensing distance, non-flush, 700 Hz switching frequency, IP67, 4-pin M12 quick-disconnect. | Stock | 24
DW-AS-614-M8-001 | Contrinex inductive proximity sensor, tubular, 8mm diameter x 45mm body, 304 stainless steel housing, PNP, N.C. output, 2.5mm sensing distance, non-flush, 4.5 kHz switching frequency, IP67, 3-pin M8 quick-disconnect. | Stock | 16
DW-AS-621-M12 | Contrinex inductive proximity sensor, tubular, 12mm diameter x 60mm body, nickel-plated brass housing, NPN, N.O. output, 4mm sensing distance, flush, 2.5 kHz switching frequency, IP67, 4-pin M12 quick-disconnect. | Stock | 19
DW-AS-621-M18-002 | Contrinex inductive proximity sensor, tubular, 18mm diameter x 63.5mm body, nickel-plated brass housing, NPN, N.O. output, 8mm sensing distance, flush, 1.5 kHz switching frequency, IP67, 4-pin M12 quick-disconnect. | Stock | 21.5
DW-AS-621-M8-001 | Contrinex inductive proximity sensor, tubular, 8mm diameter x 35mm body, 304 stainless steel housing, NPN, N.O. output, 2mm sensing distance, flush, 5 kHz switching frequency, IP67, 3-pin M8 quick-disconnect. | Stock | 19
DW-AS-623-M12 | Contrinex inductive proximity sensor, tubular, 12mm diameter x 60mm body, nickel-plated brass housing, PNP, N.O. output, 4mm sensing distance, flush, 2.5 kHz switching frequency, IP67, 4-pin M12 quick-disconnect. | Stock | 19
DW-AS-623-M18-002 | Contrinex inductive proximity sensor, tubular, 18mm diameter x 63.5mm body, nickel-plated brass housing, PNP, N.O. output, 8mm sensing distance, flush, 1.5 kHz switching frequency, IP67, 4-pin M12 quick-disconnect. | Stock | 21.5
DW-AS-623-M8-001 | Contrinex inductive proximity sensor, tubular, 8mm diameter x 35mm body, 304 stainless steel housing, PNP, N.O. output, 2mm sensing distance, flush, 5 kHz switching frequency, IP67, 3-pin M8 quick-disconnect. | Stock | 19
DW-AS-624-M12 | Contrinex inductive proximity sensor, tubular, 12mm diameter x 60mm body, nickel-plated brass housing, PNP, N.C. output, 4mm sensing distance, flush, 2.5 kHz switching frequency, IP67, 4-pin M12 quick-disconnect. | Stock | 19
DW-AS-624-M18-002 | Contrinex inductive proximity sensor, tubular, 18mm diameter x 63.5mm body, nickel-plated brass housing, PNP, N.C. output, 8mm sensing distance, flush, 1.5 kHz switching frequency, IP67, 4-pin M12 quick-disconnect. | Stock | 21.5
DW-AS-624-M8-001 | Contrinex inductive proximity sensor, tubular, 8mm diameter x 35mm body, 304 stainless steel housing, PNP, N.C. output, 2mm sensing distance, flush, 5 kHz switching frequency, IP67, 3-pin M8 quick-disconnect. | Stock | 19
DW-AS-631-M12 | Contrinex inductive proximity sensor, tubular, 12mm diameter x 60mm body, nickel-plated brass housing, NPN, N.O. output, 8mm sensing distance, non-flush, 1.4 kHz switching frequency, IP67, 4-pin M12 quick-disconnect. | Stock | 19
DW-AS-631-M18-002 | Contrinex inductive proximity sensor, tubular, 18mm diameter x 63.5mm body, nickel-plated brass housing, NPN, N.O. output, 12mm sensing distance, non-flush, 500 Hz switching frequency, IP67, 4-pin M12 quick-disconnect. | Stock | 21.5
DW-AS-631-M30-002 | Contrinex inductive proximity sensor, tubular, 30mm diameter x 63.5mm body, nickel-plated brass housing, NPN, N.O. output, 25mm sensing distance, non-flush, 200 Hz switching frequency, IP67, 4-pin M12 quick-disconnect. | Stock | 28
DW-AS-631-M8-001 | Contrinex inductive proximity sensor, tubular, 8mm diameter x 45mm body, 304 stainless steel housing, NPN, N.O. output, 4mm sensing distance, non-flush, 3.5 kHz switching frequency, IP67, 3-pin M8 quick-disconnect. | Stock | 19
DW-AS-633-M12 | Contrinex inductive proximity sensor, tubular, 12mm diameter x 60mm body, nickel-plated brass housing, PNP, N.O. output, 8mm sensing distance, non-flush, 1.4 kHz switching frequency, IP67, 4-pin M12 quick-disconnect. | Stock | 19
DW-AS-633-M18-002 | Contrinex inductive proximity sensor, tubular, 18mm diameter x 63.5mm body, nickel-plated brass housing, PNP, N.O. output, 12mm sensing distance, non-flush, 500 Hz switching frequency, IP67, 4-pin M12 quick-disconnect. | Stock | 21.5
DW-AS-633-M30-002 | Contrinex inductive proximity sensor, tubular, 30mm diameter x 63.5mm body, nickel-plated brass housing, PNP, N.O. output, 25mm sensing distance, non-flush, 200 Hz switching frequency, IP67, 4-pin M12 quick-disconnect. | Stock | 28
DW-AS-633-M8-001 | Contrinex inductive proximity sensor, tubular, 8mm diameter x 45mm body, 304 stainless steel housing, PNP, N.O. output, 4mm sensing distance, non-flush, 3.5 kHz switching frequency, IP67, 3-pin M8 quick-disconnect. | Stock | 19
DW-AS-634-M12 | Contrinex inductive proximity sensor, tubular, 12mm diameter x 60mm body, nickel-plated brass housing, PNP, N.C. output, 8mm sensing distance, non-flush, 1.4 kHz switching frequency, IP67, 4-pin M12 quick-disconnect. | Stock | 19
DW-AS-634-M18-002 | Contrinex inductive proximity sensor, tubular, 18mm diameter x 63.5mm body, nickel-plated brass housing, PNP, N.C. output, 12mm sensing distance, non-flush, 500 Hz switching frequency, IP67, 4-pin M12 quick-disconnect. | Stock | 21.5
DW-AS-634-M8-001 | Contrinex inductive proximity sensor, tubular, 8mm diameter x 45mm body, 304 stainless steel housing, PNP, N.C. output, 4mm sensing distance, non-flush, 3.5 kHz switching frequency, IP67, 3-pin M8 quick-disconnect. | Stock | 19
DW-AS-711-M12 | Contrinex inductive proximity sensor, tubular, 12mm diameter x 60mm body, stainless steel housing, NPN, N.O. output, 10mm sensing distance, non-flush, 400 Hz switching frequency, IP68 IP69K, 4-pin M12 quick-disconnect. | Stock | 93 | 97
DW-AS-711-M18-002 | Contrinex inductive proximity sensor, tubular, 18mm diameter x 63.5mm body, stainless steel housing, NPN, N.O. output, 20mm sensing distance, non-flush, 200 Hz switching frequency, IP68 IP69K, 4-pin M12 quick-disconnect. | Stock | 96 | 100
DW-AS-711-M30-002 | Contrinex inductive proximity sensor, tubular, 30mm diameter x 63.5mm body, stainless steel housing, NPN, N.O. output, 40mm sensing distance, non-flush, 90 Hz switching frequency, IP68 IP69K, 4-pin M12 quick-disconnect. | Stock | 115 | 120
DW-AS-711-M8 | Contrinex inductive proximity sensor, tubular, 8mm diameter x 66mm body, stainless steel housing, NPN, N.O. output, 6mm sensing distance, non-flush, 700 Hz switching frequency, IP67 IP68, 4-pin M12 quick-disconnect. | Stock | 93 | 97
DW-AS-711-M8-001 | Contrinex inductive proximity sensor, tubular, 8mm diameter x 60mm body, stainless steel housing, NPN, N.O. output, 6mm sensing distance, non-flush, 700 Hz switching frequency, IP67 IP68, 3-pin M8 quick-disconnect. | Stock | 93 | 97
DW-AS-712-M12 | Contrinex inductive proximity sensor, tubular, 12mm diameter x 60mm body, stainless steel housing, NPN, N.C. output, 10mm sensing distance, non-flush, 400 Hz switching frequency, IP68 IP69K, 4-pin M12 quick-disconnect. | Stock | 93 | 97
DW-AS-712-M18-002 | Contrinex inductive proximity sensor, tubular, 18mm diameter x 63.5mm body, stainless steel housing, NPN, N.C. output, 20mm sensing distance, non-flush, 200 Hz switching frequency, IP68 IP69K, 4-pin M12 quick-disconnect. | Stock | 96 | 100
DW-AS-712-M30-002 | Contrinex inductive proximity sensor, tubular, 30mm diameter x 63.5mm body, stainless steel housing, NPN, N.C. output, 40mm sensing distance, non-flush, 90 Hz switching frequency, IP68 IP69K, 4-pin M12 quick-disconnect. | Stock | 115 | 120
DW-AS-712-M8 | Contrinex inductive proximity sensor, tubular, 8mm diameter x 66mm body, stainless steel housing, NPN, N.C. output, 6mm sensing distance, non-flush, 700 Hz switching frequency, IP67 IP68, 4-pin M12 quick-disconnect. | Stock | 93 | 97
DW-AS-712-M8-001 | Contrinex inductive proximity sensor, tubular, 8mm diameter x 60mm body, stainless steel housing, NPN, N.C. output, 6mm sensing distance, non-flush, 700 Hz switching frequency, IP67 IP68, 3-pin M8 quick-disconnect. | Stock | 93 | 97
DW-AS-713-M12 | Contrinex inductive proximity sensor, tubular, 12mm diameter x 60mm body, stainless steel housing, PNP, N.O. output, 10mm sensing distance, non-flush, 400 Hz switching frequency, IP68 IP69K, 4-pin M12 quick-disconnect. | Stock | 93 | 97
DW-AS-713-M18-002 | Contrinex inductive proximity sensor, tubular, 18mm diameter x 63.5mm body, stainless steel housing, PNP, N.O. output, 20mm sensing distance, non-flush, 200 Hz switching frequency, IP68 IP69K, 4-pin M12 quick-disconnect. | Stock | 96 | 100
DW-AS-713-M30-002 | Contrinex inductive proximity sensor, tubular, 30mm diameter x 63.5mm body, stainless steel housing, PNP, N.O. output, 40mm sensing distance, non-flush, 90 Hz switching frequency, IP68 IP69K, 4-pin M12 quick-disconnect. | Stock | 115 | 120
DW-AS-713-M8 | Contrinex inductive proximity sensor, tubular, 8mm diameter x 66mm body, stainless steel housing, PNP, N.O. output, 6mm sensing distance, non-flush, 700 Hz switching frequency, IP67 IP68, 4-pin M12 quick-disconnect. | Stock | 93 | 97
DW-AS-713-M8-001 | Contrinex inductive proximity sensor, tubular, 8mm diameter x 60mm body, stainless steel housing, PNP, N.O. output, 6mm sensing distance, non-flush, 700 Hz switching frequency, IP67 IP68, 3-pin M8 quick-disconnect. | Stock | 93 | 97
DW-AS-714-M12 | Contrinex inductive proximity sensor, tubular, 12mm diameter x 60mm body, stainless steel housing, PNP, N.C. output, 10mm sensing distance, non-flush, 400 Hz switching frequency, IP68 IP69K, 4-pin M12 quick-disconnect. | Stock | 93 | 97
DW-AS-714-M18-002 | Contrinex inductive proximity sensor, tubular, 18mm diameter x 63.5mm body, stainless steel housing, PNP, N.C. output, 20mm sensing distance, non-flush, 200 Hz switching frequency, IP68 IP69K, 4-pin M12 quick-disconnect. | Stock | 96 | 100
DW-AS-714-M30-002 | Contrinex inductive proximity sensor, tubular, 30mm diameter x 63.5mm body, stainless steel housing, PNP, N.C. output, 40mm sensing distance, non-flush, 90 Hz switching frequency, IP68 IP69K, 4-pin M12 quick-disconnect. | Stock | 115 | 120
DW-AS-714-M8 | Contrinex inductive proximity sensor, tubular, 8mm diameter x 66mm body, stainless steel housing, PNP, N.C. output, 6mm sensing distance, non-flush, 700 Hz switching frequency, IP67 IP68, 4-pin M12 quick-disconnect. | Stock | 93 | 97
DW-AS-714-M8-001 | Contrinex inductive proximity sensor, tubular, 8mm diameter x 60mm body, stainless steel housing, PNP, N.C. output, 6mm sensing distance, non-flush, 700 Hz switching frequency, IP67 IP68, 3-pin M8 quick-disconnect. | Stock | 93 | 97
DW-AV-701-C23-276 | Contrinex inductive proximity sensor, rectangular, 32 x 20 x 8mm body, stainless steel housing, NPN, N.O. output, 7mm sensing distance, flush, 180 Hz switching frequency, IP68 IP69K, 3-pin M8 quick-disconnect. | Stock | 88 | 92
DW-AV-702-C23-276 | Contrinex inductive proximity sensor, rectangular, 32 x 20 x 8mm body, stainless steel housing, NPN, N.C. output, 7mm sensing distance, flush, 180 Hz switching frequency, IP68 IP69K, 3-pin M8 quick-disconnect. | Stock | 86 | 89
DW-AV-703-C23-276 | Contrinex inductive proximity sensor, rectangular, 32 x 20 x 8mm body, stainless steel housing, PNP, N.O. output, 7mm sensing distance, flush, 180 Hz switching frequency, IP68 IP69K, 3-pin M8 quick-disconnect. | Stock | 88 | 92
DW-AV-704-C23-276 | Contrinex inductive proximity sensor, rectangular, 32 x 20 x 8mm body, stainless steel housing, PNP, N.C. output, 7mm sensing distance, flush, 180 Hz switching frequency, IP68 IP69K, 3-pin M8 quick-disconnect. | Stock | 86 | 89
DW-AV-711-04-276 | Contrinex inductive proximity sensor, tubular, 4mm diameter x 30mm body, stainless steel housing, NPN, N.O. output, 3mm sensing distance, non-flush, 1.2 kHz switching frequency, IP67, 3-pin M8 quick-disconnect. | Stock | 106 | 110
DW-AV-711-M5-276 | Contrinex inductive proximity sensor, tubular, 5mm diameter x 30mm body, stainless steel housing, NPN, N.O. output, 3mm sensing distance, non-flush, 1.2 kHz switching frequency, IP67, 3-pin M8 quick-disconnect. | Stock | 106 | 110
DW-AV-713-04-276 | Contrinex inductive proximity sensor, tubular, 4mm diameter x 30mm body, stainless steel housing, PNP, N.O. output, 3mm sensing distance, non-flush, 1.2 kHz switching frequency, IP67, 3-pin M8 quick-disconnect. | Stock | 106 | 110
DW-AV-713-M5-276 | Contrinex inductive proximity sensor, tubular, 5mm diameter x 30mm body, stainless steel housing, PNP, N.O. output, 3mm sensing distance, non-flush, 1.2 kHz switching frequency, IP67, 3-pin M8 quick-disconnect. | Stock | 106 | 110
DX10-00 | Flowline EchoPod ultrasonic liquid level sensor, 4.1ft (1.25m) sensing range, 0-5 VDC, 0-10 VDC or 976-2000 Hz frequency selectable, 12-28 VDC operating voltage, 1in male NPT process connection. | Stock | 304 | 320
E12M010MD-M | NITRA pneumatic air cylinder, dual guide rod, 12mm bore, 10mm stroke, double acting, magnetic piston, universal mount. | Stock | 114 | 119
E12M020MD-M | NITRA pneumatic air cylinder, dual guide rod, 12mm bore, 20mm stroke, double acting, magnetic piston, universal mount. | Stock | 114 | 119
E12M025MD-M | NITRA pneumatic air cylinder, dual guide rod, 12mm bore, 25mm stroke, double acting, magnetic piston, universal mount. | Stock | 114 | 119
E12M030MD-M | NITRA pneumatic air cylinder, dual guide rod, 12mm bore, 30mm stroke, double acting, magnetic piston, universal mount. | Stock | 122 | 127
E12M040MD-M | NITRA pneumatic air cylinder, dual guide rod, 12mm bore, 40mm stroke, double acting, magnetic piston, universal mount. | Stock | 122 | 127
E12M050MD-M | NITRA pneumatic air cylinder, dual guide rod, 12mm bore, 50mm stroke, double acting, magnetic piston, universal mount. | Stock | 122 | 127
E12M075MD-M | NITRA pneumatic air cylinder, dual guide rod, 12mm bore, 75mm stroke, double acting, magnetic piston, universal mount. | Stock | 126 | 131
E12M100MD-M | NITRA pneumatic air cylinder, dual guide rod, 12mm bore, 100mm stroke, double acting, magnetic piston, universal mount. | Stock | 133 | 138
E12M125MD-M | NITRA pneumatic air cylinder, dual guide rod, 12mm bore, 125mm stroke, double acting, magnetic piston, universal mount. | Stock | 139 | 145
E12M150MD-M | NITRA pneumatic air cylinder, dual guide rod, 12mm bore, 150mm stroke, double acting, magnetic piston, universal mount. | Stock | 146 | 152
E16M010MD-M | NITRA pneumatic air cylinder, dual guide rod, 16mm bore, 10mm stroke, double acting, magnetic piston, universal mount. | Stock | 128 | 133
E16M020MD-M | NITRA pneumatic air cylinder, dual guide rod, 16mm bore, 20mm stroke, double acting, magnetic piston, universal mount. | Stock | 128 | 133
E16M025MD-M | NITRA pneumatic air cylinder, dual guide rod, 16mm bore, 25mm stroke, double acting, magnetic piston, universal mount. | Stock | 138 | 144
E16M030MD-M | NITRA pneumatic air cylinder, dual guide rod, 16mm bore, 30mm stroke, double acting, magnetic piston, universal mount. | Stock | 138 | 144
E16M040MD-M | NITRA pneumatic air cylinder, dual guide rod, 16mm bore, 40mm stroke, double acting, magnetic piston, universal mount. | Stock | 138 | 144
E16M050MD-M | NITRA pneumatic air cylinder, dual guide rod, 16mm bore, 50mm stroke, double acting, magnetic piston, universal mount. | Stock | 138 | 144
E16M075MD-M | NITRA pneumatic air cylinder, dual guide rod, 16mm bore, 75mm stroke, double acting, magnetic piston, universal mount. | Stock | 146 | 152
E16M100MD-M | NITRA pneumatic air cylinder, dual guide rod, 16mm bore, 100mm stroke, double acting, magnetic piston, universal mount. | Stock | 161 | 167
E16M125MD-M | NITRA pneumatic air cylinder, dual guide rod, 16mm bore, 125mm stroke, double acting, magnetic piston, universal mount. | Stock | 172 | 179
E16M150MD-M | NITRA pneumatic air cylinder, dual guide rod, 16mm bore, 150mm stroke, double acting, magnetic piston, universal mount. | Stock | 178 | 185
E16M175MD-M | NITRA pneumatic air cylinder, dual guide rod, 16mm bore, 175mm stroke, double acting, magnetic piston, universal mount. | Stock | 187 | 194
E16M200MD-M | NITRA pneumatic air cylinder, dual guide rod, 16mm bore, 200mm stroke, double acting, magnetic piston, universal mount. | Stock | 189 | 197
E18446 | AutomationDirect connection cable, 1/2in-20 UNF thread axial female to pigtail, 3-pole, PVC jacket, yellow, 16.4ft/5m cable length, IP67 IP68 IP69K. | Stock | 23 | 25.5
E18447 | AutomationDirect connection cable, 1/2in-20 UNF thread right-angle female to pigtail, 3-pole, PVC jacket, yellow, 16.4ft/5m cable length, IP67 IP68 IP69K. | Stock | 28.5 | 31.5
E18448 | AutomationDirect connection cable, 1/2in-20 UNF thread axial female to pigtail, 3-pole, PVC jacket, yellow, 32.8ft/10m cable length, IP67 IP68 IP69K. | Stock | 23 | 25.5
E18449 | AutomationDirect connection cable, 1/2in-20 UNF thread right-angle female to pigtail, 3-pole, PVC jacket, yellow, 32.8ft/10m cable length, IP67 IP68 IP69K. | Stock | 28.5 | 31.5
E2000 | Marathon XRI series premium efficiency AC induction motor, inverter rated, 1hp, 3-phase, 208-230/460 VAC, 3600rpm, TEFC, 56C frame, rolled steel, rigid base/C-face mount. | Stock | 688 | 716
E2001A | Marathon XRI series premium efficiency AC induction motor, inverter rated, 1hp, 3-phase, 208-230/460 VAC, 1800rpm, TEFC, 143TC frame, rolled steel, rigid base/C-face mount. | Stock | 561 | 583
E2002 | Marathon XRI series premium efficiency AC induction motor, inverter rated, 1hp, 3-phase, 208-230/460 VAC, 1200rpm, TEFC, 145TC frame, rolled steel, rigid base/C-face mount. | Stock | 619 | 644
E2004A | Marathon XRI series premium efficiency AC induction motor, inverter rated, 1-1/2hp, 3-phase, 208-230/460 VAC, 1800rpm, TEFC, 145TC frame, rolled steel, rigid base/C-face mount. | Stock | 590 | 614
E2007A | Marathon XRI series premium efficiency AC induction motor, inverter rated, 2hp, 3-phase, 208-230/460 VAC, 1800rpm, TEFC, 145TC frame, rolled steel, rigid base/C-face mount. | Stock | 562 | 637
E20M020MD-M | NITRA pneumatic air cylinder, dual guide rod, 20mm bore, 20mm stroke, double acting, magnetic piston, universal mount. | Stock | 156 | 162
E20M025MD-M | NITRA pneumatic air cylinder, dual guide rod, 20mm bore, 25mm stroke, double acting, magnetic piston, universal mount. | Stock | 165 | 172
E20M030MD-M | NITRA pneumatic air cylinder, dual guide rod, 20mm bore, 30mm stroke, double acting, magnetic piston, universal mount. | Stock | 165 | 172
E20M040MD-M | NITRA pneumatic air cylinder, dual guide rod, 20mm bore, 40mm stroke, double acting, magnetic piston, universal mount. | Stock | 165 | 172
E20M050MD-M | NITRA pneumatic air cylinder, dual guide rod, 20mm bore, 50mm stroke, double acting, magnetic piston, universal mount. | Stock | 165 | 172
E20M075MD-M | NITRA pneumatic air cylinder, dual guide rod, 20mm bore, 75mm stroke, double acting, magnetic piston, universal mount. | Stock | 177 | 184
E20M100MD-M | NITRA pneumatic air cylinder, dual guide rod, 20mm bore, 100mm stroke, double acting, magnetic piston, universal mount. | Stock | 185 | 192
E20M125MD-M | NITRA pneumatic air cylinder, dual guide rod, 20mm bore, 125mm stroke, double acting, magnetic piston, universal mount. | Stock | 197 | 205
E20M150MD-M | NITRA pneumatic air cylinder, dual guide rod, 20mm bore, 150mm stroke, double acting, magnetic piston, universal mount. | Stock | 209 | 217
E20M175MD-M | NITRA pneumatic air cylinder, dual guide rod, 20mm bore, 175mm stroke, double acting, magnetic piston, universal mount. | Stock | 219 | 228
E20M200MD-M | NITRA pneumatic air cylinder, dual guide rod, 20mm bore, 200mm stroke, double acting, magnetic piston, universal mount. | Stock | 231 | 240
E20M250MD-M | NITRA pneumatic air cylinder, dual guide rod, 20mm bore, 250mm stroke, double acting, magnetic piston, universal mount. | Stock | 251 | 261
E22ASB106 | Eaton emergency stop control station, single pushbutton, mushroom, red, twist-to-release, (1) N.C. contact(s), legend plate marking "EMERG. STOP". | Stock | 120 | 125
E22ASB204 | Eaton control station cover assembly, flush, extended pushbuttons, green/red, momentary, (1) N.O./(1) N.C. contact(s), legend plate marking "START, STOP". | Stock | 107 | 111
E22B1 | Cutler-Hammer contact block, replacement, (1) N.C. contact(s). For use with 22mm devices. | Stock | 14.5 | 15
E22B11 | Cutler-Hammer contact block, replacement, (1) N.O. and (1) N.C. contact(s). For use with 22mm devices. | Stock | 26 | 27
E22B2 | Cutler-Hammer contact block, replacement, (1) N.O. contact(s). For use with 22mm devices. | Stock | 14.5 | 15
E22B20 | Cutler-Hammer contact block, replacement, (2) N.O. contact(s). For use with 22mm devices. | Stock | 26 | 27
E22BHP | Plug, nylon, black. For use with 22mm hole. | Stock | 10 | 10.5
E22CB1M | Self-monitoring contact block, for use with 22mm (E22) pushbuttons. | Stock | 33 | 34.5
E22DB1B20X11C | Eaton pushbutton, 22mm, momentary, incandescent illuminated, (1) N.O./(1) N.C. contact(s), plastic base, plastic bezel, Operator: red/green, double headed, 58mm, rectangular, plastic, operator text "(I) and (0)", 120 VAC, transformer. | Stock | 114 | 119
E22EB2B | Eaton pushbutton, 22mm, momentary, (1) N.C. contact(s), plastic base, plastic bezel, Operator: red, extended, 28mm, round, plastic. | Stock | 20.5 | 21.5
E22H2X11 | Eaton incandescent indicating light, permanent light function, 22mm, red, 29mm, round, plastic base, 120 VAC, transformer. | Stock | 64 | 67
E22H3X11 | Eaton incandescent indicating light, permanent light function, 22mm, green, 29mm, round, plastic base, 120 VAC, transformer. | Stock | 64 | 67
E22H9X11 | Eaton incandescent indicating light, permanent light function, 22mm, amber, 29mm, round, plastic base, 120 VAC, transformer. | Stock | 64 | 67
E22HL2X4 | Eaton cluster style LED indicating light, permanent light function, 22mm, red, 29mm, round, plastic base, 24 VAC/VDC, full voltage. | Stock | 31 | 32
E22HL2X8 | Eaton cluster style LED indicating light, permanent light function, 22mm, red, 29mm, round, plastic base, 120 VAC/VDC, full voltage. | Stock | 31 | 32
E22HL3X4 | Eaton cluster style LED indicating light, permanent light function, 22mm, green, 29mm, round, plastic base, 24 VAC/VDC, full voltage. | Stock | 31 | 32
E22HL3X8 | Eaton cluster style LED indicating light, permanent light function, 22mm, green, 29mm, round, plastic base, 120 VAC/VDC, full voltage. | Stock | 31 | 32
E22HL9X4 | Eaton cluster style LED indicating light, permanent light function, 22mm, amber, 29mm, round, plastic base, 24 VAC/VDC, full voltage. | Stock | 31 | 32
E22HL9X8 | Eaton cluster style LED indicating light, permanent light function, 22mm, amber, 29mm, round, plastic base, 120 VAC/VDC, full voltage. | Stock | 31 | 32
E22HV2X4 | Eaton incandescent indicating light, permanent light function, 22mm, red, 29mm, round, plastic base, 24 VAC/VDC, full voltage. | Stock | 24.5 | 25.5
E22HV2X8 | Eaton incandescent indicating light, permanent light function, 22mm, red, 29mm, round, plastic base, 120 VAC/VDC, full voltage. | Stock | 24.5 | 25.5
E22HV3X4 | Eaton incandescent indicating light, permanent light function, 22mm, green, 29mm, round, plastic base, 24 VAC/VDC, full voltage. | Stock | 24.5 | 25.5
E22HV3X8 | Eaton incandescent indicating light, permanent light function, 22mm, green, 29mm, round, plastic base, 120 VAC/VDC, full voltage. | Stock | 24.5 | 25.5
E22HV9X4 | Eaton incandescent indicating light, permanent light function, 22mm, amber, 29mm, round, plastic base, 24 VAC/VDC, full voltage. | Stock | 24.5 | 25.5
E22HV9X8 | Eaton incandescent indicating light, permanent light function, 22mm, amber, 29mm, round, plastic base, 120 VAC/VDC, full voltage. | Stock | 24.5 | 25.5
E22JLB2N8B | Eaton emergency stop pushbutton, 22mm, push to lock, pull to reset, (1) N.C. contact(s), plastic base, plastic bezel, Operator: red, mushroom, 50mm, round, aluminum, operator text "EMERGENCY STOP". | Stock | 56 | 58
E22JPB2B | Eaton pushbutton, 22mm, momentary, (1) N.C. contact(s), plastic base, plastic bezel, Operator: red, mushroom, 50mm, round, plastic. | Stock | 35 | 36.5
E22JPLB2B | Eaton emergency stop pushbutton, 22mm, push to lock, pull to reset, (1) N.C. contact(s), plastic base, plastic bezel, Operator: red, mushroom, 50mm, round, plastic. | Stock | 43 | 44.5
E22KB53A | Eaton selector switch, 22mm, 2-position, maintained, key removable in all positions, (1) N.O. contact(s), plastic base, plastic bezel, Operator: black, key, 30mm, round, plastic. | Stock | 75 | 78
E22KB62A | Eaton selector switch, 22mm, 2-position, spring return from right, key removable in all positions, (1) N.O. contact(s), plastic base, plastic bezel, Operator: black, key, 30mm, round, plastic. | Stock | 75 | 78
E22LB2B | Eaton pushbutton, 22mm, momentary, (1) N.C. contact(s), plastic base, plastic bezel, Operator: red, mushroom, 40mm, round, plastic. | Stock | 33.5 | 35
E22LLB2B | Eaton emergency stop pushbutton, 22mm, twist-to-release, (1) N.C. contact(s), plastic base, plastic bezel, Operator: red, mushroom, 40mm, round, plastic. | Stock | 36 | 37.5
E22LPB2B | Eaton emergency stop pushbutton, 22mm, push to lock, pull to reset, (1) N.C. contact(s), plastic base, plastic bezel, Operator: red, mushroom, 40mm, round, plastic. | Stock | 33 | 34.5
E22LRM | Optional metal locking ring, for use with E22 operators. | Stock | 4.5 | 4.75
E22LTA2QB | Eaton emergency stop pushbutton, 22mm, trigger action twist-to-release, (1) N.C. contact(s), plastic base, plastic bezel, Operator: red, mushroom, 40mm, round, plastic. | Stock | 51 | 53
E22MGTA | Guard, yellow. For use with 22mm (E22) pushbuttons. For emergency stop applications. | Stock | 21.5 | 22.5
E22NL36 | Eaton blank jumbo legend plate, aluminum, rectangular, black field, silver background. For use with 22mm pilot devices. | Stock | 5.25 | 5.5
E22NL37 | Eaton legend plate, aluminum, rectangular, red field, silver background. For use with 22mm pilot devices. | Stock | 5.25 | 5.5
E22NS11 | Eaton blank jumbo legend plate, aluminum, rectangular, black field, silver background, black engraved text, legend plate marking "CLOSE". For use with 22mm pilot devices. | Stock | 5.25 | 5.5
E22NS12 | Eaton legend plate, aluminum, rectangular, black field, silver background, black engraved text, legend plate marking "DOWN". For use with 22mm pilot devices. | Stock | 5.25 | 5.5
E22NS13 | Eaton legend plate, aluminum, rectangular, red field, silver background, black engraved text, legend plate marking "EMERG. STOP". For use with 22mm pilot devices. | Stock | 5.25 | 5.5
E22NS15 | Eaton legend plate, aluminum, rectangular, black field, silver background, black engraved text, legend plate marking "FORWARD". For use with 22mm pilot devices. | Stock | 5.25 | 5.5
E22NS19 | Eaton legend plate, aluminum, rectangular, black field, silver background, black engraved text, legend plate marking "JOG". For use with 22mm pilot devices. | Stock | 5.25 | 5.5
E22NS25 | Eaton legend plate, aluminum, rectangular, black field, silver background, black engraved text, legend plate marking "ON". For use with 22mm pilot devices. | Stock | 5.25 | 5.5
E22NS26 | Eaton legend plate, aluminum, rectangular, black field, silver background, black engraved text, legend plate marking "OPEN". For use with 22mm pilot devices. | Stock | 5.25 | 5.5
E22NS30 | Eaton legend plate, aluminum, rectangular, black field, silver background, black engraved text, legend plate marking "REVERSE". For use with 22mm pilot devices. | Stock | 5.25 | 5.5
E22NS31 | Eaton legend plate, aluminum, rectangular, black field, silver background, black engraved text, legend plate marking "RUN". For use with 22mm pilot devices. | Stock | 5.25 | 5.5
E22NS33 | Eaton legend plate, aluminum, rectangular, black field, silver background, black engraved text, legend plate marking "START". For use with 22mm pilot devices. | Stock | 5.25 | 5.5
E22NS34 | Eaton legend plate, aluminum, rectangular, red field, silver background, black engraved text, legend plate marking "STOP". For use with 22mm pilot devices. | Stock | 5.25 | 5.5
E22NS35 | Eaton legend plate, aluminum, rectangular, black field, silver background, black engraved text, legend plate marking "UP". For use with 22mm pilot devices. | Stock | 5.25 | 5.5
E22NS36 | Eaton blank legend plate, aluminum, rectangular, black field, silver background. For use with 22mm pilot devices. | Stock | 5.25 | 5.5
E22NS37 | Eaton blank legend plate, aluminum, rectangular, red field, silver background. For use with 22mm pilot devices. | Stock | 5.25 | 5.5
E22NS38 | Eaton legend plate, aluminum, rectangular, black field, silver background, black engraved text, legend plate marking "FOR REV". For use with 22mm pilot devices. | Stock | 5.25 | 5.5
E22NS39 | Eaton legend plate, aluminum, rectangular, black field, silver background, black engraved text, legend plate marking "HAND AUTO". For use with 22mm pilot devices. | Stock | 5.25 | 5.5
E22NS41 | Eaton legend plate, aluminum, rectangular, black field, silver background, black engraved text, legend plate marking "JOG RUN". For use with 22mm pilot devices. | Stock | 5.25 | 5.5
E22NS42 | Eaton legend plate, aluminum, rectangular, black field, silver background, black engraved text, legend plate marking "OFF ON". For use with 22mm pilot devices. | Stock | 5.25 | 5.5
E22NS43 | Eaton legend plate, aluminum, rectangular, black field, silver background, black engraved text, legend plate marking "OPEN CLOSE". For use with 22mm pilot devices. | Stock | 5.25 | 5.5
E22NS48 | Eaton legend plate, aluminum, rectangular, black field, silver background, black engraved text, legend plate marking "UP DOWN". For use with 22mm pilot devices. | Stock | 5.25 | 5.5
E22NS50 | Eaton legend plate, aluminum, rectangular, black field, silver background, black engraved text, legend plate marking "FOR OFF REV". For use with 22mm pilot devices. | Stock | 5.25 | 5.5
E22NS51 | Eaton legend plate, aluminum, rectangular, black field, silver background, black engraved text, legend plate marking "HAND OFF AUTO". For use with 22mm pilot devices. | Stock | 5.25 | 5.5
E22NS80 | Eaton legend plate, aluminum, rectangular, black field, silver background, black engraved text, legend plate marking "POWER ON". For use with 22mm pilot devices. | Stock | 5.25 | 5.5
E22NS81 | Eaton legend plate, aluminum, rectangular, black field, silver background, black engraved text, legend plate marking "MOTOR RUN". For use with 22mm pilot devices. | Stock | 5.25 | 5.5
E22NS82 | Eaton legend plate, aluminum, rectangular, black field, silver background, black engraved text, legend plate marking "MOTOR STOP". For use with 22mm pilot devices. | Stock | 5.25 | 5.5
E22NSP77 | Eaton blank legend plate, plastic, rectangular, red/black field, red/black background. For use with 22mm pilot devices. | Stock | 5.25 | 5.5
E22PB1A | Eaton pushbutton, 22mm, momentary, (1) N.O. contact(s), plastic base, plastic bezel, Operator: black, flush, 28mm, round, plastic. | Stock | 21.5 | 22.5
E22PB3A | Eaton pushbutton, 22mm, momentary, (1) N.O. contact(s), plastic base, plastic bezel, Operator: green, flush, 28mm, round, plastic. | Stock | 21.5 | 22.5
E22PPB1 | Eaton pushbutton, 22mm, push to lock, push to reset, operator only, plastic base, plastic bezel, Operator: black, flush, 28mm, round, plastic. | Stock | 10.5 | 11
E22PPB5 | Eaton pushbutton, 22mm, push to lock, push to reset, operator only, plastic base, plastic bezel, Operator: white, flush, 28mm, round, plastic. | Stock | 10.5 | 11
E22TB2X10B | Eaton pushbutton, 22mm, momentary, incandescent illuminated, (1) N.C. contact(s), plastic base, plastic bezel, Operator: red, extended, 28mm, round, plastic, 120 VAC/VDC, resistor. | Stock | 67 | 70
E22TB2X27 | Eaton incandescent indicating light, permanent light function, 22mm, push-to-test, red, 29mm, round, plastic base, 120 VAC, transformer. | Stock | 86 | 89
E22TB2X4B | Eaton pushbutton, 22mm, momentary, incandescent illuminated, (1) N.C. contact(s), plastic base, plastic bezel, Operator: red, extended, 28mm, round, plastic, 24 VAC/VDC, full voltage. | Stock | 59 | 61
E22TB3X10A | Eaton pushbutton, 22mm, momentary, incandescent illuminated, (1) N.O. contact(s), plastic base, plastic bezel, Operator: green, extended, 28mm, round, plastic, 120 VAC/VDC, resistor. | Stock | 67 | 70
E22TB3X4A | Eaton pushbutton, 22mm, momentary, incandescent illuminated, (1) N.O. contact(s), plastic base, plastic bezel, Operator: green, extended, 28mm, round, plastic, 24 VAC/VDC, full voltage. | Stock | 59 | 61
E22TB9X10A | Eaton pushbutton, 22mm, momentary, incandescent illuminated, (1) N.O. contact(s), plastic base, plastic bezel, Operator: amber, extended, 28mm, round, plastic, 120 VAC/VDC, resistor. | Stock | 64 | 67
E22TB9X26 | Eaton incandescent indicating light, permanent light function, 22mm, push-to-test, amber, 29mm, round, plastic base, 120 VAC/VDC, resistor. | Stock | 77 | 80
E22TB9X4A | Eaton pushbutton, 22mm, momentary, incandescent illuminated, (1) N.O. contact(s), plastic base, plastic bezel, Operator: amber, extended, 28mm, round, plastic, 24 VAC/VDC, full voltage. | Stock | 59 | 61
E22VA8 | Eaton oversized legend plate, plastic, round, yellow field, yellow background, red engraved text, legend plate marking "EMERGENCY STOP". For use with 22mm pilot devices. | Stock | 9 | 9.25
E22XB51A | Eaton selector switch, 22mm, 2-position, maintained, (1) N.O. contact(s), plastic base, plastic bezel, Operator: black, knob, 30mm, round, plastic. | Stock | 28 | 29
E22XB51C | Eaton selector switch, 22mm, 2-position, maintained, (1) N.O./(1) N.C. contact(s), plastic base, plastic bezel, Operator: black, knob, 30mm, round, plastic. | Stock | 41 | 42.5
E22XBG1RR | Eaton selector switch, 22mm, 3-position, maintained, (1) N.O./(1) N.C. contact(s), plastic base, plastic bezel, Operator: black, knob, 30mm, round, plastic. | Stock | 62 | 64
E22XBL1D | Eaton selector switch, 22mm, 3-position, spring return to center from right or left, (2) N.O. contact(s), plastic base, plastic bezel, Operator: black, knob, 30mm, round, plastic. | Stock | 46 | 48
E25M020MD-M | NITRA pneumatic air cylinder, dual guide rod, 25mm bore, 20mm stroke, double acting, magnetic piston, universal mount. | Stock | 174 | 181
E25M025MD-M | NITRA pneumatic air cylinder, dual guide rod, 25mm bore, 25mm stroke, double acting, magnetic piston, universal mount. | Stock | 187 | 194
E25M030MD-M | NITRA pneumatic air cylinder, dual guide rod, 25mm bore, 30mm stroke, double acting, magnetic piston, universal mount. | Stock | 187 | 194
E25M040MD-M | NITRA pneumatic air cylinder, dual guide rod, 25mm bore, 40mm stroke, double acting, magnetic piston, universal mount. | Stock | 187 | 194
E25M050MD-M | NITRA pneumatic air cylinder, dual guide rod, 25mm bore, 50mm stroke, double acting, magnetic piston, universal mount. | Stock | 187 | 194
E25M075MD-M | NITRA pneumatic air cylinder, dual guide rod, 25mm bore, 75mm stroke, double acting, magnetic piston, universal mount. | Stock | 202 | 210
E25M100MD-M | NITRA pneumatic air cylinder, dual guide rod, 25mm bore, 100mm stroke, double acting, magnetic piston, universal mount. | Stock | 215 | 224
E25M125MD-M | NITRA pneumatic air cylinder, dual guide rod, 25mm bore, 125mm stroke, double acting, magnetic piston, universal mount. | Stock | 227 | 236
E25M150MD-M | NITRA pneumatic air cylinder, dual guide rod, 25mm bore, 150mm stroke, double acting, magnetic piston, universal mount. | Stock | 242 | 252
E25M175MD-M | NITRA pneumatic air cylinder, dual guide rod, 25mm bore, 175mm stroke, double acting, magnetic piston, universal mount. | Stock | 257 | 267
E25M200MD-M | NITRA pneumatic air cylinder, dual guide rod, 25mm bore, 200mm stroke, double acting, magnetic piston, universal mount. | Stock | 272 | 283
E25M250MD-M | NITRA pneumatic air cylinder, dual guide rod, 25mm bore, 250mm stroke, double acting, magnetic piston, universal mount. | Stock | 293 | 305
E261A | Marathon standard efficiency AC induction motor, general purpose, 1/2hp, 1-phase, 100-120/200-240 VAC, 1800rpm, ODP, 56C frame, rolled steel, rigid base/C-face mount. | Stock | 327 | 340
E268A | Marathon premium efficiency AC induction motor, general purpose, 3/4hp, 1-phase, 100-120/200-240 VAC, 1800rpm, ODP, 56C frame, rolled steel, rigid base/C-face mount. | Stock | 465 | 484
E32M025MD-M | NITRA pneumatic air cylinder, dual guide rod, 32mm bore, 25mm stroke, double acting, magnetic piston, universal mount. | Stock | 227 | 236
E32M030MD-M | NITRA pneumatic air cylinder, dual guide rod, 32mm bore, 30mm stroke, double acting, magnetic piston, universal mount. | Stock | 248 | 258
E32M040MD-M | NITRA pneumatic air cylinder, dual guide rod, 32mm bore, 40mm stroke, double acting, magnetic piston, universal mount. | Stock | 248 | 258
E32M050MD-M | NITRA pneumatic air cylinder, dual guide rod, 32mm bore, 50mm stroke, double acting, magnetic piston, universal mount. | Stock | 248 | 258
E32M075MD-M | NITRA pneumatic air cylinder, dual guide rod, 32mm bore, 75mm stroke, double acting, magnetic piston, universal mount. | Stock | 269 | 280
E32M100MD-M | NITRA pneumatic air cylinder, dual guide rod, 32mm bore, 100mm stroke, double acting, magnetic piston, universal mount. | Stock | 283 | 294
E32M125MD-M | NITRA pneumatic air cylinder, dual guide rod, 32mm bore, 125mm stroke, double acting, magnetic piston, universal mount. | Stock | 307 | 319
E32M150MD-M | NITRA pneumatic air cylinder, dual guide rod, 32mm bore, 150mm stroke, double acting, magnetic piston, universal mount. | Stock | 323 | 336
E32M175MD-M | NITRA pneumatic air cylinder, dual guide rod, 32mm bore, 175mm stroke, double acting, magnetic piston, universal mount. | Stock | 337 | 350
E32M200MD-M | NITRA pneumatic air cylinder, dual guide rod, 32mm bore, 200mm stroke, double acting, magnetic piston, universal mount. | Stock | 359 | 373
E32M250MD-M | NITRA pneumatic air cylinder, dual guide rod, 32mm bore, 250mm stroke, double acting, magnetic piston, universal mount. | Stock | 393 | 409
E40M025MD-M | NITRA pneumatic air cylinder, dual guide rod, 40mm bore, 25mm stroke, double acting, magnetic piston, universal mount. | Stock | 242 | 252
E40M030MD-M | NITRA pneumatic air cylinder, dual guide rod, 40mm bore, 30mm stroke, double acting, magnetic piston, universal mount. | Stock | 254 | 264
E40M040MD-M | NITRA pneumatic air cylinder, dual guide rod, 40mm bore, 40mm stroke, double acting, magnetic piston, universal mount. | Stock | 259 | 269
E40M050MD-M | NITRA pneumatic air cylinder, dual guide rod, 40mm bore, 50mm stroke, double acting, magnetic piston, universal mount. | Stock | 259 | 269
E40M075MD-M | NITRA pneumatic air cylinder, dual guide rod, 40mm bore, 75mm stroke, double acting, magnetic piston, universal mount. | Stock | 282 | 293
E40M100MD-M | NITRA pneumatic air cylinder, dual guide rod, 40mm bore, 100mm stroke, double acting, magnetic piston, universal mount. | Stock | 297 | 309
E40M125MD-M | NITRA pneumatic air cylinder, dual guide rod, 40mm bore, 125mm stroke, double acting, magnetic piston, universal mount. | Stock | 317 | 330
E40M150MD-M | NITRA pneumatic air cylinder, dual guide rod, 40mm bore, 150mm stroke, double acting, magnetic piston, universal mount. | Stock | 336 | 349
E40M175MD-M | NITRA pneumatic air cylinder, dual guide rod, 40mm bore, 175mm stroke, double acting, magnetic piston, universal mount. | Stock | 349 | 363
E40M200MD-M | NITRA pneumatic air cylinder, dual guide rod, 40mm bore, 200mm stroke, double acting, magnetic piston, universal mount. | Stock | 370 | 385
E40M250MD-M | NITRA pneumatic air cylinder, dual guide rod, 40mm bore, 250mm stroke, double acting, magnetic piston, universal mount. | Stock | 406 | 422
E50M025MD-M | NITRA pneumatic air cylinder, dual guide rod, 50mm bore, 25mm stroke, double acting, magnetic piston, universal mount. | Stock | 279 | 290
E50M030MD-M | NITRA pneumatic air cylinder, dual guide rod, 50mm bore, 30mm stroke, double acting, magnetic piston, universal mount. | Stock | 305 | 317
E50M040MD-M | NITRA pneumatic air cylinder, dual guide rod, 50mm bore, 40mm stroke, double acting, magnetic piston, universal mount. | Stock | 305 | 317
E50M050MD-M | NITRA pneumatic air cylinder, dual guide rod, 50mm bore, 50mm stroke, double acting, magnetic piston, universal mount. | Stock | 305 | 317
E50M075MD-M | NITRA pneumatic air cylinder, dual guide rod, 50mm bore, 75mm stroke, double acting, magnetic piston, universal mount. | Stock | 322 | 335
E50M100MD-M | NITRA pneumatic air cylinder, dual guide rod, 50mm bore, 100mm stroke, double acting, magnetic piston, universal mount. | Stock | 343 | 357
E50M125MD-M | NITRA pneumatic air cylinder, dual guide rod, 50mm bore, 125mm stroke, double acting, magnetic piston, universal mount. | Stock | 365 | 380
E50M150MD-M | NITRA pneumatic air cylinder, dual guide rod, 50mm bore, 150mm stroke, double acting, magnetic piston, universal mount. | Stock | 387 | 402
E50M175MD-M | NITRA pneumatic air cylinder, dual guide rod, 50mm bore, 175mm stroke, double acting, magnetic piston, universal mount. | Stock | 406 | 422
E50M200MD-M | NITRA pneumatic air cylinder, dual guide rod, 50mm bore, 200mm stroke, double acting, magnetic piston, universal mount. | Stock | 429 | 446
E50M250MD-M | NITRA pneumatic air cylinder, dual guide rod, 50mm bore, 250mm stroke, double acting, magnetic piston, universal mount. | Stock | 487 | 506
E63M025MD-M | NITRA pneumatic air cylinder, dual guide rod, 63mm bore, 25mm stroke, double acting, magnetic piston, universal mount. | Stock | 291 | 303
E63M030MD-M | NITRA pneumatic air cylinder, dual guide rod, 63mm bore, 30mm stroke, double acting, magnetic piston, universal mount. | Stock | 314 | 327
E63M040MD-M | NITRA pneumatic air cylinder, dual guide rod, 63mm bore, 40mm stroke, double acting, magnetic piston, universal mount. | Stock | 314 | 327
E63M050MD-M | NITRA pneumatic air cylinder, dual guide rod, 63mm bore, 50mm stroke, double acting, magnetic piston, universal mount. | Stock | 315 | 328
E63M075MD-M | NITRA pneumatic air cylinder, dual guide rod, 63mm bore, 75mm stroke, double acting, magnetic piston, universal mount. | Stock | 342 | 356
E63M100MD-M | NITRA pneumatic air cylinder, dual guide rod, 63mm bore, 100mm stroke, double acting, magnetic piston, universal mount. | Stock | 357 | 371
E63M125MD-M | NITRA pneumatic air cylinder, dual guide rod, 63mm bore, 125mm stroke, double acting, magnetic piston, universal mount. | Stock | 378 | 393
E63M150MD-M | NITRA pneumatic air cylinder, dual guide rod, 63mm bore, 150mm stroke, double acting, magnetic piston, universal mount. | Stock | 406 | 422
E63M175MD-M | NITRA pneumatic air cylinder, dual guide rod, 63mm bore, 175mm stroke, double acting, magnetic piston, universal mount. | Stock | 419 | 436
E63M200MD-M | NITRA pneumatic air cylinder, dual guide rod, 63mm bore, 200mm stroke, double acting, magnetic piston, universal mount. | Stock | 449 | 467
E63M250MD-M | NITRA pneumatic air cylinder, dual guide rod, 63mm bore, 250mm stroke, double acting, magnetic piston, universal mount. | Stock | 483 | 502
EA-10-COV2 | C-more Micro screen protector, non-glare, 10in. Package of 3. For use with C-more EA9-T10CL and C-more Micro EA3-T10CL HMIs. | Stock | 53 | 57
EA-10W-COV2 | C-more screen protector, non-glare, 10in. Package of 3. For use with C-more EA9-T10WCL widescreen HMI. | Stock | 53 | 57
EA-12-COV2 | C-more screen protector, non-glare, 12in. Package of 3. For use with C-more 12in HMIs. | Stock | 55 | 59
EA-15-COV2 | C-more screen protector, non-glare, 15in. Package of 3. For use with C-more 15in HMIs. | Stock | 64 | 69
EA1-MG6-USER-M | C-more Micro user manual, free download only. For use with C-more Micro EA1 Series 6in monochrome HMIs. | Stock | 0
EA1-MG-USER-M | C-more Micro user manual, free download only. For use with C-more Micro EA1 Series 3in monochrome HMIs. | Stock | 0
EA1-S3ML | C-more Micro EA1 series touch screen HMI, 3in monochrome STN LCD, analog resistive, 128 x 64 pixel, LED backlight, (1) serial port. | Stock | 252 | 272
EA1-S3ML-N | C-more Micro EA1 series HMI, 3in monochrome STN LCD, 128 x 64 pixel, LED backlight, (1) serial port. | Stock | 198 | 214
EA1-S3MLW | C-more Micro EA1 series touch screen HMI, 3in monochrome STN LCD, analog resistive, 128 x 64 pixel, high-contrast white LED backlight, (1) serial port. | Stock | 252 | 272
EA1-S3MLW-N | C-more Micro EA1 series HMI, 3in monochrome STN LCD, 128 x 64 pixel, high-contrast white LED backlight, (1) serial port. | Stock | 199 | 215
EA1-TCL-M | C-more Micro user manual, free download only. For use with C-more Micro EA1-T4CL and EA1-T6CL HMIs. | Stock | 0
EA-2CBL | AutomationDirect communication cable, 15-pin male D-sub to 6-pin RJ12, shielded, 9.8ft/3m cable length. For use with C-more or C-more Micro panel and AutomationDirect PLCs with RJ12 ports. | Stock | 25 | 26
EA-2CBL-1 | AutomationDirect communication cable, 15-pin male D-sub to 15-pin D-sub HD15 male, shielded, 3m/9.8ft cable length. For use with C-more or C-more Micro panel and a DL06, D2-250(-1), D2-260 or D2-262 (bottom port) CPU. | Stock | 25.5 | 26.5
EA3-10-GSK | C-more Micro panel mounting gasket, replacement. For use with C-more Micro EA3-T10CL 10in touch panel. | Stock | 22.5 | 23.5
EA3-8-GSK | C-more Micro panel mounting gasket, replacement. For use with C-more Micro EA3-T8CL 8in touch panel. | Stock | 20 | 21
EA3-BRK | C-more Micro panel mounting brackets, replacement. Package of 8. For use with C-more Micro EA3 series touch panels. | Stock | 31.5 | 33
EA-3CBL | AutomationDirect communication cable, 15-pin male D-sub to 4-pin RJ11, shielded, 3m/9.8ft cable length. For use with C-more or C-more Micro panel and a D3-340 CPU top or bottom port. | Stock | 25 | 26
EA3-MG-10-FKL | C-more Micro function key label insert, replacement. Package of 5. For use with C-more Micro EA3-T10CL HMI. (3) blank labels, (1) portrait F1-F7 label and (1) landscape F1-F7 label included. | Stock | 22.5 | 24.5
EA3-MG-8-FKL | C-more Micro function key label insert, replacement. Package of 5. For use with C-more Micro EA3-T8CL HMI. (3) blank labels, (1) portrait F1-F7 label and (1) landscape F1-F7 label included. | Stock | 18 | 19.5
EA3-S3ML | C-more Micro EA3 series touch screen HMI, 3in monochrome STN LCD, analog resistive, 128 x 64 pixel, LED backlight, (2) serial, (1) Ethernet and (1) microB-USB ports. | Stock | 243 | 262
EA3-S3ML-R | C-more Micro EA3 series touch screen HMI, 3in monochrome STN LCD, analog resistive, 128 x 64 pixel, LED backlight, (1) serial port. | Stock | 180 | 194
EA3-S3ML-RN | C-more Micro EA3 series HMI, 3in monochrome STN LCD, 128 x 64 pixel, LED backlight, (1) serial port. | Stock | 119 | 129
EA3-T4CL | C-more Micro EA3 series touch screen HMI, 4in color TFT LCD, analog resistive, widescreen, 480 x 272 pixel, WQVGA, LED backlight, (2) serial, (1) Ethernet and (1) microB-USB ports. | Stock | 340 | 367
EA3-T6CL | C-more Micro EA3 series touch screen HMI, 6in color TFT LCD, analog resistive, 320 x 240 pixel, QVGA, LED backlight, (2) serial and (1) USB B ports. | Stock | 373 | 403
EA3-USER-M | C-more Micro user manual, free download only. For use with C-more Micro EA3 Series HMIs. | Stock | 0
EA-4CBL-1 | AutomationDirect communication cable, 15-pin male D-sub to 15-pin male D-sub, shielded, 3m/9.8ft cable length. For use with C-more or C-more Micro panel and a DL405 (top port) CPU. | Stock | 25 | 26
EA-4CBL-2 | AutomationDirect communication cable, 15-pin male D-sub to 25-pin male D-sub, shielded, 3m/9.8ft cable length. For use with C-more or C-more Micro panel and a D2-DCM, D3-232-DCU, D3-350 (bottom port) or DL405 (bottom port) CPU. | Stock | 26 | 27
EA-4-COV2 | C-more Micro screen protector, non-glare, 4in. Package of 3. For use with C-more Micro EA1-T4CL 4in HMIs. | Stock | 40 | 43
EA-4-COV3 | C-more Micro screen protector, non-glare, 4in. Package of 3. For use with C-more Micro EA3-T4CL 4in HMIs. | Stock | 40 | 43
EA-4-GSK | C-more Micro panel mounting gasket, replacement. For use with C-more Micro EA3-T4CL 4in HMIs. | Stock | 10 | 11
EA-6-COV2 | C-more screen protector, non-glare, 6in. Package of 3. For use with C-more and C-more Micro 6in HMIs. | Stock | 44 | 47.5
EA-7-COV2 | C-more screen protector, non-glare, 7in. Package of 3. For use with C-more 7in HMIs. | Stock | 46 | 49.5
EA-8-COV2 | C-more screen protector, non-glare, 8in. Package of 3. For use with C-more and C-more Micro 8in HMIs. | Stock | 47.5 | 51
EA-90-30-CBL | AutomationDirect communication cable, 15-pin male D-sub to 15-pin male D-sub, shielded, 3m/9.8ft cable length. For use with C-more or C-more Micro and GE Fanuc Series 90/30 or 90/70 serial port. | Stock | 25 | 26
EA9-10-GSK | C-more panel mounting gasket, replacement. For use with C-more EA9-T10CL 10in HMI. | Stock | 22.5 | 24.5
EA9-10W-GSK | C-more panel mounting gasket, replacement. For use with C-more EA9-T10WCL 10in HMI. | Stock | 22.5 | 24.5
EA9-12-GSK | C-more panel mounting gasket, replacement. For use with C-more EA9-T12CL 12in touch panel. | Stock | 23.5 | 25.5
EA9-15-GSK | C-more panel mounting gasket, replacement. For use with C-more EA9 series 15in HMIs. | Stock | 29 | 31.5
EA9-3TB | C-more pluggable terminal block, replacement, 3-pole. Package of 2. For use with 3-wire RS485 communications port on C-more EA9 series panels. | Stock | 10.5 | 11.5
EA9-6-GSK | C-more panel mounting gasket, replacement. For use with C-more EA9 series 6in and 7in touch panels. | Stock | 18 | 19.5
EA9-8-GSK | C-more panel mounting gasket, replacement. For use with C-more EA9-T8CL 8in touch panel. | Stock | 20 | 21.5
EA9-BRK | C-more panel mounting brackets, replacement. Package of 8. For use with C-more EA9 series touch panels. | Stock | 31 | 33.5
EA9-LBL | C-more blank label insert, replacement. Package of 10. For use with C-more EA9 series HMI front bezel. | Stock | 28 | 30
EA9-PGMSW | C-more Windows programming software, CD or free download. For use with C-more EA9 series touch panels. Requires USB or Ethernet connection to touch panel. | Stock | 12 | 12.5
EA9-RHMI | C-more EA9 series headless HMI, (2) serial, (1) Ethernet and (2) USB ports and (1) HDMI audio/video out and (1) memory card slot. | Stock | 451 | 487
EA9-T10CL | C-more EA9 series touch screen HMI, 10in color TFT LCD, analog resistive, 800 x 600 pixel, SVGA, LED backlight, (3) serial, (1) Ethernet, (1) USB A and (1) USB B ports, (1) memory card slot and (1) audio line out. | Stock | 1537 | 1660
EA9-T10WCL | C-more EA9 series touch screen HMI, 10in color TFT LCD, analog resistive, widescreen, 1024 x 600 pixel, WSVGA, LED backlight, (3) serial, (1) Ethernet, (1) USB A and (1) USB B ports, (2) memory card slots, (1) HDMI video out and (1) audio line out. | Stock | 836 | 903
EA9-T12CL | C-more EA9 series touch screen HMI, 12in color TFT LCD, analog resistive, 800 x 600 pixel, SVGA, LED backlight, (3) serial, (1) Ethernet, (1) USB A and (1) USB B ports, (2) memory card slots, (1) HDMI video out and (1) audio line out. | Stock | 2166 | 2339
EA9-T15CL | C-more EA9 series touch screen HMI, 15in color TFT LCD, analog resistive, 1024 x 768 pixel, XGA, LED backlight, (3) serial, (1) Ethernet, (1) USB A and (1) USB B ports, (2) memory card slots, (1) HDMI video out and (1) audio line out. | Stock | 2423 | 2617
EA9-T15CL-R | C-more EA9 series touch screen HMI, 15in color TFT LCD, analog resistive, 1024 x 768 pixel, XGA, LED backlight, (1) serial, (1) Ethernet, (1) USB A and (1) USB B ports and (1) memory card slot. | Stock | 1582 | 1709
EA9-T6CL | C-more EA9 series touch screen HMI, 6in color TFT LCD, analog resistive, 320 x 240 pixel, QVGA, LED backlight, (3) serial, (1) Ethernet, (1) USB A and (1) USB B ports, (2) memory card slots, (1) HDMI video out and (1) audio line out. | Stock | 859 | 928
EA9-T6CL-R | C-more EA9 series touch screen HMI, 6in color TFT LCD, analog resistive, 320 x 240 pixel, QVGA, LED backlight, (1) serial, (1) USB A and (1) USB B ports and (1) memory card slot. | Stock | 615 | 664
EA9-T7CL | C-more EA9 series touch screen HMI, 7in color TFT LCD, analog resistive, widescreen, 800 x 480 pixel, WVGA, LED backlight, (3) serial, (1) Ethernet, (1) USB A and (1) USB B ports, (2) memory card slots, (1) HDMI video out and (1) audio line out. | Stock | 686 | 741
EA9-T7CL-R | C-more EA9 series touch screen HMI, 7in color TFT LCD, analog resistive, widescreen, 800 x 480 pixel, WVGA, LED backlight, (1) serial, (1) Ethernet, (1) USB A and (1) USB B ports and (1) memory card slot. | Stock | 594 | 642
EA9-T8CL | C-more EA9 series touch screen HMI, 8in color TFT LCD, analog resistive, 800 x 600 pixel, SVGA, LED backlight, (3) serial, (1) Ethernet, (1) USB A and (1) USB B ports, (2) memory card slots, (1) HDMI video out and (1) audio line out. | Stock | 1195 | 1291
EA9-USER-M | C-more user manual, free download only. For use with C-more EA9 series touch HMIs. | Stock | 0
EA-AC | C-more AC/DC power adapter, 24 VDC, 1.5A. For use with C-more EA7 and EA9 series touch panels. | Stock | 87 | 94
EA-AC-CON | C-more AC 3-terminal power connector, replacement. For use with C-more AC adapter (p/n EA-AC). | Stock | 9 | 9.75
EA-ADPTR-4 | C-more DSUB port adapter, 15-pin male to 15-pin female, right angle cable entry. For use with C-more Micro EA1 series 4in and 6in HMIs, C-more Micro EA3 series 3in, 4in, and 6in HMIs, C-more EA9 6in and 7in HMIs. | Stock | 46.5 | 50
EA-COMCON-3 | C-more DSUB port adapter, 15-pin male to 6-pole RS-422/485 terminal block, right angle cable entry. For use with C-more Micro EA1 series 4in and 6in HMIs, C-more Micro EA3 series 3in, 4in, and 6in HMIs, C-more EA9 6in and 7in HMIs. | Stock | 49.5 | 53
EA-COMCON-3A | C-more Micro DSUB port adapter, 15-pin male to 6-pole RS-422/485 terminal block, straight cable entry. For use with C-more Micro EA1 series 3in with EA1-MG-SP1, C-more Micro EA3 series 8in and 10in HMIs, C-more EA9 8in, 10in, 12in and 15in HMIs. | Stock | 24.5 | 25.5
EA-DC-CON | C-more DC 5-terminal power connector, replacement. For use with C-more EA7 and EA9 series touch panels. | Stock | 17 | 18.5
EA-DH485-CBL | AutomationDirect communication cable, 15-pin male D-sub to 6-pin RJ45, shielded, 3m/9.8ft cable length. For use with C-more or C-more Micro panel and an Allen-Bradley SLC 5/01, 5/02 or 5/03 CPU with a DH485 port cable. | Stock | 24.5 | 25.5
EA-ECOM | C-more communication expansion module, (1) RJ45 10/100 Mbps Ethernet port. For use with C-more Micro EA3 series 6in, 8in and 10in panels and all C-more HMIs except -R models. | Stock | 59 | 64
EA-MG4-FKL | C-more Micro function key label insert, replacement. Package of 4. For use with C-more Micro EA1-T4CL 4in HMIs. (3) blank label inserts and (1) landscape F1-F5 label insert included. | Stock | 17 | 18.5
EA-MG4-GSK | C-more Micro panel mounting gasket, replacement. For use with C-more Micro EA1-T4CL 4in HMIs. | Stock | 10.5 | 11.5
EA-MG6-S6ML-FKL | C-more Micro function key label insert, replacement. Package of 5. For use with C-more Micro 6in HMIs. (3) blank labels, (1) portrait F1-F5 label and (1) landscape F1-F5 label included. | Stock | 21.5 | 23
EA-MG6-S6ML-GSK | C-more Micro panel mounting gasket, replacement. For use with C-more Micro 6in panels. | Stock | 13 | 14
EA-MG-BZ1-BRK | C-more Micro panel mounting brackets, replacement. Package of 2. For use with C-more Micro bezel EA-MG-BZ1. | Stock | 20.5 | 22
EA-MG-BZ1-GSK | C-more Micro panel mounting gasket, replacement. For use with C-more Micro 3in bezel EA-MG-BZ1. | Stock | 18 | 19.5
EA-MG-BZ2-BRK | C-more Micro panel mounting brackets, replacement. Package of 8. For use with C-more Micro 4in and 6in panels, all 6in bezels, and 3in bezel EA-MG-BZ2. | Stock | 22 | 24
EA-MG-COV-CL | C-more screen protector, clear, 3in. Package of 5. For use with C-more Micro 3in HMIs. | Stock | 42 | 45.5
EA-MG-DC-CON | C-more Micro DC 3-terminal power connector, replacement. Package of 5. For use with all C-more Micro 4in, 6in, 8in and 10in panels, and power adapters EA-MG-P1 and EA-MG-SP1. | Stock | 17 | 18.5
EA-MG-PGM-CBL | AutomationDirect programming cable assembly, USB A to 6-pin RJ12, 6ft cable length. For use with C-more Micro panels, CLICK CPUs, Do-more H2 series CPUs, and DirectLOGIC CPUs. | Stock | 46.5 | 50
EA-MG-PGMSW | C-more Micro Windows programming software, CD. For use with C-more Micro panels. Requires USB port connection from PC to C-more Micro panel. | Stock | 29.5 | 30.5
EA-MG-S3ML-BRK | C-more Micro panel mounting brackets, replacement. Package of 2. For use with C-more Micro 3in and EA3-T4CL HMIs. | Stock | 20.5 | 22
EA-MG-S3ML-FKL | C-more Micro function key label insert, replacement. Package of 10. For use with C-more Micro 3in HMIs. (5) blank labels and (5) landscape F1-F5 label included. | Stock | 11 | 12
EA-MG-S3ML-GSK | C-more Micro panel mounting gasket, replacement. For use with C-more Micro EA1 series 3in HMIs. | Stock | 14.5 | 15.5
EA-MITSU-CBL | AutomationDirect communication cable, 15-pin male D-sub to 25-pin male D-sub, 3m/9.8ft cable length. For use with C-more or C-more Micro panel and a Mitsubishi FX Series CPU. | Stock | 25 | 26
EA-MITSU-CBL-1 | AutomationDirect communication cable, 15-pin male D-sub to 8-pin male mini DIN, shielded, 3m/9.8ft cable length. For use with C-more or C-more Micro panel and a Mitsubishi FX Series CPU. | Stock | 25 | 26
EA-MLOGIX-CBL | AutomationDirect communication cable, 15-pin male D-sub to 8-pin male mini DIN, shielded, 3m/9.8ft cable length. For use with C-more or C-more Micro panel and an Allen-Bradley Micrologix CPU. | Stock | 38 | 39.5
EA-OMRON-CBL | AutomationDirect communication cable, 15-pin male D-sub to 25-pin male D-sub, shielded, 3m/9.8ft cable length. For use with C-more or C-more Micro panel and an Omron C200 or C500 CPU. | Stock | 25 | 26
EA-PGMSW | C-more Windows programming software, CD. For use with C-more EA7 series touch panels. Requires USB or Ethernet connection to touch panel. | Stock | 152 | 158
EA-PLC5-232-CBL | AutomationDirect communication cable, 15-pin male D-sub to 25-pin male D-sub, 3m/9.8ft cable length. For use with C-more or C-more Micro panel and an Allen-Bradley PLC-5 CPU with a DF1 port. | Stock | 25 | 26
EA-SD-CARD | C-more SD memory card, 2GB, industrial. | Stock | 116 | 125
EA-SLC-232-CBL | AutomationDirect communication cable, 15-pin male D-sub to 9-pin female D-sub, shielded, 3m/9.8ft cable length. For use with C-more or C-more Micro panel and an Allen-Bradley SLC 5/03, 5/04 or 5/05 CPU with DF-1 port. | Stock | 25 | 26
EB1P100M12 | Edison busbar, 100A, 600 VAC/1000 VDC, 12 -pin, cut to length permitted, connects up to (12) 1-pole Edison EHM or EHCC series fuse holders. (2) EECAP1P end caps included. | Stock | 21.5 | 22.5
EB1P100M15 | Edison busbar, 100A, 600 VAC/1000 VDC, 15 -pin, cut to length permitted, connects up to (15) 1-pole Edison EHM or EHCC series fuse holders. (2) EECAP1P end caps included. | Stock | 25.5 | 26.5
EB1P100M3 | Edison busbar, 100A, 600 VAC/1000 VDC, 3 -pin, cut to length permitted, connects up to (3) 1-pole Edison EHM or EHCC series fuse holders. (2) EECAP1P end caps included. | Stock | 9.25 | 9.5
EB1P100M57 | Edison busbar, 100A, 600 VAC/1000 VDC, 57 -pin, cut to length permitted, connects up to (57) 1-pole Edison EHM or EHCC series fuse holders. | Stock | 78 | 81
EB1P100M6 | Edison busbar, 100A, 600 VAC/1000 VDC, 6 -pin, cut to length permitted, connects up to (6) 1-pole Edison EHM or EHCC series fuse holders. (2) EECAP1P end caps included. | Stock | 13.5 | 14
EB1P100M9 | Edison busbar, 100A, 600 VAC/1000 VDC, 9 -pin, cut to length permitted, connects up to (9) 1-pole Edison EHM or EHCC series fuse holders. (2) EECAP1P end caps included. | Stock | 17.5 | 18
EB3P100M12 | Edison busbar, 100A, 600 VAC/VDC, 12 -pin, cut to length permitted, connects up to (4) 3-pole Edison EHM or EHCC series fuse holders. (2) EECAPMP end caps included. | Stock | 48.5 | 50
EB3P100M15 | Edison busbar, 100A, 600 VAC/VDC, 15 -pin, cut to length permitted, connects up to (5) 3-pole Edison EHM or EHCC series fuse holders. (2) EECAPMP end caps included. | Stock | 64 | 67
EB3P100M57 | Edison busbar, 100A, 600 VAC/VDC, 57 -pin, cut to length permitted, connects up to (19) 3-pole Edison EHM or EHCC series fuse holders. | Stock | 218 | 227
EB3P100M6 | Edison busbar, 100A, 600 VAC/VDC, 6 -pin, cut to length permitted, connects up to (2) 3-pole Edison EHM or EHCC series fuse holders. (2) EECAPMP end caps included. | Stock | 31 | 32
EB3P100M9 | Edison busbar, 100A, 600 VAC/VDC, 9 -pin, cut to length permitted, connects up to (3) 3-pole Edison EHM or EHCC series fuse holders. (2) EECAPMP end caps included. | Stock | 39 | 40.5
EBKT-9 | NITRA mounting bracket, for use with ER-9 series air prep components. | Stock | 8.5 | 8.75
ECC0-R | WEG Electric reversing connection kit, for use with CWC07 through CWC016 series miniature contactor, includes line and loadside connection bars and instruction sheet. | Stock | 10.5 | 11
ECC0-SD | WEG Electric Star-Delta wiring kit, for use with CWC07 through CWC016 series miniature contactor, includes line and loadside connection bars and instruction sheet. | Stock | 11.5 | 12
ECCMP-40B38 | WEG Electric link module, for use with MPW40 protectors and CWB9 through CWB38 series contactors with AC coils. | Stock | 9.5 | 10
ECCMP-40B38DC | WEG Electric link module, for use with MPW40 protectors and CWB9 through CWB38 series contactors with DC coils. | Stock | 9.5 | 10
ECCMP-C0 | WEG Electric link module, for use with MPW40 protectors and CWC07 through CWC016 series miniature contactors with AC or DC coils. Not for use with 4-Pole CWC series miniature contactors. | Stock | 8 | 8.5
ECCMP-C025 | WEG Electric link module, for use with MPW40 protectors and CWC025 series miniature contactors with AC coils. Not for use with 4-Pole CWC series miniature contactors. | Stock | 8 | 8.5
ECNR1 | Edison fuse, ECNR series, Class RK5, current-limiting, time-delay, 1A, 250 VAC, ferrule. Package of 10. Feeder/branch protection applications. | Stock | 77 | 80
ECNR10 | Edison fuse, ECNR series, Class RK5, current-limiting, time-delay, 10A, 250 VAC, ferrule. Package of 10. Feeder/branch protection applications. | Stock | 69 | 72
ECNR100 | Edison fuse, ECNR series, Class RK5, current-limiting, time-delay, 100A, 250 VAC, knife blade. Package of 5. Feeder/branch protection applications. | Stock | 113 | 118
ECNR125 | Edison fuse, ECNR series, Class RK5, current-limiting, time-delay, 125A, 250 VAC, knife blade, feeder/branch protection applications. | Stock | 51 | 53
ECNR15 | Edison fuse, ECNR series, Class RK5, current-limiting, time-delay, 15A, 250 VAC, ferrule. Package of 10. Feeder/branch protection applications. | Stock | 57 | 59
ECNR150 | Edison fuse, ECNR series, Class RK5, current-limiting, time-delay, 150A, 250 VAC, knife blade, feeder/branch protection applications. | Stock | 51 | 53
ECNR175 | Edison fuse, ECNR series, Class RK5, current-limiting, time-delay, 175A, 250 VAC, knife blade, feeder/branch protection applications. | Stock | 51 | 53
ECNR2 | Edison fuse, ECNR series, Class RK5, current-limiting, time-delay, 2A, 250 VAC, ferrule. Package of 10. Feeder/branch protection applications. | Stock | 74 | 77
ECNR20 | Edison fuse, ECNR series, Class RK5, current-limiting, time-delay, 20A, 250 VAC, ferrule. Package of 10. Feeder/branch protection applications. | Stock | 57 | 59
ECNR200 | Edison fuse, ECNR series, Class RK5, current-limiting, time-delay, 200A, 250 VAC, knife blade, feeder/branch protection applications. | Stock | 51 | 53
ECNR225 | Edison fuse, ECNR series, Class RK5, current-limiting, time-delay, 225A, 250 VAC, knife blade, feeder/branch protection applications. | Stock | 71 | 74
ECNR25 | Edison fuse, ECNR series, Class RK5, current-limiting, time-delay, 25A, 250 VAC, ferrule. Package of 10. Feeder/branch protection applications. | Stock | 57 | 59
ECNR250 | Edison fuse, ECNR series, Class RK5, current-limiting, time-delay, 250A, 250 VAC, knife blade, feeder/branch protection applications. | Stock | 71 | 74
ECNR3 | Edison fuse, ECNR series, Class RK5, current-limiting, time-delay, 3A, 250 VAC, ferrule. Package of 10. Feeder/branch protection applications. | Stock | 71 | 74
ECNR30 | Edison fuse, ECNR series, Class RK5, current-limiting, time-delay, 30A, 250 VAC, ferrule. Package of 10. Feeder/branch protection applications. | Stock | 57 | 59
ECNR300 | Edison fuse, ECNR series, Class RK5, current-limiting, time-delay, 300A, 250 VAC, knife blade, feeder/branch protection applications. | Stock | 71 | 74
ECNR35 | Edison fuse, ECNR series, Class RK5, current-limiting, time-delay, 35A, 250 VAC, ferrule. Package of 10. Feeder/branch protection applications. | Stock | 102 | 106
ECNR350 | Edison fuse, ECNR series, Class RK5, current-limiting, time-delay, 350A, 250 VAC, knife blade, feeder/branch protection applications. | Stock | 73 | 76
ECNR40 | Edison fuse, ECNR series, Class RK5, current-limiting, time-delay, 40A, 250 VAC, ferrule. Package of 10. Feeder/branch protection applications. | Stock | 102 | 106
ECNR400 | Edison fuse, ECNR series, Class RK5, current-limiting, time-delay, 400A, 250 VAC, knife blade, feeder/branch protection applications. | Stock | 69 | 72
ECNR45 | Edison fuse, ECNR series, Class RK5, current-limiting, time-delay, 45A, 250 VAC, ferrule. Package of 10. Feeder/branch protection applications. | Stock | 102 | 106
ECNR450 | Edison fuse, ECNR series, Class RK5, current-limiting, time-delay, 450A, 250 VAC, knife blade, feeder/branch protection applications. | Stock | 118 | 123
ECNR5 | Edison fuse, ECNR series, Class RK5, current-limiting, time-delay, 5A, 250 VAC, ferrule. Package of 10. Feeder/branch protection applications. | Stock | 69 | 72
ECNR50 | Edison fuse, ECNR series, Class RK5, current-limiting, time-delay, 50A, 250 VAC, ferrule. Package of 10. Feeder/branch protection applications. | Stock | 102 | 106
ECNR500 | Edison fuse, ECNR series, Class RK5, current-limiting, time-delay, 500A, 250 VAC, knife blade, feeder/branch protection applications. | Stock | 118 | 123
ECNR60 | Edison fuse, ECNR series, Class RK5, current-limiting, time-delay, 60A, 250 VAC, ferrule. Package of 10. Feeder/branch protection applications. | Stock | 102 | 106
ECNR600 | Edison fuse, ECNR series, Class RK5, current-limiting, time-delay, 600A, 250 VAC, knife blade, feeder/branch protection applications. | Stock | 118 | 123
ECNR70 | Edison fuse, ECNR series, Class RK5, current-limiting, time-delay, 70A, 250 VAC, knife blade. Package of 5. Feeder/branch protection applications. | Stock | 113 | 118
ECNR8 | Edison fuse, ECNR series, Class RK5, current-limiting, time-delay, 8A, 250 VAC, ferrule. Package of 10. Feeder/branch protection applications. | Stock | 71 | 74
ECNR80 | Edison fuse, ECNR series, Class RK5, current-limiting, time-delay, 80A, 250 VAC, knife blade. Package of 5. Feeder/branch protection applications. | Stock | 113 | 118
ECNR90 | Edison fuse, ECNR series, Class RK5, current-limiting, time-delay, 90A, 250 VAC, knife blade. Package of 5. Feeder/branch protection applications. | Stock | 120 | 125
ECP3029-02 | NITRA valve adapter block, replacement, plastic. For use with ECP series pneumatic pushbuttons. | Stock | 1
ECP3100 | NITRA pneumatic pushbutton, IP65, 22mm, momentary, operator only, plastic base, plastic bezel, black, Operator: black, flush, 30mm, round, plastic. | Stock | 2.75
ECP3101 | NITRA pneumatic pushbutton, IP65, 22mm, momentary, operator only, plastic base, plastic bezel, black, Operator: red, flush, 30mm, round, plastic. | Stock | 2.75
ECP3102 | NITRA pneumatic pushbutton, IP65, 22mm, momentary, operator only, plastic base, plastic bezel, black, Operator: green, flush, 30mm, round, plastic. | Stock | 2.75
ECP3103 | NITRA pneumatic pushbutton, IP65, 22mm, momentary, operator only, plastic base, plastic bezel, black, Operator: yellow, flush, 30mm, round, plastic. | Stock | 2.75
ECP3104 | NITRA pneumatic pushbutton, IP65, 22mm, momentary, operator only, plastic base, plastic bezel, black, Operator: blue, flush, 30mm, round, plastic. | Stock | 2.75
ECP3105 | NITRA pneumatic pushbutton, IP65, 22mm, momentary, operator only, plastic base, plastic bezel, black, Operator: white, flush, 30mm, round, plastic. | Stock | 2.75
ECP3106 | NITRA pneumatic pushbutton, IP65, 22mm, momentary, operator only, plastic base, plastic bezel, black, Operator: red, flush, 30mm, round, plastic, operator text "(O)". | Stock | 3
ECP3107 | NITRA pneumatic pushbutton, IP65, 22mm, momentary, operator only, plastic base, plastic bezel, black, Operator: green, flush, 30mm, round, plastic, operator text "(I)". | Stock | 3
ECP3110 | NITRA pneumatic pushbutton, IP65, 22mm, momentary, operator only, plastic base, plastic bezel, black, Operator: black, extended, 30mm, round, plastic. | Stock | 2.75
ECP3111 | NITRA pneumatic pushbutton, IP65, 22mm, momentary, operator only, plastic base, plastic bezel, black, Operator: red, extended, 30mm, round, plastic. | Stock | 2.75
ECP3112 | NITRA pneumatic pushbutton, IP65, 22mm, momentary, operator only, plastic base, plastic bezel, black, Operator: green, extended, 30mm, round, plastic. | Stock | 2.75
ECP3113 | NITRA pneumatic pushbutton, IP65, 22mm, momentary, operator only, plastic base, plastic bezel, black, Operator: yellow, extended, 30mm, round, plastic. | Stock | 2.75
ECP3114 | NITRA pneumatic pushbutton, IP65, 22mm, momentary, operator only, plastic base, plastic bezel, black, Operator: blue, extended, 30mm, round, plastic. | Stock | 2.75
ECP3115 | NITRA pneumatic pushbutton, IP65, 22mm, momentary, operator only, plastic base, plastic bezel, black, Operator: white, extended, 30mm, round, plastic. | Stock | 2.75
ECP3131 | NITRA emergency stop pneumatic pushbutton, IP65, 22mm, twist-to-release, operator only, plastic base, plastic bezel, black, Operator: red, mushroom, 40mm, round, plastic. | Stock | 7 | 7.25
ECP3132 | NITRA pneumatic pushbutton, IP65, 22mm, twist-to-release, operator only, plastic base, plastic bezel, black, Operator: black, mushroom, 60mm, round, plastic. | Stock | 9.25 | 9.5
ECP3133 | NITRA pneumatic pushbutton, IP65, 22mm, momentary, operator only, plastic base, plastic bezel, black, Operator: black, mushroom, 60mm, round, plastic. | Stock | 10 | 10.5
ECP3134 | NITRA pneumatic pushbutton, IP65, 22mm, momentary, operator only, plastic base, plastic bezel, black, Operator: black, mushroom, 40mm, round, plastic. | Stock | 5.5 | 5.75
ECP3135 | NITRA pneumatic pushbutton, IP65, 22mm, momentary, operator only, plastic base, plastic bezel, black, Operator: red, mushroom, 40mm, round, plastic. | Stock | 5.5 | 5.75
ECP3136 | NITRA emergency stop pneumatic pushbutton, IP65, 22mm, twist-to-release, operator only, plastic base, plastic bezel, black, Operator: red, mushroom, 60mm, round, plastic. | Stock | 8.75 | 9
ECP3137 | NITRA pneumatic pushbutton, IP65, 22mm, momentary, operator only, plastic base, plastic bezel, black, Operator: red, mushroom, 60mm, round, plastic. | Stock | 7.5 | 7.75
ECP3138 | NITRA pneumatic pushbutton, IP65, 22mm, twist-to-release, operator only, plastic base, plastic bezel, black, Operator: yellow, mushroom, 60mm, round, plastic. | Stock | 9.25 | 9.5
ECP3139 | NITRA pneumatic pushbutton, IP65, 22mm, momentary, operator only, plastic base, plastic bezel, black, Operator: yellow, mushroom, 40mm, round, plastic. | Stock | 5.5 | 5.75
ECP3141 | NITRA pneumatic pushbutton, IP65, 22mm, key operated release, operator only, plastic base, plastic bezel, black, Operator: red, mushroom, 40mm, round, plastic. | Stock | 11 | 11.5
ECP3150 | NITRA pneumatic pushbutton, IP65, 22mm, momentary, operator only, plastic base, plastic bezel, black, Operator: red/green, double headed, 49mm, rectangular, plastic. | Stock | 4.75 | 5
ECP3152 | NITRA pneumatic pushbutton, IP65, 22mm, momentary, operator only, plastic base, plastic bezel, black, Operator: red/green, double headed, 49mm, rectangular, plastic, operator text "(I) and (O)". | Stock | 5.5 | 5.75
ECP3300 | NITRA pneumatic selector switch, IP65, 22mm, 2-position, maintained, operator only, plastic base, plastic bezel, Operator: black, knob, 30mm, round, plastic. | Stock | 4.5 | 4.75
ECP3310 | NITRA pneumatic selector switch, IP65, 22mm, 2-position, spring return from right, operator only, plastic base, plastic bezel, Operator: black, knob, 30mm, round, plastic. | Stock | 5.75 | 6
ECP3320 | NITRA pneumatic selector switch, IP65, 22mm, 3-position, maintained, operator only, plastic base, plastic bezel, Operator: black, knob, 30mm, round, plastic. | Stock | 4.5 | 4.75
ECP3330 | NITRA pneumatic selector switch, IP65, 22mm, 3-position, spring return to center from right or left, operator only, plastic base, plastic bezel, Operator: black, knob, 30mm, round, plastic. | Stock | 5.5 | 5.75
ECP3350 | NITRA pneumatic selector switch, IP65, 22mm, 2-position, maintained, operator only, plastic base, plastic bezel, Operator: black, lever, 30mm, round, plastic. | Stock | 5.75 | 6
ECP3360 | NITRA pneumatic selector switch, IP65, 22mm, 2-position, spring return from right, operator only, plastic base, plastic bezel, Operator: black, lever, 30mm, round, plastic. | Stock | 6 | 6.25
ECP3370 | NITRA pneumatic selector switch, IP65, 22mm, 3-position, maintained, operator only, plastic base, plastic bezel, Operator: black, lever, 30mm, round, plastic. | Stock | 5.75 | 6
ECP3380 | NITRA pneumatic selector switch, IP65, 22mm, 3-position, spring return to center from right or left, operator only, plastic base, plastic bezel, Operator: black, lever, 30mm, round, plastic. | Stock | 6 | 6.25
ECP3420 | NITRA pneumatic selector switch, IP65, 22mm, 2-position, maintained, key removable in all positions, operator only, plastic base, plastic bezel, Operator: black, key, 30mm, round, plastic. | Stock | 11 | 11.5
ECP3430 | NITRA pneumatic selector switch, IP65, 22mm, 2-position, spring return from right, key removable left position, operator only, plastic base, plastic bezel, Operator: black, key, 30mm, round, plastic. | Stock | 11 | 11.5
ECP3470 | NITRA pneumatic selector switch, IP65, 22mm, 3-position, maintained, key removable in all positions, operator only, plastic base, plastic bezel, Operator: black, key, 30mm, round, plastic. | Stock | 10 | 10.5
EC-R1 | WEG Electric reversing connection kit, for use with CWB9 to CWB38 series contactors. Line and loadside connection bars included. | Stock | 22.5 | 24
EC-R2 | WEG Electric reversing connection kit, for use with CWB40 to CWB80 series contactors. Line and loadside connection bars included. | Stock | 27.25 | 29
ECSR10 | Edison fuse, ECSR series, Class RK5, current-limiting, time-delay, 10A, 600 VAC, ferrule. Package of 10. Feeder/branch protection applications. | Stock | 138 | 144
ECSR100 | Edison fuse, ECSR series, Class RK5, current-limiting, time-delay, 100A, 600 VAC, knife blade. Package of 5. Feeder/branch protection applications. | Stock | 253 | 263
ECSR110 | Edison fuse, ECSR series, Class RK5, current-limiting, time-delay, 110A, 600 VAC, knife blade, feeder/branch protection applications. | Stock | 87 | 90
ECSR12 | Edison fuse, ECSR series, Class RK5, current-limiting, time-delay, 12A, 600 VAC, ferrule. Package of 10. Feeder/branch protection applications. | Stock | 138 | 144
ECSR125 | Edison fuse, ECSR series, Class RK5, current-limiting, time-delay, 125A, 600 VAC, knife blade, feeder/branch protection applications. | Stock | 87 | 90
ECSR15 | Edison fuse, ECSR series, Class RK5, current-limiting, time-delay, 15A, 600 VAC, ferrule. Package of 10. Feeder/branch protection applications. | Stock | 123 | 128
ECSR150 | Edison fuse, ECSR series, Class RK5, current-limiting, time-delay, 150A, 600 VAC, knife blade, feeder/branch protection applications. | Stock | 87 | 90
ECSR175 | Edison fuse, ECSR series, Class RK5, current-limiting, time-delay, 175A, 600 VAC, knife blade, feeder/branch protection applications. | Stock | 87 | 90
ECSR17-5 | Edison fuse, ECSR series, Class RK5, current-limiting, time-delay, 17.5A, 600 VAC, ferrule. Package of 10. Feeder/branch protection applications. Manufacturer part number: ECSR17.5. | Stock | 123 | 128
ECSR20 | Edison fuse, ECSR series, Class RK5, current-limiting, time-delay, 20A, 600 VAC, ferrule. Package of 10. Feeder/branch protection applications. | Stock | 123 | 128
ECSR200 | Edison fuse, ECSR series, Class RK5, current-limiting, time-delay, 200A, 600 VAC, knife blade, feeder/branch protection applications. | Stock | 87 | 90
ECSR225 | Edison fuse, ECSR series, Class RK5, current-limiting, time-delay, 225A, 600 VAC, knife blade, feeder/branch protection applications. | Stock | 133 | 138
ECSR25 | Edison fuse, ECSR series, Class RK5, current-limiting, time-delay, 25A, 600 VAC, ferrule. Package of 10. Feeder/branch protection applications. | Stock | 123 | 128
ECSR250 | Edison fuse, ECSR series, Class RK5, current-limiting, time-delay, 250A, 600 VAC, knife blade, feeder/branch protection applications. | Stock | 133 | 138
ECSR3 | Edison fuse, ECSR series, Class RK5, current-limiting, time-delay, 3A, 600 VAC, ferrule. Package of 10. Feeder/branch protection applications. | Stock | 138 | 144
ECSR30 | Edison fuse, ECSR series, Class RK5, current-limiting, time-delay, 30A, 600 VAC, ferrule. Package of 10. Feeder/branch protection applications. | Stock | 123 | 128
ECSR300 | Edison fuse, ECSR series, Class RK5, current-limiting, time-delay, 300A, 600 VAC, knife blade, feeder/branch protection applications. | Stock | 144 | 150
ECSR35 | Edison fuse, ECSR series, Class RK5, current-limiting, time-delay, 35A, 600 VAC, ferrule. Package of 10. Feeder/branch protection applications. | Stock | 213 | 222
ECSR350 | Edison fuse, ECSR series, Class RK5, current-limiting, time-delay, 350A, 600 VAC, knife blade, feeder/branch protection applications. | Stock | 133 | 138
ECSR4 | Edison fuse, ECSR series, Class RK5, current-limiting, time-delay, 4A, 600 VAC, ferrule. Package of 10. Feeder/branch protection applications. | Stock | 138 | 144
ECSR40 | Edison fuse, ECSR series, Class RK5, current-limiting, time-delay, 40A, 600 VAC, ferrule. Package of 10. Feeder/branch protection applications. | Stock | 213 | 222
ECSR400 | Edison fuse, ECSR series, Class RK5, current-limiting, time-delay, 400A, 600 VAC, knife blade, feeder/branch protection applications. | Stock | 133 | 138
ECSR45 | Edison fuse, ECSR series, Class RK5, current-limiting, time-delay, 45A, 600 VAC, ferrule. Package of 10. Feeder/branch protection applications. | Stock | 213 | 222
ECSR450 | Edison fuse, ECSR series, Class RK5, current-limiting, time-delay, 450A, 600 VAC, knife blade, feeder/branch protection applications. | Stock | 194 | 202
ECSR5 | Edison fuse, ECSR series, Class RK5, current-limiting, time-delay, 5A, 600 VAC, ferrule. Package of 10. Feeder/branch protection applications. | Stock | 138 | 144
ECSR50 | Edison fuse, ECSR series, Class RK5, current-limiting, time-delay, 50A, 600 VAC, ferrule. Package of 10. Feeder/branch protection applications. | Stock | 213 | 222
ECSR500 | Edison fuse, ECSR series, Class RK5, current-limiting, time-delay, 500A, 600 VAC, knife blade, feeder/branch protection applications. | Stock | 194 | 202
ECSR6 | Edison fuse, ECSR series, Class RK5, current-limiting, time-delay, 6A, 600 VAC, ferrule. Package of 10. Feeder/branch protection applications. | Stock | 138 | 144
ECSR60 | Edison fuse, ECSR series, Class RK5, current-limiting, time-delay, 60A, 600 VAC, ferrule. Package of 10. Feeder/branch protection applications. | Stock | 213 | 222
ECSR600 | Edison fuse, ECSR series, Class RK5, current-limiting, time-delay, 600A, 600 VAC, knife blade, feeder/branch protection applications. | Stock | 194 | 202
ECSR6-25 | Edison fuse, ECSR series, Class RK5, current-limiting, time-delay, 6.25A, 600 VAC, ferrule. Package of 10. Feeder/branch protection applications. Manufacturer part number: ECSR6.25. | Stock | 144 | 150
ECSR7 | Edison fuse, ECSR series, Class RK5, current-limiting, time-delay, 7A, 600 VAC, ferrule. Package of 10. Feeder/branch protection applications. | Stock | 146 | 152
ECSR70 | Edison fuse, ECSR series, Class RK5, current-limiting, time-delay, 70A, 600 VAC, knife blade. Package of 5. Feeder/branch protection applications. | Stock | 253 | 263
ECSR8 | Edison fuse, ECSR series, Class RK5, current-limiting, time-delay, 8A, 600 VAC, ferrule. Package of 10. Feeder/branch protection applications. | Stock | 138 | 144
ECSR80 | Edison fuse, ECSR series, Class RK5, current-limiting, time-delay, 80A, 600 VAC, knife blade. Package of 5. Feeder/branch protection applications. | Stock | 253 | 263
ECSR90 | Edison fuse, ECSR series, Class RK5, current-limiting, time-delay, 90A, 600 VAC, knife blade. Package of 5. Feeder/branch protection applications. | Stock | 253 | 263
ECX1029-2 | Support base, replacement, 22mm, metal. For use with GCX and ECX series pushbuttons and switches. | Stock | 6.75 | 7
ECX1030-2 | AutomationDirect contact block, replacement, 22mm, (1) N.C. contact(s). Package of 2. For use with GCX, ECX, and ECP series pushbuttons and switches. | Stock | 7 | 7.25
ECX1030-5 | AutomationDirect contact block, replacement, 22mm, (1) N.C. contact(s). Package of 5. For use with GCX, ECX, and ECP series pushbuttons and switches. | Stock | 16.5 | 17
ECX1040-2 | AutomationDirect contact block, replacement, 22mm, (1) N.O. contact(s). Package of 2. For use with GCX, ECX, and ECP series pushbuttons and switches. | Stock | 7 | 7.25
ECX1040-5 | AutomationDirect contact block, replacement, 22mm, (1) N.O. contact(s). Package of 5. For use with GCX, ECX, and ECP series pushbuttons and switches. | Stock | 16.5 | 17
ECX1042-2 | AutomationDirect contact block, replacement, 22mm, (1) N.O. contact(s). Package of 2. For use with GCX, ECX, and ECP series pushbuttons with push-push actuation. | Stock | 7 | 7.25
ECX1051-120 | AutomationDirect incandescent indicating light, permanent light function, IP65, 22mm, red, 30mm, round, plastic base, 120 VAC/VDC, full voltage. | Stock | 7.25 | 7.5
ECX1051-24 | AutomationDirect incandescent indicating light, permanent light function, IP65, 22mm, red, 30mm, round, plastic base, 24 VAC/VDC, full voltage. | Stock | 6 | 6.25
ECX1052-120 | AutomationDirect incandescent indicating light, permanent light function, IP65, 22mm, green, 30mm, round, plastic base, 120 VAC/VDC, full voltage. | Stock | 7.25 | 7.5
ECX1052-24 | AutomationDirect incandescent indicating light, permanent light function, IP65, 22mm, green, 30mm, round, plastic base, 24 VAC/VDC, full voltage. | Stock | 6 | 6.25
ECX1053-120 | AutomationDirect incandescent indicating light, permanent light function, IP65, 22mm, yellow, 30mm, round, plastic base, 120 VAC/VDC, full voltage. | Stock | 7.25 | 7.5
ECX1053-24 | AutomationDirect incandescent indicating light, permanent light function, IP65, 22mm, yellow, 30mm, round, plastic base, 24 VAC/VDC, full voltage. | Stock | 6 | 6.25
ECX1054-120 | AutomationDirect incandescent indicating light, permanent light function, IP65, 22mm, blue, 30mm, round, plastic base, 120 VAC/VDC, full voltage. | Stock | 7.25 | 7.5
ECX1054-24 | AutomationDirect incandescent indicating light, permanent light function, IP65, 22mm, blue, 30mm, round, plastic base, 24 VAC/VDC, full voltage. | Stock | 6 | 6.25
ECX1055-120 | AutomationDirect incandescent indicating light, permanent light function, IP65, 22mm, white, 30mm, round, plastic base, 120 VAC/VDC, full voltage. | Stock | 7.25 | 7.5
ECX1055-24 | AutomationDirect incandescent indicating light, permanent light function, IP65, 22mm, white, 30mm, round, plastic base, 24 VAC/VDC, full voltage. | Stock | 6 | 6.25
ECX1056-120 | AutomationDirect incandescent indicating light, permanent light function, IP65, 22mm, white, 30mm, round, plastic base, 120 VAC/VDC, full voltage. | Stock | 7.25 | 7.5
ECX1056-24 | AutomationDirect incandescent indicating light, permanent light function, IP65, 22mm, white, 30mm, round, plastic base, 24 VAC/VDC, full voltage. | Stock | 6 | 6.25
ECX1067-2 | AutomationDirect key, replacement, metal. Package of 4. For use with GCX series selector switches with key actuation. | Stock | 6.25 | 6.5
ECX1490 | AutomationDirect hole plug, package of 2. For use with 22.5mm openings in panels and enclosures. O-ring and mounting screw included. | Stock | 2.75
ECX1510 | AutomationDirect selector switch, IP65, 22mm, 2-position, momentary, (2) N.O. contact(s), metal base, metal bezel, Operator: black, joystick, 30mm, round, plastic. | Stock | 28.5 | 29.5
ECX1512 | AutomationDirect selector switch, IP65, 22mm, 2-position, maintained, (2) N.O. contact(s), metal base, metal bezel, Operator: black, joystick, 30mm, round, plastic. | Stock | 28.5 | 29.5
ECX1520 | AutomationDirect selector switch, IP65, 22mm, 4-position, momentary, (4) N.O. contact(s), metal base, metal bezel, Operator: black, joystick, 30mm, round, plastic. | Stock | 37.5 | 39
ECX1524 | AutomationDirect selector switch, IP65, 22mm, 4-position, maintained, (4) N.O. contact(s), metal base, metal bezel, Operator: black, joystick, 30mm, round, plastic. | Stock | 37.5 | 39
ECX1651 | AutomationDirect oversized legend plate, plastic, round, yellow field, yellow background, black engraved text, legend plate marking "EMERGENCY STOP". For use with 22mm pilot devices. | Stock | 2.75
ECX1670A-B | AutomationDirect blank legend plate, aluminum, rectangular, black field, silver background. For use with 22mm pilot devices. O-ring included. | Stock | 3.5 | 3.75
ECX1670A-B01 | AutomationDirect legend plate, aluminum, rectangular, black field, silver background, black engraved text, legend plate marking "CLOSE". For use with 22mm pilot devices. O-ring included. | Stock | 3.5 | 3.75
ECX1670A-B02 | AutomationDirect legend plate, aluminum, rectangular, black field, silver background, black engraved text, legend plate marking "DOWN". For use with 22mm pilot devices. O-ring included. | Stock | 3.5 | 3.75
ECX1670A-B04 | AutomationDirect legend plate, aluminum, rectangular, black field, silver background, black engraved text, legend plate marking "FORWARD". For use with 22mm pilot devices. O-ring included. | Stock | 3.5 | 3.75
ECX1670A-B05 | AutomationDirect legend plate, aluminum, rectangular, black field, silver background, black engraved text, legend plate marking "JOG". For use with 22mm pilot devices. O-ring included. | Stock | 3.5 | 3.75
ECX1670A-B06 | AutomationDirect legend plate, aluminum, rectangular, black field, silver background, black engraved text, legend plate marking "ON". For use with 22mm pilot devices. O-ring included. | Stock | 3.5 | 3.75
ECX1670A-B07 | AutomationDirect legend plate, aluminum, rectangular, black field, silver background, black engraved text, legend plate marking "OPEN". For use with 22mm pilot devices. O-ring included. | Stock | 3.5 | 3.75
ECX1670A-B08 | AutomationDirect legend plate, aluminum, rectangular, black field, silver background, black engraved text, legend plate marking "REVERSE". For use with 22mm pilot devices. O-ring included. | Stock | 3.5 | 3.75
ECX1670A-B09 | AutomationDirect legend plate, aluminum, rectangular, black field, silver background, black engraved text, legend plate marking "RUN". For use with 22mm pilot devices. O-ring included. | Stock | 3.5 | 3.75
ECX1670A-B10 | AutomationDirect legend plate, aluminum, rectangular, black field, silver background, black engraved text, legend plate marking "START". For use with 22mm pilot devices. O-ring included. | Stock | 3.5 | 3.75
ECX1670A-B11 | AutomationDirect legend plate, aluminum, rectangular, black field, silver background, black engraved text, legend plate marking "STOP". For use with 22mm pilot devices. O-ring included. | Stock | 3.5 | 3.75
ECX1670A-B12 | AutomationDirect legend plate, aluminum, rectangular, black field, silver background, black engraved text, legend plate marking "UP". For use with 22mm pilot devices. O-ring included. | Stock | 3.5 | 3.75
ECX1670A-B13 | AutomationDirect legend plate, aluminum, rectangular, black field, silver background, black engraved text, legend plate marking "FOR REV". For use with 22mm pilot devices. O-ring included. | Stock | 3.5 | 3.75
ECX1670A-B14 | AutomationDirect legend plate, aluminum, rectangular, black field, silver background, black engraved text, legend plate marking "HAND AUTO". For use with 22mm pilot devices. O-ring included. | Stock | 3.5 | 3.75
ECX1670A-B15 | AutomationDirect legend plate, aluminum, rectangular, black field, silver background, black engraved text, legend plate marking "JOG RUN". For use with 22mm pilot devices. O-ring included. | Stock | 3.5 | 3.75
ECX1670A-B16 | AutomationDirect legend plate, aluminum, rectangular, black field, silver background, black engraved text, legend plate marking "OFF ON". For use with 22mm pilot devices. O-ring included. | Stock | 3.5 | 3.75
ECX1670A-B17 | AutomationDirect legend plate, aluminum, rectangular, black field, silver background, black engraved text, legend plate marking "OPEN CLOSE". For use with 22mm pilot devices. O-ring included. | Stock | 3.5 | 3.75
ECX1670A-B18 | AutomationDirect legend plate, aluminum, rectangular, black field, silver background, black engraved text, legend plate marking "UP DOWN". For use with 22mm pilot devices. O-ring included. | Stock | 3.5 | 3.75
ECX1670A-B19 | AutomationDirect legend plate, aluminum, rectangular, black field, silver background, black engraved text, legend plate marking "FOR OFF REV". For use with 22mm pilot devices. O-ring included. | Stock | 3.5 | 3.75
ECX1670A-B20 | AutomationDirect legend plate, aluminum, rectangular, black field, silver background, black engraved text, legend plate marking "HAND OFF AUTO". For use with 22mm pilot devices. O-ring included. | Stock | 3.5 | 3.75
ECX1670A-B21 | AutomationDirect legend plate, aluminum, rectangular, black field, silver background, black engraved text, legend plate marking "POWER ON". For use with 22mm pilot devices. O-ring included. | Stock | 3.5 | 3.75
ECX1670A-B22 | AutomationDirect legend plate, aluminum, rectangular, black field, silver background, black engraved text, legend plate marking "MOTOR RUN". For use with 22mm pilot devices. O-ring included. | Stock | 3.5 | 3.75
ECX1670A-B23 | AutomationDirect legend plate, aluminum, rectangular, black field, silver background, black engraved text, legend plate marking "MOTOR STOP". For use with 22mm pilot devices. O-ring included. | Stock | 3.5 | 3.75
ECX1670A-B24 | AutomationDirect legend plate, aluminum, rectangular, black field, silver background, black engraved text, legend plate marking "CLAMP". For use with 22mm pilot devices. O-ring included. | Stock | 3.5 | 3.75
ECX1670A-B25 | AutomationDirect legend plate, aluminum, rectangular, black field, silver background, black engraved text, legend plate marking "FEEDER ON". For use with 22mm pilot devices. O-ring included. | Stock | 3.5 | 3.75
ECX1670A-B26 | AutomationDirect legend plate, aluminum, rectangular, black field, silver background, black engraved text, legend plate marking "FEEDER OFF". For use with 22mm pilot devices. O-ring included. | Stock | 3.5 | 3.75
ECX1670A-B27 | AutomationDirect legend plate, aluminum, rectangular, black field, silver background, black engraved text, legend plate marking "HIGH". For use with 22mm pilot devices. O-ring included. | Stock | 3.5 | 3.75
ECX1670A-B28 | AutomationDirect legend plate, aluminum, rectangular, black field, silver background, black engraved text, legend plate marking "IN". For use with 22mm pilot devices. O-ring included. | Stock | 3.5 | 3.75
ECX1670A-B29 | AutomationDirect legend plate, aluminum, rectangular, black field, silver background, black engraved text, legend plate marking "INCH". For use with 22mm pilot devices. O-ring included. | Stock | 3.5 | 3.75
ECX1670A-B30 | AutomationDirect legend plate, aluminum, rectangular, black field, silver background, black engraved text, legend plate marking "JOG FOR". For use with 22mm pilot devices. O-ring included. | Stock | 3.5 | 3.75
ECX1670A-B31 | AutomationDirect legend plate, aluminum, rectangular, black field, silver background, black engraved text, legend plate marking "JOG REV". For use with 22mm pilot devices. O-ring included. | Stock | 3.5 | 3.75
ECX1670A-B32 | AutomationDirect legend plate, aluminum, rectangular, black field, silver background, black engraved text, legend plate marking "LOW". For use with 22mm pilot devices. O-ring included. | Stock | 3.5 | 3.75
ECX1670A-B33 | AutomationDirect legend plate, aluminum, rectangular, black field, silver background, black engraved text, legend plate marking "LOWER". For use with 22mm pilot devices. O-ring included. | Stock | 3.5 | 3.75
ECX1670A-B34 | AutomationDirect legend plate, aluminum, rectangular, black field, silver background, black engraved text, legend plate marking "OFF". For use with 22mm pilot devices. O-ring included. | Stock | 3.5 | 3.75
ECX1670A-B35 | AutomationDirect legend plate, aluminum, rectangular, black field, silver background, black engraved text, legend plate marking "OUT". For use with 22mm pilot devices. O-ring included. | Stock | 3.5 | 3.75
ECX1670A-B36 | AutomationDirect legend plate, aluminum, rectangular, black field, silver background, black engraved text, legend plate marking "RAISE". For use with 22mm pilot devices. O-ring included. | Stock | 3.5 | 3.75
ECX1670A-B37 | AutomationDirect legend plate, aluminum, rectangular, black field, silver background, black engraved text, legend plate marking "READY". For use with 22mm pilot devices. O-ring included. | Stock | 3.5 | 3.75
ECX1670A-B38 | AutomationDirect legend plate, aluminum, rectangular, black field, silver background, black engraved text, legend plate marking "RESET". For use with 22mm pilot devices. O-ring included. | Stock | 3.5 | 3.75
ECX1670A-B39 | AutomationDirect legend plate, aluminum, rectangular, black field, silver background, black engraved text, legend plate marking "TEST". For use with 22mm pilot devices. O-ring included. | Stock | 3.5 | 3.75
ECX1670A-B40 | AutomationDirect legend plate, aluminum, rectangular, black field, silver background, black engraved text, legend plate marking "TRANSFER". For use with 22mm pilot devices. O-ring included. | Stock | 3.5 | 3.75
ECX1670A-B41 | AutomationDirect legend plate, aluminum, rectangular, black field, silver background, black engraved text, legend plate marking "TRIP". For use with 22mm pilot devices. O-ring included. | Stock | 3.5 | 3.75
ECX1670A-B42 | AutomationDirect legend plate, aluminum, rectangular, black field, silver background, black engraved text, legend plate marking "UNCLAMP". For use with 22mm pilot devices. O-ring included. | Stock | 3.5 | 3.75
ECX1670A-B43 | AutomationDirect legend plate, aluminum, rectangular, black field, silver background, black engraved text, legend plate marking "HIGH LOW". For use with 22mm pilot devices. O-ring included. | Stock | 3.5 | 3.75
ECX1670A-B44 | AutomationDirect legend plate, aluminum, rectangular, black field, silver background, black engraved text, legend plate marking "MAN AUTO". For use with 22mm pilot devices. O-ring included. | Stock | 3.5 | 3.75
ECX1670A-B45 | AutomationDirect legend plate, aluminum, rectangular, black field, silver background, black engraved text, legend plate marking "SAFE RUN". For use with 22mm pilot devices. O-ring included. | Stock | 3.5 | 3.75
ECX1670A-B46 | AutomationDirect legend plate, aluminum, rectangular, black field, silver background, black engraved text, legend plate marking "AUTO OFF HAND". For use with 22mm pilot devices. O-ring included. | Stock | 3.5 | 3.75
ECX1670A-B47 | AutomationDirect legend plate, aluminum, rectangular, black field, silver background, black engraved text, legend plate marking "MAN OFF AUTO". For use with 22mm pilot devices. O-ring included. | Stock | 3.5 | 3.75
ECX1670A-B48 | AutomationDirect legend plate, aluminum, rectangular, black field, silver background, black engraved text, legend plate marking "OPEN OFF CLOSE". For use with 22mm pilot devices. O-ring included. | Stock | 3.5 | 3.75
ECX1670A-B49 | AutomationDirect legend plate, aluminum, rectangular, black field, silver background, black engraved text, legend plate marking "UP OFF DOWN". For use with 22mm pilot devices. O-ring included. | Stock | 3.5 | 3.75
ECX1670A-B50 | AutomationDirect legend plate, aluminum, rectangular, black field, silver background, black engraved text, legend plate marking "PULL ON PUSH OFF". For use with 22mm pilot devices. O-ring included. | Stock | 3.5 | 3.75
ECX1670A-B51 | AutomationDirect legend plate, aluminum, rectangular, black field, silver background, black engraved text, legend plate marking "EXTEND". For use with 22mm pilot devices. O-ring included. | Stock | 3.5 | 3.75
ECX1670A-B52 | AutomationDirect legend plate, aluminum, rectangular, black field, silver background, black engraved text, legend plate marking "RETRACT". For use with 22mm pilot devices. O-ring included. | Stock | 3.5 | 3.75
ECX1670A-B53 | AutomationDirect legend plate, aluminum, rectangular, black field, silver background, black engraved text, legend plate marking "GRIP". For use with 22mm pilot devices. O-ring included. | Stock | 3.5 | 3.75
ECX1670A-B54 | AutomationDirect legend plate, aluminum, rectangular, black field, silver background, black engraved text, legend plate marking "RELEASE". For use with 22mm pilot devices. O-ring included. | Stock | 3.5 | 3.75
ECX1670A-R | AutomationDirect blank legend plate, aluminum, rectangular, red field, silver background. For use with 22mm pilot devices. O-ring included. | Stock | 3.5 | 3.75
ECX1670A-R03 | AutomationDirect legend plate, aluminum, rectangular, red field, silver background, red engraved text, legend plate marking "EMERG. STOP". For use with 22mm pilot devices. O-ring included. | Stock | 3.5 | 3.75
ECX1670A-R11 | AutomationDirect legend plate, aluminum, rectangular, red field, silver background, red engraved text, legend plate marking "STOP". For use with 22mm pilot devices. O-ring included. | Stock | 3.5 | 3.75
ECX1670-B | AutomationDirect blank legend plate, plastic, rectangular, black field, black background. For use with 22mm pilot devices. O-ring included. | Stock | 3
ECX1670-B01 | AutomationDirect legend plate, plastic, rectangular, black field, black background, white engraved text, legend plate marking "CLOSE". For use with 22mm pilot devices. O-ring included. | Stock | 3
ECX1670-B02 | AutomationDirect legend plate, plastic, rectangular, black field, black background, white engraved text, legend plate marking "DOWN". For use with 22mm pilot devices. O-ring included. | Stock | 3
ECX1670-B04 | AutomationDirect legend plate, plastic, rectangular, black field, black background, white engraved text, legend plate marking "FORWARD". For use with 22mm pilot devices. O-ring included. | Stock | 3
ECX1670-B05 | AutomationDirect legend plate, plastic, rectangular, black field, black background, white engraved text, legend plate marking "JOG". For use with 22mm pilot devices. O-ring included. | Stock | 3
ECX1670-B06 | AutomationDirect legend plate, plastic, rectangular, black field, black background, white engraved text, legend plate marking "ON". For use with 22mm pilot devices. O-ring included. | Stock | 3
ECX1670-B07 | AutomationDirect legend plate, plastic, rectangular, black field, black background, white engraved text, legend plate marking "OPEN". For use with 22mm pilot devices. O-ring included. | Stock | 3
ECX1670-B08 | AutomationDirect legend plate, plastic, rectangular, black field, black background, white engraved text, legend plate marking "REVERSE". For use with 22mm pilot devices. O-ring included. | Stock | 3
ECX1670-B09 | AutomationDirect legend plate, plastic, rectangular, black field, black background, white engraved text, legend plate marking "RUN". For use with 22mm pilot devices. O-ring included. | Stock | 3
ECX1670-B10 | AutomationDirect legend plate, plastic, rectangular, black field, black background, white engraved text, legend plate marking "START". For use with 22mm pilot devices. O-ring included. | Stock | 3
ECX1670-B11 | AutomationDirect legend plate, plastic, rectangular, black field, black background, white engraved text, legend plate marking "STOP". For use with 22mm pilot devices. O-ring included. | Stock | 3
ECX1670-B12 | AutomationDirect legend plate, plastic, rectangular, black field, black background, white engraved text, legend plate marking "UP". For use with 22mm pilot devices. O-ring included. | Stock | 3
ECX1670-B13 | AutomationDirect legend plate, plastic, rectangular, black field, black background, white engraved text, legend plate marking "FOR-REV". For use with 22mm pilot devices. O-ring included. | Stock | 3
ECX1670-B14 | AutomationDirect legend plate, plastic, rectangular, black field, black background, white engraved text, legend plate marking "HAND-AUTO". For use with 22mm pilot devices. O-ring included. | Stock | 3
ECX1670-B15 | AutomationDirect legend plate, plastic, rectangular, black field, black background, white engraved text, legend plate marking "JOG-RUN". For use with 22mm pilot devices. O-ring included. | Stock | 3
ECX1670-B16 | AutomationDirect legend plate, plastic, rectangular, black field, black background, white engraved text, legend plate marking "OFF-ON". For use with 22mm pilot devices. O-ring included. | Stock | 3
ECX1670-B17 | AutomationDirect legend plate, plastic, rectangular, black field, black background, white engraved text, legend plate marking "OPEN-CLOSE". For use with 22mm pilot devices. O-ring included. | Stock | 3
ECX1670-B18 | AutomationDirect legend plate, plastic, rectangular, black field, black background, white engraved text, legend plate marking "UP-DOWN". For use with 22mm pilot devices. O-ring included. | Stock | 3
ECX1670-B19 | AutomationDirect legend plate, plastic, rectangular, black field, black background, white engraved text, legend plate marking "FOR OFF REV". For use with 22mm pilot devices. O-ring included. | Stock | 3
ECX1670-B20 | AutomationDirect legend plate, plastic, rectangular, black field, black background, white engraved text, legend plate marking "HAND OFF AUTO". For use with 22mm pilot devices. O-ring included. | Stock | 3
ECX1670-B21 | AutomationDirect legend plate, plastic, rectangular, black field, black background, white engraved text, legend plate marking "POWER ON". For use with 22mm pilot devices. O-ring included. | Stock | 3
ECX1670-B22 | AutomationDirect legend plate, plastic, rectangular, black field, black background, white engraved text, legend plate marking "MOTOR RUN". For use with 22mm pilot devices. O-ring included. | Stock | 3
ECX1670-B23 | AutomationDirect legend plate, plastic, rectangular, black field, black background, white engraved text, legend plate marking "MOTOR STOP". For use with 22mm pilot devices. O-ring included. | Stock | 3
ECX1670-B24 | AutomationDirect legend plate, plastic, rectangular, black field, black background, white engraved text, legend plate marking "CLAMP". For use with 22mm pilot devices. O-ring included. | Stock | 3.5 | 3.75
ECX1670-B25 | AutomationDirect legend plate, plastic, rectangular, black field, black background, white engraved text, legend plate marking "FEEDER ON". For use with 22mm pilot devices. O-ring included. | Stock | 3.5 | 3.75
ECX1670-B26 | AutomationDirect legend plate, plastic, rectangular, black field, black background, white engraved text, legend plate marking "FEEDER OFF". For use with 22mm pilot devices. O-ring included. | Stock | 3.5 | 3.75
ECX1670-B27 | AutomationDirect legend plate, plastic, rectangular, black field, black background, white engraved text, legend plate marking "HIGH". For use with 22mm pilot devices. O-ring included. | Stock | 3.5 | 3.75
ECX1670-B28 | AutomationDirect legend plate, plastic, rectangular, black field, black background, white engraved text, legend plate marking "IN". For use with 22mm pilot devices. O-ring included. | Stock | 3.5 | 3.75
ECX1670-B29 | AutomationDirect legend plate, plastic, rectangular, black field, black background, white engraved text, legend plate marking "INCH". For use with 22mm pilot devices. O-ring included. | Stock | 3.5 | 3.75
ECX1670-B30 | AutomationDirect legend plate, plastic, rectangular, black field, black background, white engraved text, legend plate marking "JOG FOR". For use with 22mm pilot devices. O-ring included. | Stock | 3.5 | 3.75
ECX1670-B31 | AutomationDirect legend plate, plastic, rectangular, black field, black background, white engraved text, legend plate marking "JOG REV". For use with 22mm pilot devices. O-ring included. | Stock | 3.5 | 3.75
ECX1670-B32 | AutomationDirect legend plate, plastic, rectangular, black field, black background, white engraved text, legend plate marking "LOW". For use with 22mm pilot devices. O-ring included. | Stock | 3.5 | 3.75
ECX1670-B33 | AutomationDirect legend plate, plastic, rectangular, black field, black background, white engraved text, legend plate marking "LOWER". For use with 22mm pilot devices. O-ring included. | Stock | 3.5 | 3.75
ECX1670-B34 | AutomationDirect legend plate, plastic, rectangular, black field, black background, white engraved text, legend plate marking "OFF". For use with 22mm pilot devices. O-ring included. | Stock | 3.5 | 3.75
ECX1670-B35 | AutomationDirect legend plate, plastic, rectangular, black field, black background, white engraved text, legend plate marking "OUT". For use with 22mm pilot devices. O-ring included. | Stock | 3.5 | 3.75
ECX1670-B36 | AutomationDirect legend plate, plastic, rectangular, black field, black background, white engraved text, legend plate marking "RAISE". For use with 22mm pilot devices. O-ring included. | Stock | 3.5 | 3.75
ECX1670-B37 | AutomationDirect legend plate, plastic, rectangular, black field, black background, white engraved text, legend plate marking "READY". For use with 22mm pilot devices. O-ring included. | Stock | 3.5 | 3.75
ECX1670-B38 | AutomationDirect legend plate, plastic, rectangular, black field, black background, white engraved text, legend plate marking "RESET". For use with 22mm pilot devices. O-ring included. | Stock | 3.5 | 3.75
ECX1670-B39 | AutomationDirect legend plate, plastic, rectangular, black field, black background, white engraved text, legend plate marking "TEST". For use with 22mm pilot devices. O-ring included. | Stock | 3.5 | 3.75
ECX1670-B40 | AutomationDirect legend plate, plastic, rectangular, black field, black background, white engraved text, legend plate marking "TRANSFER". For use with 22mm pilot devices. O-ring included. | Stock | 3.5 | 3.75
ECX1670-B41 | AutomationDirect legend plate, plastic, rectangular, black field, black background, white engraved text, legend plate marking "TRIP". For use with 22mm pilot devices. O-ring included. | Stock | 3.5 | 3.75
ECX1670-B42 | AutomationDirect legend plate, plastic, rectangular, black field, black background, white engraved text, legend plate marking "UNCLAMP". For use with 22mm pilot devices. O-ring included. | Stock | 3.5 | 3.75
ECX1670-B43 | AutomationDirect legend plate, plastic, rectangular, black field, black background, white engraved text, legend plate marking "HIGH LOW". For use with 22mm pilot devices. O-ring included. | Stock | 3.5 | 3.75
ECX1670-B44 | AutomationDirect legend plate, plastic, rectangular, black field, black background, white engraved text, legend plate marking "MAN AUTO". For use with 22mm pilot devices. O-ring included. | Stock | 3.5 | 3.75
ECX1670-B45 | AutomationDirect legend plate, plastic, rectangular, black field, black background, white engraved text, legend plate marking "SAFE RUN". For use with 22mm pilot devices. O-ring included. | Stock | 3.5 | 3.75
ECX1670-B46 | AutomationDirect legend plate, plastic, rectangular, black field, black background, white engraved text, legend plate marking "AUTO OFF HAND". For use with 22mm pilot devices. O-ring included. | Stock | 3.5 | 3.75
ECX1670-B47 | AutomationDirect legend plate, plastic, rectangular, black field, black background, white engraved text, legend plate marking "MAN OFF AUTO". For use with 22mm pilot devices. O-ring included. | Stock | 3.5 | 3.75
ECX1670-B48 | AutomationDirect legend plate, plastic, rectangular, black field, black background, white engraved text, legend plate marking "OPEN OFF CLOSE". For use with 22mm pilot devices. O-ring included. | Stock | 3.5 | 3.75
ECX1670-B49 | AutomationDirect legend plate, plastic, rectangular, black field, black background, white engraved text, legend plate marking "UP OFF DOWN". For use with 22mm pilot devices. O-ring included. | Stock | 3.5 | 3.75
ECX1670-B50 | AutomationDirect legend plate, plastic, rectangular, black field, black background, white engraved text, legend plate marking "PULL ON PUSH OFF". For use with 22mm pilot devices. O-ring included. | Stock | 3.5 | 3.75
ECX1670-B51 | AutomationDirect legend plate, plastic, rectangular, black field, black background, white engraved text, legend plate marking "EXTEND". For use with 22mm pilot devices. O-ring included. | Stock | 3.5 | 3.75
ECX1670-B52 | AutomationDirect legend plate, plastic, rectangular, black field, black background, white engraved text, legend plate marking "RETRACT". For use with 22mm pilot devices. O-ring included. | Stock | 3.5 | 3.75
ECX1670-B53 | AutomationDirect legend plate, plastic, rectangular, black field, black background, white engraved text, legend plate marking "GRIP". For use with 22mm pilot devices. O-ring included. | Stock | 3.5 | 3.75
ECX1670-B54 | AutomationDirect legend plate, plastic, rectangular, black field, black background, white engraved text, legend plate marking "RELEASE". For use with 22mm pilot devices. O-ring included. | Stock | 3.5 | 3.75
ECX1670-R | AutomationDirect blank legend plate, plastic, rectangular, red field, red background. For use with 22mm pilot devices. O-ring included. | Stock | 3
ECX1670-R03 | AutomationDirect legend plate, plastic, rectangular, red field, red background, white engraved text, legend plate marking "EMERG. STOP". For use with 22mm pilot devices. O-ring included. | Stock | 3
ECX1670-R11 | AutomationDirect legend plate, plastic, rectangular, red field, red background, white engraved text, legend plate marking "STOP". For use with 22mm pilot devices. O-ring included. | Stock | 3
ECX1680A-B | AutomationDirect blank jumbo legend plate, aluminum, rectangular, black field, silver background. For use with 22mm pilot devices. O-ring included. | Stock | 4 | 4.25
ECX1680A-B05 | AutomationDirect jumbo legend plate, aluminum, rectangular, black field, silver background, black engraved text, legend plate marking "JOG". For use with 22mm pilot devices. O-ring included. | Stock | 4 | 4.25
ECX1680A-B10 | AutomationDirect jumbo legend plate, aluminum, rectangular, black field, silver background, black engraved text, legend plate marking "START". For use with 22mm pilot devices. O-ring included. | Stock | 4 | 4.25
ECX1680A-B16 | AutomationDirect jumbo legend plate, aluminum, rectangular, black field, silver background, black engraved text, legend plate marking "OFF ON". For use with 22mm pilot devices. O-ring included. | Stock | 4 | 4.25
ECX1680A-B17 | AutomationDirect jumbo legend plate, aluminum, rectangular, black field, silver background, black engraved text, legend plate marking "OPEN CLOSE". For use with 22mm pilot devices. O-ring included. | Stock | 4 | 4.25
ECX1680A-B20 | AutomationDirect jumbo legend plate, aluminum, rectangular, black field, silver background, black engraved text, legend plate marking "HAND OFF AUTO". For use with 22mm pilot devices. O-ring included. | Stock | 4 | 4.25
ECX1680A-B21 | AutomationDirect jumbo legend plate, aluminum, rectangular, black field, silver background, black engraved text, legend plate marking "POWER ON". For use with 22mm pilot devices. O-ring included. | Stock | 4 | 4.25
ECX1680A-R | AutomationDirect blank jumbo legend plate, aluminum, rectangular, red field, silver background. For use with 22mm pilot devices. O-ring included. | Stock | 4 | 4.25
ECX1680A-R03 | AutomationDirect jumbo legend plate, aluminum, rectangular, red field, silver background, red engraved text, legend plate marking "EMERG. STOP". For use with 22mm pilot devices. O-ring included. | Stock | 4 | 4.25
ECX1680A-R11 | AutomationDirect jumbo legend plate, aluminum, rectangular, red field, silver background, red engraved text, legend plate marking "STOP". For use with 22mm pilot devices. O-ring included. | Stock | 4 | 4.25
ECX1690-B | AutomationDirect blank jumbo legend plate, plastic, square, black field, black background. For use with 22mm pilot devices. O-ring included. | Stock | 3.5 | 3.75
ECX1690-B05 | AutomationDirect jumbo legend plate, plastic, square, black field, black background, white engraved text, legend plate marking "JOG". For use with 22mm pilot devices. O-ring included. | Stock | 3.5 | 3.75
ECX1690-B10 | AutomationDirect jumbo legend plate, plastic, square, black field, black background, white engraved text, legend plate marking "START". For use with 22mm pilot devices. O-ring included. | Stock | 3.5 | 3.75
ECX1690-B16 | AutomationDirect jumbo legend plate, plastic, square, black field, black background, white engraved text, legend plate marking "OFF-ON". For use with 22mm pilot devices. O-ring included. | Stock | 3.5 | 3.75
ECX1690-B17 | AutomationDirect jumbo legend plate, plastic, square, black field, black background, white engraved text, legend plate marking "OPEN-CLOSE". For use with 22mm pilot devices. O-ring included. | Stock | 3.5 | 3.75
ECX1690-B20 | AutomationDirect jumbo legend plate, plastic, square, black field, black background, white engraved text, legend plate marking "HAND-OFF-AUTO". For use with 22mm pilot devices. O-ring included. | Stock | 3.5 | 3.75
ECX1690-B21 | AutomationDirect jumbo legend plate, plastic, square, black field, black background, white engraved text, legend plate marking "POWER ON". For use with 22mm pilot devices. O-ring included. | Stock | 3.5 | 3.75
ECX1690-R | AutomationDirect blank jumbo legend plate, plastic, square, red field, red background. For use with 22mm pilot devices. O-ring included. | Stock | 3.5 | 3.75
ECX1690-R03 | AutomationDirect jumbo legend plate, plastic, square, red field, red background, white engraved text, legend plate marking "EMERG. STOP". For use with 22mm pilot devices. O-ring included. | Stock | 3.5 | 3.75
ECX1690-R11 | AutomationDirect jumbo legend plate, plastic, square, red field, red background, white engraved text, legend plate marking "STOP". For use with 22mm pilot devices. O-ring included. | Stock | 3.5 | 3.75
ECX1700-5 | AutomationDirect protection cap, black, 22mm, silicone. Package of 5. For use with GCX series standard-size flush pushbuttons. | Stock | 7.25 | 7.5
ECX1701-5 | AutomationDirect protection cap, red, 22mm, silicone. Package of 5. For use with GCX series standard-size flush pushbuttons. | Stock | 7.25 | 7.5
ECX1702-5 | AutomationDirect protection cap, green, 22mm, silicone. Package of 5. For use with GCX series standard-size flush pushbuttons. | Stock | 7.25 | 7.5
ECX1703-5 | AutomationDirect protection cap, yellow, 22mm, silicone. Package of 5. For use with GCX series standard-size flush pushbuttons. | Stock | 7.25 | 7.5
ECX1704-5 | AutomationDirect protection cap, blue, 22mm, silicone. Package of 5. For use with GCX series standard-size flush pushbuttons. | Stock | 7.25 | 7.5
ECX1705-5 | AutomationDirect protection cap, clear, 22mm, silicone. Package of 5. For use with GCX series standard-size flush pushbuttons. | Stock | 7.25 | 7.5
ECX1706-5 | AutomationDirect protection cap, clear, 22mm, silicone. Package of 5. For use with GCX series extended or illuminated pushbuttons. | Stock | 12.5 | 13
ECX1900-5 | AutomationDirect bulb, incandescent, replacement, 6 VAC/VDC, T31/4 bayonet, 1.2W @ 6V. Package of 5. For use with GCX and ECX series pushbuttons, switches and indicators. | Stock | 9.25 | 9.5
ECX1902-5 | AutomationDirect bulb, incandescent, replacement, 24 VAC/VDC, T31/4 bayonet, 80 mA @ 24V. Package of 5. For use with GCX and ECX series pushbuttons, switches and indicators. | Stock | 9.25 | 9.5
ECX1904-5 | AutomationDirect bulb, incandescent, replacement, 130 VAC/VDC, T31/4 bayonet, 20 mA @ 130V. Package of 5. For use with GCX and ECX series pushbuttons, switches and indicators. | Stock | 19 | 20
ECX1911-2 | AutomationDirect bulb, LED, replacement, 24 VAC/VDC, BA9s bayonet, red, 14 mA @ 24V. Package of 2. For use with GCX and ECX series pushbuttons, switches and indicators. | Stock | 17 | 17.5
ECX1912-2 | AutomationDirect bulb, LED, replacement, 24 VAC/VDC, BA9s bayonet, green, 13 mA @ 24V. Package of 2. For use with GCX and ECX series pushbuttons, switches and indicators. | Stock | 21 | 22
ECX1913-2 | AutomationDirect bulb, LED, replacement, 24 VAC/VDC, BA9s bayonet, yellow, 13.3 mA @ 24V. Package of 2. For use with GCX and ECX series pushbuttons, switches and indicators. | Stock | 17 | 17.5
ECX1914-2 | AutomationDirect bulb, LED, replacement, 24 VAC/VDC, BA9s bayonet, blue, 13 mA @ 24V. Package of 2. For use with GCX and ECX series pushbuttons, switches and indicators. | Stock | 22.5 | 23.5
ECX1915-2 | AutomationDirect bulb, LED, replacement, 24 VAC/VDC, BA9s bayonet, white, 19 mA @ 24V. Package of 2. For use with GCX and ECX series pushbuttons, switches and indicators. | Stock | 27 | 28
ECX1921-2 | AutomationDirect bulb, LED, replacement, 120 VAC/VDC, BA9s bayonet, red, 5 mA @ 120V. Package of 2. For use with GCX and ECX series pushbuttons, switches and indicators. | Stock | 17 | 17.5
ECX1922-2 | AutomationDirect bulb, LED, replacement, 120 VAC/VDC, BA9s bayonet, green, 5 mA @ 120V. Package of 2. For use with GCX and ECX series pushbuttons, switches and indicators. | Stock | 21 | 22
ECX1923-2 | AutomationDirect bulb, LED, replacement, 120 VAC/VDC, BA9s bayonet, yellow, 5 mA @ 120V. Package of 2. For use with GCX and ECX series pushbuttons, switches and indicators. | Stock | 17 | 17.5
ECX1924-2 | AutomationDirect bulb, LED, replacement, 120 VAC/VDC, BA9s bayonet, blue, 5 mA @ 120V. Package of 2. For use with GCX and ECX series pushbuttons, switches and indicators. | Stock | 22.5 | 23.5
ECX1925-2 | AutomationDirect bulb, LED, replacement, 120 VAC/VDC, BA9s bayonet, white, 5 mA @ 120V. Package of 2. For use with GCX and ECX series pushbuttons, switches and indicators. | Stock | 27 | 28
ECX2051-127L | AutomationDirect LED indicating light, permanent light function, IP65, 22mm, red, 30mm, round, plastic base, 120 VAC/VDC, full voltage. | Stock | 6.75 | 7
ECX2051-24L | AutomationDirect LED indicating light, permanent light function, IP65, 22mm, red, 30mm, round, plastic base, 24 VAC/VDC, full voltage. | Stock | 5.5 | 5.75
ECX2052-127L | AutomationDirect LED indicating light, permanent light function, IP65, 22mm, green, 30mm, round, plastic base, 120 VAC/VDC, full voltage. | Stock | 6.75 | 7
ECX2052-24L | AutomationDirect LED indicating light, permanent light function, IP65, 22mm, green, 30mm, round, plastic base, 24 VAC/VDC, full voltage. | Stock | 5.5 | 5.75
ECX2053-127L | AutomationDirect LED indicating light, permanent light function, IP65, 22mm, yellow, 30mm, round, plastic base, 120 VAC/VDC, full voltage. | Stock | 6.75 | 7
ECX2053-24L | AutomationDirect LED indicating light, permanent light function, IP65, 22mm, yellow, 30mm, round, plastic base, 24 VAC/VDC, full voltage. | Stock | 5.5 | 5.75
ECX2054-127L | AutomationDirect LED indicating light, permanent light function, IP65, 22mm, blue, 30mm, round, plastic base, 120 VAC/VDC, full voltage. | Stock | 9.25 | 9.5
ECX2054-24L | AutomationDirect LED indicating light, permanent light function, IP65, 22mm, blue, 30mm, round, plastic base, 24 VAC/VDC, full voltage. | Stock | 9.25 | 9.5
ECX2055-127L | AutomationDirect LED indicating light, permanent light function, IP65, 22mm, white, 30mm, round, plastic base, 120 VAC/VDC, full voltage. | Stock | 9.25 | 9.5
ECX2055-24L | AutomationDirect LED indicating light, permanent light function, IP65, 22mm, white, 30mm, round, plastic base, 24 VAC/VDC, full voltage. | Stock | 9.25 | 9.5
ECX2070-127 | Audible alarm buzzer, piezoelectric, 80 dB at 10cm, 2.4 kHz tone frequency, pulse tone(s), 120 VAC/VDC, 22mm, panel mount, plastic housing, black, IP65. | Stock | 7.25 | 7.5
ECX2070-24 | Audible alarm buzzer, piezoelectric, 80 dB at 10cm, 2.4 kHz tone frequency, pulse tone(s), 24 VAC/VDC, 22mm, panel mount, plastic housing, black, IP65. | Stock | 7.25 | 7.5
ECX2071-127R | AutomationDirect audible alarm buzzer, piezoelectric, 80 dB at 10cm, 2.8 kHz tone frequency, pulse tone(s), 120 VAC/VDC, permanent LED indicator(s), red, 22mm, panel mount, plastic housing, red, IP65. | Stock | 9.25 | 9.5
ECX2071-24R | AutomationDirect audible alarm buzzer, piezoelectric, 80 dB at 10cm, 2.8 kHz tone frequency, pulse tone(s), 24 VAC/VDC, permanent LED indicator(s), red, 22mm, panel mount, plastic housing, red, IP65. | Stock | 9.25 | 9.5
ECX2300-10K | AutomationDirect potentiometer, IP65, 10k ohm, 22mm, black. Legend plate ECX2640 purchased separately. | Stock | 40 | 41.5
ECX2300-5K | AutomationDirect potentiometer, IP65, 5k ohm, 22mm, black. Legend plate ECX2640 purchased separately. | Stock | 40 | 41.5
ECX2640 | AutomationDirect legend plate, plastic, square, black field, black background, white engraved text, legend plate marking "0 to 100 scale". For use with 22mm pilot devices. | Stock | 3.5 | 3.75
ECX3029-2 | AutomationDirect support base, replacement, 22mm, plastic. For use with GCX and ECX series pushbuttons and switches. | Stock | 1.75
ECX3510 | AutomationDirect selector switch, IP65, 22mm, 2-position, momentary, (2) N.O. contact(s), plastic base, plastic bezel, Operator: black, joystick, 30mm, round, plastic. | Stock | 22 | 23
ECX3512 | AutomationDirect selector switch, IP65, 22mm, 2-position, maintained, (2) N.O. contact(s), plastic base, plastic bezel, Operator: black, joystick, 30mm, round, plastic. | Stock | 22 | 23
ECX3520 | AutomationDirect selector switch, IP65, 22mm, 4-position, momentary, (4) N.O. contact(s), plastic base, plastic bezel, Operator: black, joystick, 30mm, round, plastic. | Stock | 29.5 | 30.5
ECX3524 | AutomationDirect selector switch, IP65, 22mm, 4-position, maintained, (4) N.O. contact(s), plastic base, plastic bezel, Operator: black, joystick, 30mm, round, plastic. | Stock | 29.5 | 30.5
EDCC1 | Edison fuse, EDCC series, Class CC, current-limiting, time-delay, 1A, 600 VAC, ferrule. Package of 10. Feeder/branch protection applications. | Stock | 106 | 110
EDCC10 | Edison fuse, EDCC series, Class CC, current-limiting, time-delay, 10A, 600 VAC, ferrule. Package of 10. Feeder/branch protection applications. | Stock | 106 | 110
EDCC12 | Edison fuse, EDCC series, Class CC, current-limiting, time-delay, 12A, 600 VAC, ferrule. Package of 10. Feeder/branch protection applications. | Stock | 113 | 118
EDCC15 | Edison fuse, EDCC series, Class CC, current-limiting, time-delay, 15A, 600 VAC, ferrule. Package of 10. Feeder/branch protection applications. | Stock | 106 | 110
EDCC1-5 | Edison fuse, EDCC series, Class CC, current-limiting, time-delay, 1.5A, 600 VAC, ferrule. Package of 10. Feeder/branch protection applications. Manufacturer part number: EDCC1.5. | Stock | 113 | 118
EDCC2 | Edison fuse, EDCC series, Class CC, current-limiting, time-delay, 2A, 600 VAC, ferrule. Package of 10. Feeder/branch protection applications. | Stock | 106 | 110
EDCC20 | Edison fuse, EDCC series, Class CC, current-limiting, time-delay, 20A, 600 VAC, ferrule. Package of 10. Feeder/branch protection applications. | Stock | 107 | 111
EDCC25 | Edison fuse, EDCC series, Class CC, current-limiting, time-delay, 25A, 600 VAC, ferrule. Package of 10. Feeder/branch protection applications. | Stock | 113 | 118
EDCC2-5 | Edison fuse, EDCC series, Class CC, current-limiting, time-delay, 2.5A, 600 VAC, ferrule. Package of 10. Feeder/branch protection applications. Manufacturer part number: EDCC2.5. | Stock | 106 | 110
EDCC3 | Edison fuse, EDCC series, Class CC, current-limiting, time-delay, 3A, 600 VAC, ferrule. Package of 10. Feeder/branch protection applications. | Stock | 106 | 110
EDCC30 | Edison fuse, EDCC series, Class CC, current-limiting, time-delay, 30A, 600 VAC, ferrule. Package of 10. Feeder/branch protection applications. | Stock | 106 | 110
EDCC3-5 | Edison fuse, EDCC series, Class CC, current-limiting, time-delay, 3.5A, 600 VAC, ferrule. Package of 10. Feeder/branch protection applications. Manufacturer part number: EDCC3.5. | Stock | 106 | 110
EDCC4 | Edison fuse, EDCC series, Class CC, current-limiting, time-delay, 4A, 600 VAC, ferrule. Package of 10. Feeder/branch protection applications. | Stock | 106 | 110
EDCC5 | Edison fuse, EDCC series, Class CC, current-limiting, time-delay, 5A, 600 VAC, ferrule. Package of 10. Feeder/branch protection applications. | Stock | 106 | 110
EDCC-5 | Edison fuse, EDCC series, Class CC, current-limiting, time-delay, 0.5A, 600 VAC, ferrule. Package of 10. Feeder/branch protection applications. Manufacturer part number: EDCC0.5. | Stock | 106 | 110
EDCC5-6 | Edison fuse, EDCC series, Class CC, current-limiting, time-delay, 5.6A, 600 VAC, ferrule. Package of 10. Feeder/branch protection applications. Manufacturer part number: EDCC5.6. | Stock | 113 | 118
EDCC6 | Edison fuse, EDCC series, Class CC, current-limiting, time-delay, 6A, 600 VAC, ferrule. Package of 10. Feeder/branch protection applications. | Stock | 113 | 118
EDCC7 | Edison fuse, EDCC series, Class CC, current-limiting, time-delay, 7A, 600 VAC, ferrule. Package of 10. Feeder/branch protection applications. | Stock | 113 | 118
EDCC8 | Edison fuse, EDCC series, Class CC, current-limiting, time-delay, 8A, 600 VAC, ferrule. Package of 10. Feeder/branch protection applications. | Stock | 113 | 118
EDCC9 | Edison fuse, EDCC series, Class CC, current-limiting, time-delay, 9A, 600 VAC, ferrule. Package of 10. Feeder/branch protection applications. | Stock | 113 | 118
EDL.VBL | Schmersal pushbutton, IP65, 30mm, momentary, operator only, plastic base, metal bezel, Operator: blue, flush, 29.5mm, round, glass. Purchase contact and light blocks separately. | Stock | 22
EDL.VGB | Schmersal pushbutton, IP65, 30mm, momentary, operator only, plastic base, metal bezel, Operator: yellow, flush, 29.5mm, round, glass. Purchase contact and light blocks separately. | Stock | 22
EDL.VGN | Schmersal pushbutton, IP65, 30mm, momentary, operator only, plastic base, metal bezel, Operator: green, flush, 29.5mm, round, glass. Purchase contact and light blocks separately. | Stock | 22
EDL.VRT | Schmersal pushbutton, IP65, 30mm, momentary, operator only, plastic base, metal bezel, Operator: red, flush, 29.5mm, round, glass. Purchase contact and light blocks separately. | Stock | 22
EDL.VWS | Schmersal pushbutton, IP65, 30mm, momentary, operator only, plastic base, metal bezel, Operator: white, flush, 29.5mm, round, glass. Purchase contact and light blocks separately. | Stock | 22
EDP40.VBL | Schmersal pushbutton, IP65, 30mm, momentary, operator only, plastic base, metal bezel, Operator: blue, mushroom, 40mm, round, metal. Purchase contact blocks separately. | Stock | 32.5
EDP40.VGB | Schmersal pushbutton, IP65, 30mm, momentary, operator only, plastic base, metal bezel, Operator: yellow, mushroom, 40mm, round, metal. Purchase contact blocks separately. | Stock | 32.5
EDP40.VGN | Schmersal pushbutton, IP65, 30mm, momentary, operator only, plastic base, metal bezel, Operator: green, mushroom, 40mm, round, metal. Purchase contact blocks separately. | Stock | 32.5
EDP40.VRT | Schmersal pushbutton, IP65, 30mm, momentary, operator only, plastic base, metal bezel, Operator: red, mushroom, 40mm, round, metal. Purchase contact blocks separately. | Stock | 32.5
EDP40.VSW | Schmersal pushbutton, IP65, 30mm, momentary, operator only, plastic base, metal bezel, Operator: black, mushroom, 40mm, round, metal. Purchase contact blocks separately. | Stock | 32.5
EDP40.VWS | Schmersal pushbutton, IP65, 30mm, momentary, operator only, plastic base, metal bezel, Operator: white, mushroom, 40mm, round, metal. Purchase contact blocks separately. | Stock | 32.5
EDP55.VBL | Schmersal pushbutton, IP65, 30mm, momentary, operator only, plastic base, metal bezel, Operator: blue, mushroom, 55mm, round, metal. Purchase contact blocks separately. | Stock | 47
EDP55.VGB | Schmersal pushbutton, IP65, 30mm, momentary, operator only, plastic base, metal bezel, Operator: yellow, mushroom, 55mm, round, metal. Purchase contact blocks separately. | Stock | 47
EDP55.VGN | Schmersal pushbutton, IP65, 30mm, momentary, operator only, plastic base, metal bezel, Operator: green, mushroom, 55mm, round, metal. Purchase contact blocks separately. | Stock | 47
EDP55.VRT | Schmersal pushbutton, IP65, 30mm, momentary, operator only, plastic base, metal bezel, Operator: red, mushroom, 55mm, round, metal. Purchase contact blocks separately. | Stock | 47
EDP55.VSW | Schmersal pushbutton, IP65, 30mm, momentary, operator only, plastic base, metal bezel, Operator: black, mushroom, 55mm, round, metal. Purchase contact blocks separately. | Stock | 47
EDP55.VWS | Schmersal pushbutton, IP65, 30mm, momentary, operator only, plastic base, metal bezel, Operator: white, mushroom, 55mm, round, metal. Purchase contact blocks separately. | Stock | 47
EDP55SW | Schmersal pushbutton, IP65, 22mm, momentary, operator only, plastic base, plastic bezel, black, Operator: black, mushroom, 55mm, round, aluminum. Purchase contact blocks separately. | Stock | 35.5
EDRR40.VHRT | Schmersal emergency stop pushbutton, IP65, 30mm, twist-to-release, operator only, plastic base, metal bezel, Operator: red, mushroom, 40mm, round, metal. Requires EFR spring element. Purchase contact blocks separately. | Stock | 34.5
EDRR40RT | Schmersal pushbutton, IP65, 22mm, push to lock, twist and pull to reset, operator only, plastic base, plastic bezel, yellow, Operator: red, mushroom, 40mm, round, aluminum, operator text "push/pull/twist". Purchase contact blocks separately. | Stock | 27.5
EDRZ40.VHRT | Schmersal emergency stop pushbutton, IP65, 30mm, push-lock pull-reset, operator only, plastic base, metal bezel, Operator: red, mushroom, 40mm, round, metal. Purchase contact blocks separately. | Stock | 37.5
EDT.VBL | Schmersal pushbutton, IP65, 30mm, momentary, operator only, plastic base, metal bezel, Operator: blue, flush, 29.5mm, round, metal. Purchase contact blocks separately. | Stock | 19
EDT.VGB | Schmersal pushbutton, IP65, 30mm, momentary, operator only, plastic base, metal bezel, Operator: yellow, flush, 29.5mm, round, metal. Purchase contact blocks separately. | Stock | 19
EDT.VGN | Schmersal pushbutton, IP65, 30mm, momentary, operator only, plastic base, metal bezel, Operator: green, flush, 29.5mm, round, metal. Purchase contact blocks separately. | Stock | 19
EDT.VRT | Schmersal pushbutton, IP65, 30mm, momentary, operator only, plastic base, metal bezel, Operator: red, flush, 29.5mm, round, metal. Purchase contact blocks separately. | Stock | 19
EDT.VSW | Schmersal pushbutton, IP65, 30mm, momentary, operator only, plastic base, metal bezel, Operator: black, flush, 29.5mm, round, metal. Purchase contact blocks separately. | Stock | 19
EDT.VWS | Schmersal pushbutton, IP65, 30mm, momentary, operator only, plastic base, metal bezel, Operator: white, flush, 29.5mm, round, metal. Purchase contact blocks separately. | Stock | 19
EDT-25-5ST | Schmersal pilot device seal, replacement. Package of 5. | Stock | 6.5 | 6.75
EECAP1P | Edison end cap, package of 50. For use with Edison EB1P series 1-phase busbars. | Stock | 55 | 57
EECAP1P-10 | Edison end cap, package of 10. For use with Edison EB1P series 1-phase busbars. | Stock | 13.5 | 14
EECAPMP | Edison end cap, package of 50. For use with Edison EB3P series 3-phase busbars. | Stock | 66 | 69
EECAPMP-10 | Edison end cap, package of 10. For use with Edison EB3P series 3-phase busbars. | Stock | 17 | 17.5
EF03.1 | Schmersal contact block, plastic, (1) N.O. contact(s), mounting position 1. For use with N series pushbuttons and switches. | Stock | 8.25 | 8.5
EF03.2 | Schmersal contact block, plastic, (1) N.O. contact(s), mounting position 2. For use with N series pushbuttons and switches. | Stock | 8.25 | 8.5
EF03.3 | Schmersal contact block, plastic, (1) N.O. contact(s), mounting position 3. For use with N series pushbuttons and switches. | Stock | 8.25 | 8.5
EF033.1 | Schmersal contact block, plastic, (2) N.O. contact(s), mounting position 1. For use with N series pushbuttons and switches. | Stock | 12.5 | 13
EF033.2 | Schmersal contact block, plastic, (2) N.O. contact(s), mounting position 2. For use with N series pushbuttons and switches. | Stock | 12.5 | 13
EF033.3 | Schmersal contact block, plastic, (2) N.O. contact(s), mounting position 3. For use with N series pushbuttons and switches. | Stock | 12.5 | 13
EF10.1 | Schmersal contact block, plastic, (1) N.C. contact(s), mounting position 1. For use with N series pushbuttons and switches. Not suitable for E-stop devices NDRZ50RT/NDRZ50RT-2905-1. | Stock | 8.25 | 8.5
EF10.2 | Schmersal contact block, plastic, (1) N.C. contact(s), mounting position 2. For use with N series pushbuttons and switches. Not suitable for E-stop devices NDRZ50RT/NDRZ50RT-2905-1. | Stock | 8.25 | 8.5
EF10.3 | Schmersal contact block, plastic, (1) N.C. contact(s), mounting position 3. For use with N series pushbuttons and switches. Not suitable for E-stop devices NDRZ50RT/NDRZ50RT-2905-1. | Stock | 8.25 | 8.5
EF103.1 | Schmersal contact block, plastic, (1) N.O./(1) N.C. contact(s), mounting position 1. For use with N series pushbuttons and switches. Not suitable for E-stop devices NDRZ50RT/NDRZ50RT-2905-1. | Stock | 10 | 10.5
EF103.2 | Schmersal contact block, plastic, (1) N.O./(1) N.C. contact(s), mounting position 2. For use with N series pushbuttons and switches. Not suitable for E-stop devices NDRZ50RT/NDRZ50RT-2905-1. | Stock | 10 | 10.5
EF103.3 | Schmersal contact block, plastic, (1) N.O./(1) N.C. contact(s), mounting position 3. For use with N series pushbuttons and switches. Not suitable for E-stop devices NDRZ50RT/NDRZ50RT-2905-1. | Stock | 10 | 10.5
EF110.1 | Schmersal contact block, plastic, (2) N.C. contact(s), mounting position 1. For use with N series pushbuttons and switches. Not suitable for E-stop devices NDRZ50RT/NDRZ50RT-2905-1. | Stock | 12.5 | 13
EF110.2 | Schmersal contact block, plastic, (2) N.C. contact(s), mounting position 2. For use with N series pushbuttons and switches. Not suitable for E-stop devices NDRZ50RT/NDRZ50RT-2905-1. | Stock | 12.5 | 13
EF110.3 | Schmersal contact block, plastic, (2) N.C. contact(s), mounting position 3. For use with N series pushbuttons and switches. Not suitable for E-stop devices NDRZ50RT/NDRZ50RT-2905-1. | Stock | 12.5 | 13
EF220.1 | Schmersal contact block, plastic, (2) N.C. contact(s), mounting position 1. For use with N series pushbuttons and switches. | Stock | 12.5 | 13
EF220.2 | Schmersal contact block, plastic, (2) N.C. contact(s), mounting position 2. For use with N series pushbuttons and switches. | Stock | 12.5 | 13
EF220.3 | Schmersal contact block, plastic, (2) N.C. contact(s), mounting position 3. For use with N series pushbuttons and switches. | Stock | 12.5 | 13
EF303.1 | Schmersal contact block, plastic, (1) N.O./(1) N.C. simultaneous contact(s), mounting position 1. For use with N series pushbuttons and switches. | Stock | 10 | 10.5
EF303.2 | Schmersal contact block, plastic, (1) N.O./(1) N.C. simultaneous contact(s), mounting position 2. For use with N series pushbuttons and switches. | Stock | 10 | 10.5
EF303.3 | Schmersal contact block, plastic, (1) N.O./(1) N.C. simultaneous contact(s), mounting position 3. For use with N series pushbuttons and switches. | Stock | 10 | 10.5
EFGK | Hammond enclosure key, replacement, hollow female round, 316L stainless steel. Package of 1. For use with EQTFG latches. | Stock | 13.25 | 14.5
EFM | Schmersal mounting flange, replacement. For use with E and N series pushbuttons. | Stock | 4.5
EFR | Schmersal spring element, for use with Schmersal EDRR40 series emergency stop pushbuttons. | Stock | 20
EFSCVR | Edison safety cover, package of 10. For use with up to (5) unused pins on Edison EB1P or EB3P series busbars. | Stock | 54 | 56
EFSCVR-2 | Edison safety cover, package of 2. For use with up to (5) unused pins on Edison EB1P or EB3P series busbars. | Stock | 14 | 14.5
EG277A | Marathon premium efficiency AC induction motor, general purpose, 1hp, 1-phase, 120-240 VAC, 1800rpm, ODP, 56C frame, rolled steel, rigid base/C-face mount. | from vendor up to 7 business days | 635 | 762
EHCC1DIU | Edison modular fuse holder, with indicator, accepts Class CC fuses, 30A, 600V, 1-pole, 18-4 AWG copper only, integral pressure plate with separate spade connection, 35mm DIN rail mount. | Stock | 17 | 17.5
EHCC1DIU-12 | Edison modular fuse holder, with indicator, accepts Class CC fuses, 30A, 600V, 1-pole, 18-4 AWG copper only, integral pressure plate with separate spade connection, 35mm DIN rail mount. Package of 12. | Stock | 173 | 180
EHCC1DU | Edison modular fuse holder, accepts Class CC fuses, 30A, 600V, 1-pole, 18-4 AWG copper only, integral pressure plate with separate spade connection, 35mm DIN rail mount. | Stock | 13 | 13.5
EHCC1DU-12 | Edison modular fuse holder, accepts Class CC fuses, 30A, 600V, 1-pole, 18-4 AWG copper only, integral pressure plate with separate spade connection, 35mm DIN rail mount. Package of 12. | Stock | 133 | 138
EHCC2DIU | Edison modular fuse holder, with indicator, accepts Class CC fuses, 30A, 600V, 2-pole, 18-4 AWG copper only, integral pressure plate with separate spade connection, 35mm DIN rail mount. | Stock | 35 | 36.5
EHCC2DIU-6 | Edison modular fuse holder, with indicator, accepts Class CC fuses, 30A, 600V, 2-pole, 18-4 AWG copper only, integral pressure plate with separate spade connection, 35mm DIN rail mount. Package of 6. | Stock | 178 | 185
EHCC2DU | Edison modular fuse holder, accepts Class CC fuses, 30A, 600V, 2-pole, 18-4 AWG copper only, integral pressure plate with separate spade connection, 35mm DIN rail mount. | Stock | 27 | 28
EHCC2DU-6 | Edison modular fuse holder, accepts Class CC fuses, 30A, 600V, 2-pole, 18-4 AWG copper only, integral pressure plate with separate spade connection, 35mm DIN rail mount. Package of 6. | Stock | 137 | 142
EHCC3DIU | Edison modular fuse holder, with indicator, accepts Class CC fuses, 30A, 600V, 3-pole, 18-4 AWG copper only, integral pressure plate with separate spade connection, 35mm DIN rail mount. | Stock | 53 | 55
EHCC3DIU-4 | Edison modular fuse holder, with indicator, accepts Class CC fuses, 30A, 600V, 3-pole, 18-4 AWG copper only, integral pressure plate with separate spade connection, 35mm DIN rail mount. Package of 4. | Stock | 179 | 186
EHCC3DU | Edison modular fuse holder, accepts Class CC fuses, 30A, 600V, 3-pole, 18-4 AWG copper only, integral pressure plate with separate spade connection, 35mm DIN rail mount. | Stock | 40.5 | 42
EHCC3DU-4 | Edison modular fuse holder, accepts Class CC fuses, 30A, 600V, 3-pole, 18-4 AWG copper only, integral pressure plate with separate spade connection, 35mm DIN rail mount. Package of 4. | Stock | 138 | 144
EHLL | Hammond enclosure latch, keylocking, 1/4-turn L-handle, 1-point, die-cast zinc, black matte finish. For use with Eclipse series enclosures. (2) keys included. | Stock | 62 | 63
EHLLSS | Hammond enclosure latch, keylocking, 1/4-turn L-handle, 1-point, 316 stainless steel. For use with Eclipse series enclosures. (2) keys included. | Stock | 278 | 285
EHLNL | Hammond enclosure latch, 1/4-turn L-handle, 1-point, die-cast zinc, black matte finish. For use with Eclipse series enclosures. | Stock | 62 | 63
EHLNLSS | Hammond enclosure latch, 1/4-turn L-handle, 1-point, 316 stainless steel. For use with Eclipse series enclosures. | Stock | 278 | 285
EHLPL | Hammond enclosure latch, padlocking, 1/4-turn L-handle, 1-point, zinc plated steel. For use with Eclipse series enclosures. | Stock | 114 | 117
EHLPLSS | Hammond enclosure latch, padlocking, 1/4-turn L-handle, 1-point, 316 stainless steel. For use with Eclipse series enclosures. | Stock | 278 | 285
EHM1DIU | Edison modular fuse holder, with indicator, accepts Class Midget fuses, 30A, 600V, 1-pole, 18-4 AWG copper only, integral pressure plate with separate spade connection, 35mm DIN rail mount. | Stock | 14.75 | 15.5
EHM1DIU-12 | Edison modular fuse holder, with indicator, accepts Class Midget fuses, 30A, 600V, 1-pole, 18-4 AWG copper only, integral pressure plate with separate spade connection, 35mm DIN rail mount. Package of 12. | Stock | 151 | 157
EHM1DU | Edison modular fuse holder, accepts Class Midget fuses, 30A, 600V, 1-pole, 18-4 AWG copper only, integral pressure plate with separate spade connection, 35mm DIN rail mount. | Stock | 11 | 11.5
EHM1DU-12 | Edison modular fuse holder, accepts Class Midget fuses, 30A, 600V, 1-pole, 18-4 AWG copper only, integral pressure plate with separate spade connection, 35mm DIN rail mount. Package of 12. | Stock | 113 | 118
EHM2DIU | Edison modular fuse holder, with indicator, accepts Class Midget fuses, 30A, 600V, 2-pole, 18-4 AWG copper only, integral pressure plate with separate spade connection, 35mm DIN rail mount. | Stock | 30 | 31
EHM2DIU-6 | Edison modular fuse holder, with indicator, accepts Class Midget fuses, 30A, 600V, 2-pole, 18-4 AWG copper only, integral pressure plate with separate spade connection, 35mm DIN rail mount. Package of 6. | Stock | 154 | 160
EHM2DU | Edison modular fuse holder, accepts Class Midget fuses, 30A, 600V, 2-pole, 18-4 AWG copper only, integral pressure plate with separate spade connection, 35mm DIN rail mount. | Stock | 23 | 24
EHM2DU-6 | Edison modular fuse holder, accepts Class Midget fuses, 30A, 600V, 2-pole, 18-4 AWG copper only, integral pressure plate with separate spade connection, 35mm DIN rail mount. Package of 6. | Stock | 118 | 123
EHM3DIU | Edison modular fuse holder, with indicator, accepts Class Midget fuses, 30A, 600V, 3-pole, 18-4 AWG copper only, integral pressure plate with separate spade connection, 35mm DIN rail mount. | Stock | 47.5 | 49.5
EHM3DIU-4 | Edison modular fuse holder, with indicator, accepts Class Midget fuses, 30A, 600V, 3-pole, 18-4 AWG copper only, integral pressure plate with separate spade connection, 35mm DIN rail mount. Package of 4. | Stock | 159 | 165
EHM3DU | Edison modular fuse holder, accepts Class Midget fuses, 30A, 600V, 3-pole, 18-4 AWG copper only, integral pressure plate with separate spade connection, 35mm DIN rail mount. | Stock | 35 | 36.5
EHM3DU-4 | Edison modular fuse holder, accepts Class Midget fuses, 30A, 600V, 3-pole, 18-4 AWG copper only, integral pressure plate with separate spade connection, 35mm DIN rail mount. Package of 4. | Stock | 119 | 124
EHS-M1TE | Patlite audible signal horn, electronic sound, 110 dB at 1m, (32) selectable tone(s), 12-24 VDC, bracket mount, polycarbonate housing, off-white, IP65. | Stock | 227 | 236
EHS-M2TE | Patlite audible signal horn, electronic sound, 110 dB at 1m, (32) selectable tone(s), 100-240 VAC, bracket mount, polycarbonate housing, off-white, IP65. | Stock | 227 | 236
EHTL | Hammond enclosure latch, keylocking, 1/4-turn tee handle, 1-point, die-cast zinc, black matte finish. For use with Eclipse series enclosures. (2) keys included. | Stock | 61 | 63
EJ10106 | Hammond Eclipse Junior series enclosure, NEMA 3R/4/12/13, 10 x 10 x 6in (HxWxD), wall mount, carbon steel, ANSI 61 gray, powder coat finish, single-door, 1/4-turn semi-flush latch. | Stock | 111 | 119
EJ10106AL | Hammond Eclipse Junior series enclosure, NEMA 3R/4/4X/12/13, 10 x 10 x 6in (HxWxD), wall mount, 5052-H32 aluminum, single-door, 1/4-turn semi-flush 316 stainless steel latch. | Stock | 258 | 285
EJ10106LG | Hammond Eclipse Junior series enclosure, NEMA 3R/4/12/13, 10 x 10 x 6in (HxWxD), wall mount, carbon steel, RAL 7035 light gray, powder coat finish, single-door, 1/4-turn semi-flush latch. | Stock | 111 | 125
EJ10106S16 | Hammond Eclipse Junior series enclosure, NEMA 3R/4/4X/12/13, 10 x 10 x 6in (HxWxD), wall mount, 316 stainless steel, #4 brush finish, single-door, 1/4-turn semi-flush 316 stainless steel latch. | Stock | 468 | 503
EJ10106SS | Hammond Eclipse Junior series enclosure, NEMA 3R/4/4X/12/13, 10 x 10 x 6in (HxWxD), wall mount, 304 stainless steel, #4 brush finish, single-door, 1/4-turn semi-flush 316 stainless steel latch. | Stock | 371 | 399
EJ10125 | Hammond Eclipse Junior series enclosure, NEMA 3R/4/12/13, 10 x 12 x 5in (HxWxD), wall mount, carbon steel, ANSI 61 gray, powder coat finish, single-door, 1/4-turn semi-flush latch. | Stock | 113 | 122
EJ10125LG | Hammond Eclipse Junior series enclosure, NEMA 3R/4/12/13, 10 x 12 x 5in (HxWxD), wall mount, carbon steel, RAL 7035 light gray, powder coat finish, single-door, 1/4-turn semi-flush latch. | Stock | 113 | 128
EJ1084 | Hammond Eclipse Junior series enclosure, NEMA 3R/4/12/13, 10 x 8 x 4in (HxWxD), wall mount, carbon steel, ANSI 61 gray, powder coat finish, single-door, 1/4-turn semi-flush latch. | Stock | 88 | 95
EJ1084AL | Hammond Eclipse Junior series enclosure, NEMA 3R/4/4X/12/13, 10 x 8 x 4in (HxWxD), wall mount, 5052-H32 aluminum, single-door, 1/4-turn semi-flush 316 stainless steel latch. | Stock | 205 | 226
EJ1084LG | Hammond Eclipse Junior series enclosure, NEMA 3R/4/12/13, 10 x 8 x 4in (HxWxD), wall mount, carbon steel, RAL 7035 light gray, powder coat finish, single-door, 1/4-turn semi-flush latch. | Stock | 88 | 99
EJ1084S16 | Hammond Eclipse Junior series enclosure, NEMA 3R/4/4X/12/13, 10 x 8 x 4in (HxWxD), wall mount, 316 stainless steel, #4 brush finish, single-door, 1/4-turn semi-flush 316 stainless steel latch. | Stock | 349 | 375
EJ1084SS | Hammond Eclipse Junior series enclosure, NEMA 3R/4/4X/12/13, 10 x 8 x 4in (HxWxD), wall mount, 304 stainless steel, #4 brush finish, single-door, 1/4-turn semi-flush 316 stainless steel latch. | Stock | 277 | 298
EJ1086 | Hammond Eclipse Junior series enclosure, NEMA 3R/4/12/13, 10 x 8 x 6in (HxWxD), wall mount, carbon steel, ANSI 61 gray, powder coat finish, single-door, 1/4-turn semi-flush latch. | Stock | 102 | 109
EJ1086AL | Hammond Eclipse Junior series enclosure, NEMA 3R/4/4X/12/13, 10 x 8 x 6in (HxWxD), wall mount, 5052-H32 aluminum, single-door, 1/4-turn semi-flush 316 stainless steel latch. | Stock | 235 | 260
EJ1086LG | Hammond Eclipse Junior series enclosure, NEMA 3R/4/12/13, 10 x 8 x 6in (HxWxD), wall mount, carbon steel, RAL 7035 light gray, powder coat finish, single-door, 1/4-turn semi-flush latch. | Stock | 102 | 114
EJ1086S16 | Hammond Eclipse Junior series enclosure, NEMA 3R/4/4X/12/13, 10 x 8 x 6in (HxWxD), wall mount, 316 stainless steel, #4 brush finish, single-door, 1/4-turn semi-flush 316 stainless steel latch. | Stock | 412 | 443
EJ1086SS | Hammond Eclipse Junior series enclosure, NEMA 3R/4/4X/12/13, 10 x 8 x 6in (HxWxD), wall mount, 304 stainless steel, #4 brush finish, single-door, 1/4-turn semi-flush 316 stainless steel latch. | Stock | 317 | 341
EJ12105 | Hammond Eclipse Junior series enclosure, NEMA 3R/4/12/13, 12 x 10 x 5in (HxWxD), wall mount, carbon steel, ANSI 61 gray, powder coat finish, single-door, 1/4-turn semi-flush latch. | Stock | 113 | 122
EJ12105AL | Hammond Eclipse Junior series enclosure, NEMA 3R/4/4X/12/13, 12 x 10 x 5in (HxWxD), wall mount, 5052-H32 aluminum, single-door, 1/4-turn semi-flush 316 stainless steel latch. | Stock | 252 | 279
EJ12105LG | Hammond Eclipse Junior series enclosure, NEMA 3R/4/12/13, 12 x 10 x 5in (HxWxD), wall mount, carbon steel, RAL 7035 light gray, powder coat finish, single-door, 1/4-turn semi-flush latch. | Stock | 113 | 128
EJ12105S16 | Hammond Eclipse Junior series enclosure, NEMA 3R/4/4X/12/13, 12 x 10 x 5in (HxWxD), wall mount, 316 stainless steel, #4 brush finish, single-door, 1/4-turn semi-flush 316 stainless steel latch. | Stock | 458 | 493
EJ12105SS | Hammond Eclipse Junior series enclosure, NEMA 3R/4/4X/12/13, 12 x 10 x 5in (HxWxD), wall mount, 304 stainless steel, #4 brush finish, single-door, 1/4-turn semi-flush 316 stainless steel latch. | Stock | 364 | 391
EJ12106AL | Hammond Eclipse Junior series enclosure, NEMA 3R/4/4X/12/13, 12 x 10 x 6in (HxWxD), wall mount, 5052-H32 aluminum, single-door, 1/4-turn semi-flush 316 stainless steel latch. | Stock | 269 | 297
EJ12106S16 | Hammond Eclipse Junior series enclosure, NEMA 3R/4/4X/12/13, 12 x 10 x 6in (HxWxD), wall mount, 316 stainless steel, #4 brush finish, single-door, 1/4-turn semi-flush 316 stainless steel latch. | Stock | 477 | 512
EJ12106SS | Hammond Eclipse Junior series enclosure, NEMA 3R/4/4X/12/13, 12 x 10 x 6in (HxWxD), wall mount, 304 stainless steel, #4 brush finish, single-door, 1/4-turn semi-flush 316 stainless steel latch. | Stock | 378 | 406
EJ12108 | Hammond Eclipse Junior series enclosure, NEMA 3R/4/12/13, 12 x 10 x 8in (HxWxD), wall mount, carbon steel, ANSI 61 gray, powder coat finish, single-door, 1/4-turn semi-flush latch. | Stock | 136 | 146
EJ12108AL | Hammond Eclipse Junior series enclosure, NEMA 3R/4/4X/12/13, 12 x 10 x 8in (HxWxD), wall mount, 5052-H32 aluminum, single-door, 1/4-turn semi-flush 316 stainless steel latch. | Stock | 294 | 325
EJ12108LG | Hammond Eclipse Junior series enclosure, NEMA 3R/4/12/13, 12 x 10 x 8in (HxWxD), wall mount, carbon steel, RAL 7035 light gray, powder coat finish, single-door, 1/4-turn semi-flush latch. | Stock | 136 | 153
EJ12108S16 | Hammond Eclipse Junior series enclosure, NEMA 3R/4/4X/12/13, 12 x 10 x 8in (HxWxD), wall mount, 316 stainless steel, #4 brush finish, single-door, 1/4-turn semi-flush 316 stainless steel latch. | Stock | 524 | 564
EJ12108SS | Hammond Eclipse Junior series enclosure, NEMA 3R/4/4X/12/13, 12 x 10 x 8in (HxWxD), wall mount, 304 stainless steel, #4 brush finish, single-door, 1/4-turn semi-flush 316 stainless steel latch. | Stock | 416 | 448
EJ12124 | Hammond Eclipse Junior series enclosure, NEMA 3R/4/12/13, 12 x 12 x 4in (HxWxD), wall mount, carbon steel, ANSI 61 gray, powder coat finish, single-door, 1/4-turn semi-flush latch. | Stock | 117 | 126
EJ12124AL | Hammond Eclipse Junior series enclosure, NEMA 3R/4/4X/12/13, 12 x 12 x 4in (HxWxD), wall mount, 5052-H32 aluminum, single-door, 1/4-turn semi-flush 316 stainless steel latch. | Stock | 280 | 310
EJ12124LG | Hammond Eclipse Junior series enclosure, NEMA 3R/4/12/13, 12 x 12 x 4in (HxWxD), wall mount, carbon steel, RAL 7035 light gray, powder coat finish, single-door, 1/4-turn semi-flush latch. | Stock | 117 | 132
EJ12124S16 | Hammond Eclipse Junior series enclosure, NEMA 3R/4/4X/12/13, 12 x 12 x 4in (HxWxD), wall mount, 316 stainless steel, #4 brush finish, single-door, 1/4-turn semi-flush 316 stainless steel latch. | Stock | 472 | 508
EJ12124SS | Hammond Eclipse Junior series enclosure, NEMA 3R/4/4X/12/13, 12 x 12 x 4in (HxWxD), wall mount, 304 stainless steel, #4 brush finish, single-door, 1/4-turn semi-flush 316 stainless steel latch. | Stock | 383 | 412
EJ12126 | Hammond Eclipse Junior series enclosure, NEMA 3R/4/12/13, 12 x 12 x 6in (HxWxD), wall mount, carbon steel, ANSI 61 gray, powder coat finish, single-door, 1/4-turn semi-flush latch. | Stock | 120 | 129
EJ12126AL | Hammond Eclipse Junior series enclosure, NEMA 3R/4/4X/12/13, 12 x 12 x 6in (HxWxD), wall mount, 5052-H32 aluminum, single-door, 1/4-turn semi-flush 316 stainless steel latch. | Stock | 291 | 322
EJ12126LG | Hammond Eclipse Junior series enclosure, NEMA 3R/4/12/13, 12 x 12 x 6in (HxWxD), wall mount, carbon steel, RAL 7035 light gray, powder coat finish, single-door, 1/4-turn semi-flush latch. | Stock | 120 | 135
EJ12126S16 | Hammond Eclipse Junior series enclosure, NEMA 3R/4/4X/12/13, 12 x 12 x 6in (HxWxD), wall mount, 316 stainless steel, #4 brush finish, single-door, 1/4-turn semi-flush 316 stainless steel latch. | Stock | 520 | 559
EJ12126SS | Hammond Eclipse Junior series enclosure, NEMA 3R/4/4X/12/13, 12 x 12 x 6in (HxWxD), wall mount, 304 stainless steel, #4 brush finish, single-door, 1/4-turn semi-flush 316 stainless steel latch. | Stock | 413 | 444
EJ12146 | Hammond Eclipse Junior series enclosure, NEMA 3R/4/12/13, 12 x 14 x 6in (HxWxD), wall mount, carbon steel, ANSI 61 gray, powder coat finish, single-door, 1/4-turn semi-flush latch. | Stock | 143 | 154
EJ12146LG | Hammond Eclipse Junior series enclosure, NEMA 3R/4/12/13, 12 x 14 x 6in (HxWxD), wall mount, carbon steel, RAL 7035 light gray, powder coat finish, single-door, 1/4-turn semi-flush latch. | Stock | 143 | 161
EJ1264 | Hammond Eclipse Junior series enclosure, NEMA 3R/4/12/13, 12 x 6 x 4in (HxWxD), wall mount, carbon steel, ANSI 61 gray, powder coat finish, single-door, 1/4-turn semi-flush latch. | Stock | 79 | 85
EJ1264AL | Hammond Eclipse Junior series enclosure, NEMA 3R/4/4X/12/13, 12 x 6 x 4in (HxWxD), wall mount, 5052-H32 aluminum, single-door, 1/4-turn semi-flush 316 stainless steel latch. | Stock | 207 | 229
EJ1264LG | Hammond Eclipse Junior series enclosure, NEMA 3R/4/12/13, 12 x 6 x 4in (HxWxD), wall mount, carbon steel, RAL 7035 light gray, powder coat finish, single-door, 1/4-turn semi-flush latch. | Stock | 79 | 89
EJ1264S16 | Hammond Eclipse Junior series enclosure, NEMA 3R/4/4X/12/13, 12 x 6 x 4in (HxWxD), wall mount, 316 stainless steel, #4 brush finish, single-door, 1/4-turn semi-flush 316 stainless steel latch. | Stock | 380 | 408
EJ1264SS | Hammond Eclipse Junior series enclosure, NEMA 3R/4/4X/12/13, 12 x 6 x 4in (HxWxD), wall mount, 304 stainless steel, #4 brush finish, single-door, 1/4-turn semi-flush 316 stainless steel latch. | Stock | 301 | 324
EJ14126 | Hammond Eclipse Junior series enclosure, NEMA 3R/4/12/13, 14 x 12 x 6in (HxWxD), wall mount, carbon steel, ANSI 61 gray, powder coat finish, single-door, 1/4-turn semi-flush latch. | Stock | 143 | 154
EJ14126AL | Hammond Eclipse Junior series enclosure, NEMA 3R/4/4X/12/13, 14 x 12 x 6in (HxWxD), wall mount, 5052-H32 aluminum, single-door, 1/4-turn semi-flush 316 stainless steel latch. | Stock | 302 | 334
EJ14126LG | Hammond Eclipse Junior series enclosure, NEMA 3R/4/12/13, 14 x 12 x 6in (HxWxD), wall mount, carbon steel, RAL 7035 light gray, powder coat finish, single-door, 1/4-turn semi-flush latch. | Stock | 143 | 161
EJ14126S16 | Hammond Eclipse Junior series enclosure, NEMA 3R/4/4X/12/13, 14 x 12 x 6in (HxWxD), wall mount, 316 stainless steel, #4 brush finish, single-door, 1/4-turn semi-flush 316 stainless steel latch. | Stock | 569 | 611
EJ14126SS | Hammond Eclipse Junior series enclosure, NEMA 3R/4/4X/12/13, 14 x 12 x 6in (HxWxD), wall mount, 304 stainless steel, #4 brush finish, single-door, 1/4-turn semi-flush 316 stainless steel latch. | Stock | 451 | 485
EJ14128 | Hammond Eclipse Junior series enclosure, NEMA 3R/4/12/13, 14 x 12 x 8in (HxWxD), wall mount, carbon steel, ANSI 61 gray, powder coat finish, single-door, 1/4-turn semi-flush latch. | Stock | 164 | 176
EJ14128AL | Hammond Eclipse Junior series enclosure, NEMA 3R/4/4X/12/13, 14 x 12 x 8in (HxWxD), wall mount, 5052-H32 aluminum, single-door, 1/4-turn semi-flush 316 stainless steel latch. | Stock | 341 | 377
EJ14128LG | Hammond Eclipse Junior series enclosure, NEMA 3R/4/12/13, 14 x 12 x 8in (HxWxD), wall mount, carbon steel, RAL 7035 light gray, powder coat finish, single-door, 1/4-turn semi-flush latch. | Stock | 164 | 184
EJ14128S16 | Hammond Eclipse Junior series enclosure, NEMA 3R/4/4X/12/13, 14 x 12 x 8in (HxWxD), wall mount, 316 stainless steel, #4 brush finish, single-door, 1/4-turn semi-flush 316 stainless steel latch. | Stock | 616 | 662
EJ14128SS | Hammond Eclipse Junior series enclosure, NEMA 3R/4/4X/12/13, 14 x 12 x 8in (HxWxD), wall mount, 304 stainless steel, #4 brush finish, single-door, 1/4-turn semi-flush 316 stainless steel latch. | Stock | 489 | 526
EJ14166 | Hammond Eclipse Junior series enclosure, NEMA 3R/4/12/13, 14 x 16 x 6in (HxWxD), wall mount, carbon steel, ANSI 61 gray, powder coat finish, single-door, 1/4-turn semi-flush latch. | Stock | 170 | 183
EJ14166LG | Hammond Eclipse Junior series enclosure, NEMA 3R/4/12/13, 14 x 16 x 6in (HxWxD), wall mount, carbon steel, RAL 7035 light gray, powder coat finish, single-door, 1/4-turn semi-flush latch. | Stock | 170 | 192
EJ1486 | Hammond Eclipse Junior series enclosure, NEMA 3R/4/12/13, 14 x 8 x 6in (HxWxD), wall mount, carbon steel, ANSI 61 gray, powder coat finish, single-door, 1/4-turn semi-flush latch. | Stock | 132 | 142
EJ1486LG | Hammond Eclipse Junior series enclosure, NEMA 3R/4/12/13, 14 x 8 x 6in (HxWxD), wall mount, carbon steel, RAL 7035 light gray, powder coat finish, single-door, 1/4-turn semi-flush latch. | Stock | 132 | 148
EJ16106 | Hammond Eclipse Junior series enclosure, NEMA 3R/4/12/13, 16 x 10 x 6in (HxWxD), wall mount, carbon steel, ANSI 61 gray, powder coat finish, single-door, 1/4-turn semi-flush latch. | Stock | 144 | 154
EJ16106LG | Hammond Eclipse Junior series enclosure, NEMA 3R/4/12/13, 16 x 10 x 6in (HxWxD), wall mount, carbon steel, RAL 7035 light gray, powder coat finish, single-door, 1/4-turn semi-flush latch. | Stock | 144 | 162
EJ161410 | Hammond Eclipse Junior series enclosure, NEMA 3R/4/12/13, 16 x 14 x 10in (HxWxD), wall mount, carbon steel, ANSI 61 gray, powder coat finish, single-door, 1/4-turn semi-flush latch. | Stock | 200 | 215
EJ161410AL | Hammond Eclipse Junior series enclosure, NEMA 3R/4/4X/12/13, 16 x 14 x 10in (HxWxD), wall mount, 5052-H32 aluminum, single-door, 1/4-turn semi-flush 316 stainless steel latch. | Stock | 453 | 501
EJ161410LG | Hammond Eclipse Junior series enclosure, NEMA 3R/4/12/13, 16 x 14 x 10in (HxWxD), wall mount, carbon steel, RAL 7035 light gray, powder coat finish, single-door, 1/4-turn semi-flush latch. | Stock | 200 | 225
EJ161410S16 | Hammond Eclipse Junior series enclosure, NEMA 3R/4/4X/12/13, 16 x 14 x 10in (HxWxD), wall mount, 316 stainless steel, #4 brush finish, single-door, 1/4-turn semi-flush 316 stainless steel latch. | Stock | 759 | 816
EJ161410SS | Hammond Eclipse Junior series enclosure, NEMA 3R/4/4X/12/13, 16 x 14 x 10in (HxWxD), wall mount, 304 stainless steel, #4 brush finish, single-door, 1/4-turn semi-flush 316 stainless steel latch. | Stock | 607 | 653
EJ16146 | Hammond Eclipse Junior series enclosure, NEMA 3R/4/12/13, 16 x 14 x 6in (HxWxD), wall mount, carbon steel, ANSI 61 gray, powder coat finish, single-door, 1/4-turn semi-flush latch. | Stock | 170 | 183
EJ16146AL | Hammond Eclipse Junior series enclosure, NEMA 3R/4/4X/12/13, 16 x 14 x 6in (HxWxD), wall mount, 5052-H32 aluminum, single-door, 1/4-turn semi-flush 316 stainless steel latch. | Stock | 349 | 386
EJ16146LG | Hammond Eclipse Junior series enclosure, NEMA 3R/4/12/13, 16 x 14 x 6in (HxWxD), wall mount, carbon steel, RAL 7035 light gray, powder coat finish, single-door, 1/4-turn semi-flush latch. | Stock | 170 | 191
EJ16146S16 | Hammond Eclipse Junior series enclosure, NEMA 3R/4/4X/12/13, 16 x 14 x 6in (HxWxD), wall mount, 316 stainless steel, #4 brush finish, single-door, 1/4-turn semi-flush 316 stainless steel latch. | Stock | 654 | 703
EJ16146SS | Hammond Eclipse Junior series enclosure, NEMA 3R/4/4X/12/13, 16 x 14 x 6in (HxWxD), wall mount, 304 stainless steel, #4 brush finish, single-door, 1/4-turn semi-flush 316 stainless steel latch. | Stock | 537 | 578
EJ16148 | Hammond Eclipse Junior series enclosure, NEMA 3R/4/12/13, 16 x 14 x 8in (HxWxD), wall mount, carbon steel, ANSI 61 gray, powder coat finish, single-door, 1/4-turn semi-flush latch. | Stock | 185 | 199
EJ16148AL | Hammond Eclipse Junior series enclosure, NEMA 3R/4/4X/12/13, 16 x 14 x 8in (HxWxD), wall mount, 5052-H32 aluminum, single-door, 1/4-turn semi-flush 316 stainless steel latch. | Stock | 434 | 480
EJ16148LG | Hammond Eclipse Junior series enclosure, NEMA 3R/4/12/13, 16 x 14 x 8in (HxWxD), wall mount, carbon steel, RAL 7035 light gray, powder coat finish, single-door, 1/4-turn semi-flush latch. | Stock | 185 | 208
EJ16148S16 | Hammond Eclipse Junior series enclosure, NEMA 3R/4/4X/12/13, 16 x 14 x 8in (HxWxD), wall mount, 316 stainless steel, #4 brush finish, single-door, 1/4-turn semi-flush 316 stainless steel latch. | Stock | 735 | 791
EJ16148SS | Hammond Eclipse Junior series enclosure, NEMA 3R/4/4X/12/13, 16 x 14 x 8in (HxWxD), wall mount, 304 stainless steel, #4 brush finish, single-door, 1/4-turn semi-flush 316 stainless steel latch. | Stock | 584 | 628
EJ443 | Hammond Eclipse Junior series enclosure, NEMA 3R/4/12/13, 4 x 4 x 3in (HxWxD), wall mount, carbon steel, ANSI 61 gray, powder coat finish, single-door, 1/4-turn semi-flush latch. | Stock | 48.5 | 52
EJ443AL | Hammond Eclipse Junior series enclosure, NEMA 3R/4/4X/12/13, 4 x 4 x 3in (HxWxD), wall mount, 5052-H32 aluminum, single-door, 1/4-turn semi-flush 316 stainless steel latch. | Stock | 126 | 139
EJ443LG | Hammond Eclipse Junior series enclosure, NEMA 3R/4/12/13, 4 x 4 x 3in (HxWxD), wall mount, carbon steel, RAL 7035 light gray, powder coat finish, single-door, 1/4-turn semi-flush latch. | Stock | 48.5 | 55
EJ443S16 | Hammond Eclipse Junior series enclosure, NEMA 3R/4/4X/12/13, 4 x 4 x 3in (HxWxD), wall mount, 316 stainless steel, #4 brush finish, single-door, 1/4-turn semi-flush 316 stainless steel latch. | Stock | 228 | 245
EJ443SS | Hammond Eclipse Junior series enclosure, NEMA 3R/4/4X/12/13, 4 x 4 x 3in (HxWxD), wall mount, 304 stainless steel, #4 brush finish, single-door, 1/4-turn semi-flush 316 stainless steel latch. | Stock | 181 | 195
EJ444 | Hammond Eclipse Junior series enclosure, NEMA 3R/4/12/13, 4 x 4 x 4in (HxWxD), wall mount, carbon steel, ANSI 61 gray, powder coat finish, single-door, 1/4-turn semi-flush latch. | Stock | 51 | 55
EJ444AL | Hammond Eclipse Junior series enclosure, NEMA 3R/4/4X/12/13, 4 x 4 x 4in (HxWxD), wall mount, 5052-H32 aluminum, single-door, 1/4-turn semi-flush 316 stainless steel latch. | Stock | 132 | 146
EJ444LG | Hammond Eclipse Junior series enclosure, NEMA 3R/4/12/13, 4 x 4 x 4in (HxWxD), wall mount, carbon steel, RAL 7035 light gray, powder coat finish, single-door, 1/4-turn semi-flush latch. | Stock | 51 | 58
EJ444S16 | Hammond Eclipse Junior series enclosure, NEMA 3R/4/4X/12/13, 4 x 4 x 4in (HxWxD), wall mount, 316 stainless steel, #4 brush finish, single-door, 1/4-turn semi-flush 316 stainless steel latch. | Stock | 229 | 246
EJ444SS | Hammond Eclipse Junior series enclosure, NEMA 3R/4/4X/12/13, 4 x 4 x 4in (HxWxD), wall mount, 304 stainless steel, #4 brush finish, single-door, 1/4-turn semi-flush 316 stainless steel latch. | Stock | 182 | 196
EJ643 | Hammond Eclipse Junior series enclosure, NEMA 3R/4/12/13, 6 x 4 x 3in (HxWxD), wall mount, carbon steel, ANSI 61 gray, powder coat finish, single-door, 1/4-turn semi-flush latch. | Stock | 58 | 63
EJ643AL | Hammond Eclipse Junior series enclosure, NEMA 3R/4/4X/12/13, 6 x 4 x 3in (HxWxD), wall mount, 5052-H32 aluminum, single-door, 1/4-turn semi-flush 316 stainless steel latch. | Stock | 149 | 164
EJ643LG | Hammond Eclipse Junior series enclosure, NEMA 3R/4/12/13, 6 x 4 x 3in (HxWxD), wall mount, carbon steel, RAL 7035 light gray, powder coat finish, single-door, 1/4-turn semi-flush latch. | Stock | 58 | 66
EJ643S16 | Hammond Eclipse Junior series enclosure, NEMA 3R/4/4X/12/13, 6 x 4 x 3in (HxWxD), wall mount, 316 stainless steel, #4 brush finish, single-door, 1/4-turn semi-flush 316 stainless steel latch. | Stock | 230 | 247
EJ643SS | Hammond Eclipse Junior series enclosure, NEMA 3R/4/4X/12/13, 6 x 4 x 3in (HxWxD), wall mount, 304 stainless steel, #4 brush finish, single-door, 1/4-turn semi-flush 316 stainless steel latch. | Stock | 182 | 196
EJ644 | Hammond Eclipse Junior series enclosure, NEMA 3R/4/12/13, 6 x 4 x 4in (HxWxD), wall mount, carbon steel, ANSI 61 gray, powder coat finish, single-door, 1/4-turn semi-flush latch. | Stock | 61 | 66
EJ644AL | Hammond Eclipse Junior series enclosure, NEMA 3R/4/4X/12/13, 6 x 4 x 4in (HxWxD), wall mount, 5052-H32 aluminum, single-door, 1/4-turn semi-flush 316 stainless steel latch. | Stock | 154 | 170
EJ644LG | Hammond Eclipse Junior series enclosure, NEMA 3R/4/12/13, 6 x 4 x 4in (HxWxD), wall mount, carbon steel, RAL 7035 light gray, powder coat finish, single-door, 1/4-turn semi-flush latch. | Stock | 61 | 69
EJ644S16 | Hammond Eclipse Junior series enclosure, NEMA 3R/4/4X/12/13, 6 x 4 x 4in (HxWxD), wall mount, 316 stainless steel, #4 brush finish, single-door, 1/4-turn semi-flush 316 stainless steel latch. | Stock | 231 | 248
EJ644SS | Hammond Eclipse Junior series enclosure, NEMA 3R/4/4X/12/13, 6 x 4 x 4in (HxWxD), wall mount, 304 stainless steel, #4 brush finish, single-door, 1/4-turn semi-flush 316 stainless steel latch. | Stock | 183 | 197
EJ664 | Hammond Eclipse Junior series enclosure, NEMA 3R/4/12/13, 6 x 6 x 4in (HxWxD), wall mount, carbon steel, ANSI 61 gray, powder coat finish, single-door, 1/4-turn semi-flush latch. | Stock | 66 | 71
EJ664AL | Hammond Eclipse Junior series enclosure, NEMA 3R/4/4X/12/13, 6 x 6 x 4in (HxWxD), wall mount, 5052-H32 aluminum, single-door, 1/4-turn semi-flush 316 stainless steel latch. | Stock | 165 | 183
EJ664LG | Hammond Eclipse Junior series enclosure, NEMA 3R/4/12/13, 6 x 6 x 4in (HxWxD), wall mount, carbon steel, RAL 7035 light gray, powder coat finish, single-door, 1/4-turn semi-flush latch. | Stock | 66 | 74
EJ664S16 | Hammond Eclipse Junior series enclosure, NEMA 3R/4/4X/12/13, 6 x 6 x 4in (HxWxD), wall mount, 316 stainless steel, #4 brush finish, single-door, 1/4-turn semi-flush 316 stainless steel latch. | Stock | 258 | 277
EJ664SS | Hammond Eclipse Junior series enclosure, NEMA 3R/4/4X/12/13, 6 x 6 x 4in (HxWxD), wall mount, 304 stainless steel, #4 brush finish, single-door, 1/4-turn semi-flush 316 stainless steel latch. | Stock | 204 | 220
EJ683 | Hammond Eclipse Junior series enclosure, NEMA 3R/4/12/13, 6 x 8 x 3in (HxWxD), wall mount, carbon steel, ANSI 61 gray, powder coat finish, single-door, 1/4-turn semi-flush latch. | Stock | 71 | 76
EJ683LG | Hammond Eclipse Junior series enclosure, NEMA 3R/4/12/13, 6 x 8 x 3in (HxWxD), wall mount, carbon steel, RAL 7035 light gray, powder coat finish, single-door, 1/4-turn semi-flush latch. | Stock | 71 | 80
EJ8104 | Hammond Eclipse Junior series enclosure, NEMA 3R/4/12/13, 8 x 10 x 4in (HxWxD), wall mount, carbon steel, ANSI 61 gray, powder coat finish, single-door, 1/4-turn semi-flush latch. | Stock | 88 | 95
EJ8104LG | Hammond Eclipse Junior series enclosure, NEMA 3R/4/12/13, 8 x 10 x 4in (HxWxD), wall mount, carbon steel, RAL 7035 light gray, powder coat finish, single-door, 1/4-turn semi-flush latch. | Stock | 88 | 99
EJ863 | Hammond Eclipse Junior series enclosure, NEMA 3R/4/12/13, 8 x 6 x 3in (HxWxD), wall mount, carbon steel, ANSI 61 gray, powder coat finish, single-door, 1/4-turn semi-flush latch. | Stock | 72 | 78
EJ863AL | Hammond Eclipse Junior series enclosure, NEMA 3R/4/4X/12/13, 8 x 6 x 3.5in (HxWxD), wall mount, 5052-H32 aluminum, single-door, 1/4-turn semi-flush 316 stainless steel latch. | Stock | 174 | 192
EJ863LG | Hammond Eclipse Junior series enclosure, NEMA 3R/4/12/13, 8 x 6 x 3in (HxWxD), wall mount, carbon steel, RAL 7035 light gray, powder coat finish, single-door, 1/4-turn semi-flush latch. | Stock | 72 | 81
EJ863S16 | Hammond Eclipse Junior series enclosure, NEMA 3R/4/4X/12/13, 8 x 6 x 3in (HxWxD), wall mount, 316 stainless steel, #4 brush finish, single-door, 1/4-turn semi-flush 316 stainless steel latch. | Stock | 280 | 301
EJ863SS | Hammond Eclipse Junior series enclosure, NEMA 3R/4/4X/12/13, 8 x 6 x 3in (HxWxD), wall mount, 304 stainless steel, #4 brush finish, single-door, 1/4-turn semi-flush 316 stainless steel latch. | Stock | 222 | 239
EJ866 | Hammond Eclipse Junior series enclosure, NEMA 3R/4/12/13, 8 x 6 x 6in (HxWxD), wall mount, carbon steel, ANSI 61 gray, powder coat finish, single-door, 1/4-turn semi-flush latch. | Stock | 81 | 87
EJ866AL | Hammond Eclipse Junior series enclosure, NEMA 3R/4/4X/12/13, 8 x 6 x 6in (HxWxD), wall mount, 5052-H32 aluminum, single-door, 1/4-turn semi-flush 316 stainless steel latch. | Stock | 196 | 217
EJ866LG | Hammond Eclipse Junior series enclosure, NEMA 3R/4/12/13, 8 x 6 x 6in (HxWxD), wall mount, carbon steel, RAL 7035 light gray, powder coat finish, single-door, 1/4-turn semi-flush latch. | Stock | 81 | 91
EJ866S16 | Hammond Eclipse Junior series enclosure, NEMA 3R/4/4X/12/13, 8 x 6 x 6in (HxWxD), wall mount, 316 stainless steel, #4 brush finish, single-door, 1/4-turn semi-flush 316 stainless steel latch. | Stock | 339 | 365
EJ866SS | Hammond Eclipse Junior series enclosure, NEMA 3R/4/4X/12/13, 8 x 6 x 6in (HxWxD), wall mount, 304 stainless steel, #4 brush finish, single-door, 1/4-turn semi-flush 316 stainless steel latch. | Stock | 269 | 290
EJ884 | Hammond Eclipse Junior series enclosure, NEMA 3R/4/12/13, 8 x 8 x 4in (HxWxD), wall mount, carbon steel, ANSI 61 gray, powder coat finish, single-door, 1/4-turn semi-flush latch. | Stock | 79 | 85
EJ884AL | Hammond Eclipse Junior series enclosure, NEMA 3R/4/4X/12/13, 8 x 8 x 4in (HxWxD), wall mount, 5052-H32 aluminum, single-door, 1/4-turn semi-flush 316 stainless steel latch. | Stock | 191 | 211
EJ884LG | Hammond Eclipse Junior series enclosure, NEMA 3R/4/12/13, 8 x 8 x 4in (HxWxD), wall mount, carbon steel, RAL 7035 light gray, powder coat finish, single-door, 1/4-turn semi-flush latch. | Stock | 79 | 89
EJ884S16 | Hammond Eclipse Junior series enclosure, NEMA 3R/4/4X/12/13, 8 x 8 x 4in (HxWxD), wall mount, 316 stainless steel, #4 brush finish, single-door, 1/4-turn semi-flush 316 stainless steel latch. | Stock | 324 | 349
EJ884SS | Hammond Eclipse Junior series enclosure, NEMA 3R/4/4X/12/13, 8 x 8 x 4in (HxWxD), wall mount, 304 stainless steel, #4 brush finish, single-door, 1/4-turn semi-flush 316 stainless steel latch. | Stock | 257 | 277
EJPA | Hammond enclosure padlock kit, 304 stainless steel. For use with Eclipse Junior series enclosures. Mounting hardware included. | Stock | 18 | 20
EJQTR | Hammond enclosure latch, replacement, slotted, 1/4-turn semi-flush, 1-point, die-cast zinc, black matte finish. For use with Eclipse Junior series enclosures. | Stock | 12 | 13
EJSSQTR | Hammond enclosure latch, replacement, slotted, 1/4-turn semi-flush, 1-point, 316 stainless steel. For use with Eclipse Junior series enclosures. | Stock | 37.5 | 40.5
EJWKL | Hammond enclosure latch, replacement, keylocking, 1/4-turn wing handle, 1-point, die-cast zinc, black matte finish. For use with Eclipse Junior series enclosures. (2) keys included. | Stock | 37 | 40
EJWKNL | Hammond enclosure latch, replacement, 1/4-turn wing handle, 1-point, die-cast zinc, black matte finish. For use with Eclipse Junior series enclosures. | Stock | 37 | 40
ELDE.NBL230 | Schmersal light terminal block, integrated LED, 115-230 VAC, blue, 4W @ 230 VAC. For use with N series illuminated pushbuttons and lights. | Stock | 40 | 41.5
ELDE.NBL24 | Schmersal light terminal block, integrated LED, 24 VAC/VDC, blue, 0.4W. For use with N series illuminated pushbuttons and lights. | Stock | 21.5 | 22.5
ELDE.NGB230 | Schmersal light terminal block, integrated LED, 115-230 VAC, yellow, 4W @ 230 VAC. For use with N series illuminated pushbuttons and lights. | Stock | 40 | 41.5
ELDE.NGB24 | Schmersal light terminal block, integrated LED, 24 VAC/VDC, yellow, 0.4W. For use with N series illuminated pushbuttons and lights. | Stock | 21.5 | 22.5
ELDE.NGN230 | Schmersal light terminal block, integrated LED, 115-230 VAC, green, 4W @ 230 VAC. For use with N series illuminated pushbuttons and lights. | Stock | 40 | 41.5
ELDE.NGN24 | Schmersal light terminal block, integrated LED, 24 VAC/VDC, green, 0.4W. For use with N series illuminated pushbuttons and lights. | Stock | 21.5 | 22.5
ELDE.NRT230 | Schmersal light terminal block, integrated LED, 115-230 VAC, red, 4W @ 230 VAC. For use with N series illuminated pushbuttons and lights. | Stock | 40 | 41.5
ELDE.NRT24 | Schmersal light terminal block, integrated LED, 24 VAC/VDC, red, 0.4W. For use with N series illuminated pushbuttons and lights. | Stock | 21.5 | 22.5
ELDE.NWS230 | Schmersal light terminal block, integrated LED, 115-230 VAC, white, 4W @ 230 VAC. For use with N series illuminated pushbuttons and lights. | Stock | 40 | 41.5
ELDE.NWS24 | Schmersal light terminal block, integrated LED, 24 VAC/VDC, white, 0.4W. For use with N series illuminated pushbuttons and lights. | Stock | 21.5 | 22.5
ELE | Schmersal light terminal block, 24 VAC/VDC, BA9s bayonet. For use with N series illuminated pushbuttons and lights. | Stock | 9.25 | 9.5
ELE230 | Schmersal light terminal block, 115-230 VAC, BA9s bayonet. For use with N series illuminated pushbuttons and lights. | Stock | 24.5 | 25.5
ELM | Schmersal mounting flange, replacement. For use with E and N series illuminated pushbuttons. | Stock | 4.5
EM542S | Leadshine DC microstepping stepper drive, 4.2A per phase, 2-phase output, 24-48 VDC, bipolar, position mode, 200 to 25600 steps per revolution. | Stock | 46.5 | 48.5
EM556S | Leadshine DC microstepping stepper drive, 5.6A per phase, 2-phase output, 24-48 VDC, bipolar, position mode, 200 to 25600 steps per revolution. | Stock | 57 | 59
EMF10AM23A | AutomationDirect EMI input filter, 240 VAC, 3-phase, 10A, panel mount, EMI/RFI filtering, drive rated, standard performance, screw terminals and ring terminals. For use with 3-phase AC drives. | Stock | 52.5 | 70
EMF11AM21A | AutomationDirect EMI input filter, 240 VAC, 3-phase, 11A, panel mount, EMI/RFI filtering, drive rated, standard performance, screw terminals and ring terminals. For use with 1-phase AC drives. | Stock | 41.5 | 51
EMF12AM43B | AutomationDirect EMI input filter, 480 VAC, 3-phase, 12A, panel mount, EMI/RFI filtering, drive rated, standard performance, screw terminals and ring terminals. For use with 3-phase AC drives. | Stock | 103 | 113
EMF16AM63B | AutomationDirect EMI input filter, 600 VAC, 3-phase, 16A, panel mount, EMI/RFI filtering, drive rated, standard performance, screw terminals and ring terminals. For use with 3-phase AC drives. | Stock | 161 | 151
EMF23AM43B | AutomationDirect EMI input filter, 480 VAC, 3-phase, 23A, panel mount, EMI/RFI filtering, drive rated, standard performance, screw terminals and ring terminals. For use with 3-phase AC drives. | Stock | 134 | 155
EMF24AM23B | AutomationDirect EMI input filter, 240 VAC, 3-phase, 24A, panel mount, EMI/RFI filtering, drive rated, standard performance, screw terminals and ring terminals. For use with 3-phase AC drives. | Stock | 81 | 111
EMF27AM21B | AutomationDirect EMI input filter, 240 VAC, 3-phase, 27A, panel mount, EMI/RFI filtering, drive rated, standard performance, screw terminals and ring terminals. For use with 1-phase AC drives. | Stock | 70 | 90
EMF33AM23B | AutomationDirect EMI input filter, 240 VAC, 3-phase, 33A, panel mount, EMI/RFI filtering, drive rated, standard performance, screw terminals and ring terminals. For use with 3-phase AC drives. | Stock | 116 | 161
EMF6A0M43A | AutomationDirect EMI input filter, 480 VAC, 3-phase, 6A, panel mount, EMI/RFI filtering, drive rated, standard performance, screw terminals and ring terminals. For use with 3-phase AC drives. | Stock | 61.5 | 64
EMF6A0M63B | AutomationDirect EMI input filter, 600 VAC, 3-phase, 6A, panel mount, EMI/RFI filtering, drive rated, standard performance, screw terminals and ring terminals. For use with 3-phase AC drives. | Stock | 157 | 148
EML.VBL | Schmersal illuminated indicating light, permanent light function, IP65, 30mm, blue, 34.5mm, round, plastic base, metal bezel. Purchase light block and LED or bulb separately. | Stock | 19
EML.VGB | Schmersal illuminated indicating light, permanent light function, IP65, 30mm, yellow, 34.5mm, round, plastic base, metal bezel. Purchase light block and LED or bulb separately. | Stock | 19
EML.VGN | Schmersal illuminated indicating light, permanent light function, IP65, 30mm, green, 34.5mm, round, plastic base, metal bezel. Purchase light block and LED or bulb separately. | Stock | 19
EML.VRT | Schmersal illuminated indicating light, permanent light function, IP65, 30mm, red, 34.5mm, round, plastic base, metal bezel. Purchase light block and LED or bulb separately. | Stock | 19
EML.VWS | Schmersal illuminated indicating light, permanent light function, IP65, 30mm, white, 34.5mm, round, plastic base, metal bezel. Purchase light block and LED or bulb separately. | Stock | 19
EMLH.VBL | Schmersal illuminated indicating light, permanent light function, IP65, 30mm, blue, 34.5mm, dome, plastic base, metal bezel. Purchase light block and LED or bulb separately. | Stock | 20
EMLH.VGB | Schmersal illuminated indicating light, permanent light function, IP65, 30mm, yellow, 34.5mm, dome, plastic base, metal bezel. Purchase light block and LED or bulb separately. | Stock | 20
EMLH.VGN | Schmersal illuminated indicating light, permanent light function, IP65, 30mm, green, 34.5mm, dome, plastic base, metal bezel. Purchase light block and LED or bulb separately. | Stock | 20
EMLH.VRT | Schmersal illuminated indicating light, permanent light function, IP65, 30mm, red, 34.5mm, dome, plastic base, metal bezel. Purchase light block and LED or bulb separately. | Stock | 20
EMLH.VWS | Schmersal illuminated indicating light, permanent light function, IP65, 30mm, white, 34.5mm, dome, plastic base, metal bezel. Purchase light block and LED or bulb separately. | Stock | 20
EN4DH162424LG | Hammond Eclipse series rack enclosure, 7U, NEMA 3R/4/12, 16 x 24 x 24in (HxWxD), wall mount, dual access, carbon steel, RAL 7035 light gray, powder coat finish, single-door, 1-point keylocking/padlocking combo handle. | Stock | 1503 | 1539
EN4DH162424WLG | Hammond Eclipse series rack enclosure, 7U, NEMA 3R/4/12, 16 x 24 x 24in (HxWxD), wall mount, dual access, carbon steel, RAL 7035 light gray, powder coat finish, single-door, 1-point keylocking/padlocking combo handle, polycarbonate window. | Stock | 1610 | 1649
EN4DH202424LG | Hammond Eclipse series rack enclosure, 10U, NEMA 3R/4/12, 20 x 24 x 24in (HxWxD), wall mount, dual access, carbon steel, RAL 7035 light gray, powder coat finish, single-door, 1-point keylocking/padlocking combo handle. | Stock | 1698 | 1739
EN4DH202424WLG | Hammond Eclipse series rack enclosure, 10U, NEMA 3R/4/12, 20 x 24 x 24in (HxWxD), wall mount, dual access, carbon steel, RAL 7035 light gray, powder coat finish, single-door, 1-point keylocking/padlocking combo handle, polycarbonate window. | Stock | 1789 | 1832
EN4DH242424LG | Hammond Eclipse series rack enclosure, 12U, NEMA 3R/4/12, 24 x 24 x 24in (HxWxD), wall mount, dual access, carbon steel, RAL 7035 light gray, powder coat finish, single-door, 1-point keylocking/padlocking combo handle. | Stock | 1776 | 1818
EN4DH242424WLG | Hammond Eclipse series rack enclosure, 12U, NEMA 3R/4/12, 24 x 24 x 24in (HxWxD), wall mount, dual access, carbon steel, RAL 7035 light gray, powder coat finish, single-door, 1-point keylocking/padlocking combo handle, polycarbonate window. | Stock | 1861 | 1906
EN4DH362424LG | Hammond Eclipse series rack enclosure, 19U, NEMA 3R/4/12, 36 x 24 x 24in (HxWxD), wall mount, dual access, carbon steel, RAL 7035 light gray, powder coat finish, single-door, 1-point keylocking/padlocking combo handle. | Stock | 1844 | 1888
EN4DH362424WLG | Hammond Eclipse series rack enclosure, 19U, NEMA 3R/4/12, 36 x 24 x 24in (HxWxD), wall mount, dual access, carbon steel, RAL 7035 light gray, powder coat finish, single-door, 1-point keylocking/padlocking combo handle, polycarbonate window. | Stock | 1933 | 1979
EN4DH482424LG | Hammond Eclipse series rack enclosure, 26U, NEMA 3R/4/12, 48 x 24 x 24in (HxWxD), wall mount, dual access, carbon steel, RAL 7035 light gray, powder coat finish, single-door, 1-point keylocking/padlocking combo handle. | Stock | 2237 | 2290
EN4DH482424WLG | Hammond Eclipse series rack enclosure, 26U, NEMA 3R/4/12, 48 x 24 x 24in (HxWxD), wall mount, dual access, carbon steel, RAL 7035 light gray, powder coat finish, single-door, 1-point keylocking/padlocking combo handle, polycarbonate window. | Stock | 2326 | 2382
EN4DSC20228GY | Hammond Eclipse series disconnect enclosure, NEMA 3R/4/12/13, right flange, 20 x 22 x 8in (HxWxD), wall mount, carbon steel, ANSI 61 gray, powder coat finish, single-door, 2-point padlocking handle. | Stock | 503 | 537
EN4DSC20228SS | Hammond Eclipse series disconnect enclosure, NEMA 3R/4/4X/12/13, right flange, 20 x 22 x 8in (HxWxD), wall mount, 304 stainless steel, #4 brush finish, single-door, 2-point padlocking handle. | Stock | 1247 | 1339
EN4DSC24228GY | Hammond Eclipse series disconnect enclosure, NEMA 3R/4/12/13, right flange, 24 x 22 x 8in (HxWxD), wall mount, carbon steel, ANSI 61 gray, powder coat finish, single-door, 2-point padlocking handle. | Stock | 533 | 569
EN4DSC24228SS | Hammond Eclipse series disconnect enclosure, NEMA 3R/4/4X/12/13, right flange, 24 x 22 x 8in (HxWxD), wall mount, 304 stainless steel, #4 brush finish, single-door, 2-point padlocking handle. | Stock | 1317 | 1414
EN4DSC24268GY | Hammond Eclipse series disconnect enclosure, NEMA 3R/4/12/13, right flange, 24 x 26 x 8in (HxWxD), wall mount, carbon steel, ANSI 61 gray, powder coat finish, single-door, 2-point padlocking handle. | Stock | 564 | 601
EN4DSC24268SS | Hammond Eclipse series disconnect enclosure, NEMA 3R/4/4X/12/13, right flange, 24 x 26 x 8in (HxWxD), wall mount, 304 stainless steel, #4 brush finish, single-door, 2-point padlocking handle. | Stock | 1395 | 1498
EN4DSC30268GY | Hammond Eclipse series disconnect enclosure, NEMA 3R/4/12/13, right flange, 30 x 26 x 8in (HxWxD), wall mount, carbon steel, ANSI 61 gray, powder coat finish, single-door, 2-point padlocking handle. | Stock | 614 | 654
EN4DSC30268SS | Hammond Eclipse series disconnect enclosure, NEMA 3R/4/4X/12/13, right flange, 30 x 26 x 8in (HxWxD), wall mount, 304 stainless steel, #4 brush finish, single-door, 2-point padlocking handle. | Stock | 1518 | 1630
EN4DSC36268GY | Hammond Eclipse series disconnect enclosure, NEMA 3R/4/12/13, right flange, 36 x 26 x 8in (HxWxD), wall mount, carbon steel, ANSI 61 gray, powder coat finish, single-door, 2-point padlocking handle. | Stock | 665 | 708
EN4DSC36268SS | Hammond Eclipse series disconnect enclosure, NEMA 3R/4/4X/12/13, right flange, 36 x 26 x 8in (HxWxD), wall mount, 304 stainless steel, #4 brush finish, single-door, 2-point padlocking handle. | Stock | 1566 | 1681
EN4DSC36328GY | Hammond Eclipse series disconnect enclosure, NEMA 3R/4/12/13, right flange, 36 x 32 x 8in (HxWxD), wall mount, carbon steel, ANSI 61 gray, powder coat finish, single-door, 2-point padlocking handle. | Stock | 730 | 777
EN4DSC36328SS | Hammond Eclipse series disconnect enclosure, NEMA 3R/4/4X/12/13, right flange, 36 x 32 x 8in (HxWxD), wall mount, 304 stainless steel, #4 brush finish, single-door, 2-point padlocking handle. | Stock | 1657 | 1780
EN4DSC423212GY | Hammond Eclipse series disconnect enclosure, NEMA 3R/4/12/13, right flange, 42 x 32 x 12in (HxWxD), wall mount, carbon steel, ANSI 61 gray, powder coat finish, single-door, 3-point padlocking handle. | Stock | 862 | 918
EN4DSC423212SS | Hammond Eclipse series disconnect enclosure, NEMA 3R/4/4X/12/13, right flange, 42 x 32 x 12in (HxWxD), wall mount, 304 stainless steel, #4 brush finish, single-door, 3-point padlocking handle. | Stock | 2312 | 2482
EN4DSC423812GY | Hammond Eclipse series disconnect enclosure, NEMA 3R/4/12/13, right flange, 42 x 38 x 12in (HxWxD), wall mount, carbon steel, ANSI 61 gray, powder coat finish, single-door, 3-point padlocking handle. | Stock | 943 | 1003
EN4DSC423812SS | Hammond Eclipse series disconnect enclosure, NEMA 3R/4/4X/12/13, right flange, 42 x 38 x 12in (HxWxD), wall mount, 304 stainless steel, #4 brush finish, single-door, 3-point padlocking handle. | from vendor up to 15 business days | 2360 | 2534
EN4DSC483812GY | Hammond Eclipse series disconnect enclosure, NEMA 3R/4/12/13, right flange, 48 x 38 x 12in (HxWxD), wall mount, carbon steel, ANSI 61 gray, powder coat finish, single-door, 3-point padlocking handle. | Stock | 1018 | 1084
EN4DSC483812SS | Hammond Eclipse series disconnect enclosure, NEMA 3R/4/4X/12/13, right flange, 48 x 38 x 12in (HxWxD), wall mount, 304 stainless steel, #4 brush finish, single-door, 3-point padlocking handle. | Stock | 2544 | 2731
EN4DSC603812GY | Hammond Eclipse series disconnect enclosure, NEMA 3R/4/12/13, right flange, 60 x 38 x 12in (HxWxD), wall mount, carbon steel, ANSI 61 gray, powder coat finish, single-door, 3-point padlocking handle. | Stock | 1163 | 1237
EN4DSC603812SS | Hammond Eclipse series disconnect enclosure, NEMA 3R/4/4X/12/13, right flange, 60 x 38 x 12in (HxWxD), wall mount, 304 stainless steel, #4 brush finish, single-door, 3-point padlocking handle. | Stock | 2990 | 3210
EN4PLUG40 | Hammond rear mounting hole plug, package of 40. For use with Eclipse series enclosures. | Stock | 8.75 | 9
EN4SD12106GY | Hammond Eclipse series enclosure, NEMA 3R/4/12, 12 x 10 x 6in (HxWxD), wall mount, carbon steel, ANSI 61 gray, powder coat finish, single-door, 1/4-turn semi-flush latch. | Stock | 199 | 213
EN4SD12106LG | Hammond Eclipse series enclosure, NEMA 3R/4/12, 12 x 10 x 6in (HxWxD), wall mount, carbon steel, RAL 7035 light gray, powder coat finish, single-door, 1/4-turn semi-flush latch. | Stock | 199 | 224
EN4SD12126GY | Hammond Eclipse series enclosure, NEMA 3R/4/12, 12 x 12 x 6in (HxWxD), wall mount, carbon steel, ANSI 61 gray, powder coat finish, single-door, 1/4-turn semi-flush latch. | Stock | 204 | 219
EN4SD12126LG | Hammond Eclipse series enclosure, NEMA 3R/4/12, 12 x 12 x 6in (HxWxD), wall mount, carbon steel, RAL 7035 light gray, powder coat finish, single-door, 1/4-turn semi-flush latch. | Stock | 204 | 230
EN4SD12126S16 | Hammond Eclipse series enclosure, NEMA 3R/4/4X/12/13, 12 x 12 x 6in (HxWxD), wall mount, 316 stainless steel, #4 brush finish, single-door, 1/4-turn semi-flush 316 stainless steel latch. | Stock | 737 | 791
EN4SD12126SS | Hammond Eclipse series enclosure, NEMA 3R/4/4X/12/13, 12 x 12 x 6in (HxWxD), wall mount, 304 stainless steel, #4 brush finish, single-door, 1/4-turn semi-flush 316 stainless steel latch. | Stock | 497 | 535
EN4SD12126WSS | Hammond Eclipse series enclosure, NEMA 3R/4/4X/12/13, 12 x 12 x 6in (HxWxD), wall mount, 304 stainless steel, #4 brush finish, single-door, 1/4-turn semi-flush 316 stainless steel latch, polycarbonate window. | Stock | 744 | 799
EN4SD12246GY | Hammond Eclipse series enclosure, NEMA 3R/4/12, 12 x 24 x 6in (HxWxD), wall mount, carbon steel, ANSI 61 gray, powder coat finish, single-door, 1/4-turn semi-flush latch. | Stock | 209 | 223
EN4SD12246LG | Hammond Eclipse series enclosure, NEMA 3R/4/12, 12 x 24 x 6in (HxWxD), wall mount, carbon steel, RAL 7035 light gray, powder coat finish, single-door, 1/4-turn semi-flush latch. | Stock | 209 | 235
EN4SD12248GY | Hammond Eclipse series enclosure, NEMA 3R/4/12, 12 x 24 x 8in (HxWxD), wall mount, carbon steel, ANSI 61 gray, powder coat finish, single-door, 1/4-turn semi-flush latch. | Stock | 216 | 231
EN4SD12248LG | Hammond Eclipse series enclosure, NEMA 3R/4/12, 12 x 24 x 8in (HxWxD), wall mount, carbon steel, RAL 7035 light gray, powder coat finish, single-door, 1/4-turn semi-flush latch. | Stock | 216 | 242
EN4SD161210GY | Hammond Eclipse series enclosure, NEMA 3R/4/12, 16 x 12 x 10in (HxWxD), wall mount, carbon steel, ANSI 61 gray, powder coat finish, single-door, 1/4-turn semi-flush latch. | Stock | 236 | 252
EN4SD161210LG | Hammond Eclipse series enclosure, NEMA 3R/4/12, 16 x 12 x 10in (HxWxD), wall mount, carbon steel, RAL 7035 light gray, powder coat finish, single-door, 1/4-turn semi-flush latch. | Stock | 236 | 264
EN4SD161210S16 | Hammond Eclipse series enclosure, NEMA 3R/4/4X/12/13, 16 x 12 x 10in (HxWxD), wall mount, 316 stainless steel, #4 brush finish, single-door, 1/4-turn semi-flush 316 stainless steel latch. | Stock | 1017 | 1093
EN4SD161210SS | Hammond Eclipse series enclosure, NEMA 3R/4/4X/12/13, 16 x 12 x 10in (HxWxD), wall mount, 304 stainless steel, #4 brush finish, single-door, 1/4-turn semi-flush 316 stainless steel latch. | Stock | 684 | 734
EN4SD161210WSS | Hammond Eclipse series enclosure, NEMA 3R/4/4X/12/13, 16 x 12 x 10in (HxWxD), wall mount, 304 stainless steel, #4 brush finish, single-door, 1/4-turn semi-flush 316 stainless steel latch, polycarbonate window. | Stock | 1000 | 1074
EN4SD16126GY | Hammond Eclipse series enclosure, NEMA 3R/4/12, 16 x 12 x 6in (HxWxD), wall mount, carbon steel, ANSI 61 gray, powder coat finish, single-door, 1/4-turn semi-flush latch. | Stock | 218 | 234
EN4SD16126LG | Hammond Eclipse series enclosure, NEMA 3R/4/12, 16 x 12 x 6in (HxWxD), wall mount, carbon steel, RAL 7035 light gray, powder coat finish, single-door, 1/4-turn semi-flush latch. | Stock | 218 | 245
EN4SD16126S16 | Hammond Eclipse series enclosure, NEMA 3R/4/4X/12/13, 16 x 12 x 6in (HxWxD), wall mount, 316 stainless steel, #4 brush finish, single-door, 1/4-turn semi-flush 316 stainless steel latch. | Stock | 779 | 836
EN4SD16126SS | Hammond Eclipse series enclosure, NEMA 3R/4/4X/12/13, 16 x 12 x 6in (HxWxD), wall mount, 304 stainless steel, #4 brush finish, single-door, 1/4-turn semi-flush 316 stainless steel latch. | Stock | 546 | 587
EN4SD16126WGY | Hammond Eclipse series enclosure, NEMA 3R/4/12, 16 x 12 x 6in (HxWxD), wall mount, carbon steel, ANSI 61 gray, powder coat finish, single-door, 1/4-turn semi-flush latch, polycarbonate window. | Stock | 329 | 352
EN4SD16126WLG | Hammond Eclipse series enclosure, NEMA 3R/4/12, 16 x 12 x 6in (HxWxD), wall mount, carbon steel, RAL 7035 light gray, powder coat finish, single-door, 1/4-turn semi-flush latch, polycarbonate window. | from vendor up to 15 business days | 329 | 369
EN4SD16126WSS | Hammond Eclipse series enclosure, NEMA 3R/4/4X/12/13, 16 x 12 x 6in (HxWxD), wall mount, 304 stainless steel, #4 brush finish, single-door, 1/4-turn semi-flush 316 stainless steel latch, polycarbonate window. | Stock | 825 | 886
EN4SD16128GY | Hammond Eclipse series enclosure, NEMA 3R/4/12, 16 x 12 x 8in (HxWxD), wall mount, carbon steel, ANSI 61 gray, powder coat finish, single-door, 1/4-turn semi-flush latch. | Stock | 229 | 244
EN4SD16128LG | Hammond Eclipse series enclosure, NEMA 3R/4/12, 16 x 12 x 8in (HxWxD), wall mount, carbon steel, RAL 7035 light gray, powder coat finish, single-door, 1/4-turn semi-flush latch. | Stock | 229 | 257
EN4SD16128S16 | Hammond Eclipse series enclosure, NEMA 3R/4/4X/12/13, 16 x 12 x 8in (HxWxD), wall mount, 316 stainless steel, #4 brush finish, single-door, 1/4-turn semi-flush 316 stainless steel latch. | Stock | 917 | 986
EN4SD16128SS | Hammond Eclipse series enclosure, NEMA 3R/4/4X/12/13, 16 x 12 x 8in (HxWxD), wall mount, 304 stainless steel, #4 brush finish, single-door, 1/4-turn semi-flush 316 stainless steel latch. | Stock | 576 | 618
EN4SD16128WGY | Hammond Eclipse series enclosure, NEMA 3R/4/12, 16 x 12 x 8in (HxWxD), wall mount, carbon steel, ANSI 61 gray, powder coat finish, single-door, 1/4-turn semi-flush latch, polycarbonate window. | Stock | 346 | 369
EN4SD16128WLG | Hammond Eclipse series enclosure, NEMA 3R/4/12, 16 x 12 x 8in (HxWxD), wall mount, carbon steel, RAL 7035 light gray, powder coat finish, single-door, 1/4-turn semi-flush latch, polycarbonate window. | Stock | 346 | 387
EN4SD161610GY | Hammond Eclipse series enclosure, NEMA 3R/4/12, 16 x 16 x 10in (HxWxD), wall mount, carbon steel, ANSI 61 gray, powder coat finish, single-door, 1/4-turn semi-flush latch. | Stock | 253 | 270
EN4SD161610LG | Hammond Eclipse series enclosure, NEMA 3R/4/12, 16 x 16 x 10in (HxWxD), wall mount, carbon steel, RAL 7035 light gray, powder coat finish, single-door, 1/4-turn semi-flush latch. | Stock | 253 | 284
EN4SD161610S16 | Hammond Eclipse series enclosure, NEMA 3R/4/4X/12/13, 16 x 16 x 10in (HxWxD), wall mount, 316 stainless steel, #4 brush finish, single-door, 1/4-turn semi-flush 316 stainless steel latch. | Stock | 1088 | 1168
EN4SD161610SS | Hammond Eclipse series enclosure, NEMA 3R/4/4X/12/13, 16 x 16 x 10in (HxWxD), wall mount, 304 stainless steel, #4 brush finish, single-door, 1/4-turn semi-flush 316 stainless steel latch. | Stock | 733 | 788
EN4SD16166GY | Hammond Eclipse series enclosure, NEMA 3R/4/12, 16 x 16 x 6in (HxWxD), wall mount, carbon steel, ANSI 61 gray, powder coat finish, single-door, 1/4-turn semi-flush latch. | Stock | 234 | 250
EN4SD16166LG | Hammond Eclipse series enclosure, NEMA 3R/4/12, 16 x 16 x 6in (HxWxD), wall mount, carbon steel, RAL 7035 light gray, powder coat finish, single-door, 1/4-turn semi-flush latch. | Stock | 234 | 263
EN4SD16166S16 | Hammond Eclipse series enclosure, NEMA 3R/4/4X/12/13, 16 x 16 x 6in (HxWxD), wall mount, 316 stainless steel, #4 brush finish, single-door, 1/4-turn semi-flush 316 stainless steel latch. | Stock | 950 | 1020
EN4SD16166SS | Hammond Eclipse series enclosure, NEMA 3R/4/4X/12/13, 16 x 16 x 6in (HxWxD), wall mount, 304 stainless steel, #4 brush finish, single-door, 1/4-turn semi-flush 316 stainless steel latch. | Stock | 606 | 652
EN4SD16168GY | Hammond Eclipse series enclosure, NEMA 3R/4/12, 16 x 16 x 8in (HxWxD), wall mount, carbon steel, ANSI 61 gray, powder coat finish, single-door, 1/4-turn semi-flush latch. | Stock | 247 | 264
EN4SD16168LG | Hammond Eclipse series enclosure, NEMA 3R/4/12, 16 x 16 x 8in (HxWxD), wall mount, carbon steel, RAL 7035 light gray, powder coat finish, single-door, 1/4-turn semi-flush latch. | Stock | 247 | 277
EN4SD16168S16 | Hammond Eclipse series enclosure, NEMA 3R/4/4X/12/13, 16 x 16 x 8in (HxWxD), wall mount, 316 stainless steel, #4 brush finish, single-door, 1/4-turn semi-flush 316 stainless steel latch. | Stock | 993 | 1067
EN4SD16168SS | Hammond Eclipse series enclosure, NEMA 3R/4/4X/12/13, 16 x 16 x 8in (HxWxD), wall mount, 304 stainless steel, #4 brush finish, single-door, 1/4-turn semi-flush 316 stainless steel latch. | Stock | 657 | 706
EN4SD162010GY | Hammond Eclipse series enclosure, NEMA 3R/4/12, 16 x 20 x 10in (HxWxD), wall mount, carbon steel, ANSI 61 gray, powder coat finish, single-door, 1/4-turn semi-flush latch. | Stock | 272 | 290
EN4SD162010LG | Hammond Eclipse series enclosure, NEMA 3R/4/12, 16 x 20 x 10in (HxWxD), wall mount, carbon steel, RAL 7035 light gray, powder coat finish, single-door, 1/4-turn semi-flush latch. | Stock | 272 | 304
EN4SD162010S16 | Hammond Eclipse series enclosure, NEMA 3R/4/4X/12/13, 16 x 20 x 10in (HxWxD), wall mount, 316 stainless steel, #4 brush finish, single-door, 1/4-turn semi-flush 316 stainless steel latch. | from vendor up to 15 business days | 1170 | 1256
EN4SD162010SS | Hammond Eclipse series enclosure, NEMA 3R/4/4X/12/13, 16 x 20 x 10in (HxWxD), wall mount, 304 stainless steel, #4 brush finish, single-door, 1/4-turn semi-flush 316 stainless steel latch. | Stock | 788 | 847
EN4SD16206GY | Hammond Eclipse series enclosure, NEMA 3R/4/12, 16 x 20 x 6in (HxWxD), wall mount, carbon steel, ANSI 61 gray, powder coat finish, single-door, 1/4-turn semi-flush latch. | Stock | 252 | 269
EN4SD16206LG | Hammond Eclipse series enclosure, NEMA 3R/4/12, 16 x 20 x 6in (HxWxD), wall mount, carbon steel, RAL 7035 light gray, powder coat finish, single-door, 1/4-turn semi-flush latch. | Stock | 252 | 282
EN4SD16206SS | Hammond Eclipse series enclosure, NEMA 3R/4/4X/12/13, 16 x 20 x 6in (HxWxD), wall mount, 304 stainless steel, #4 brush finish, single-door, 1/4-turn semi-flush 316 stainless steel latch. | Stock | 683 | 734
EN4SD16208GY | Hammond Eclipse series enclosure, NEMA 3R/4/12, 16 x 20 x 8in (HxWxD), wall mount, carbon steel, ANSI 61 gray, powder coat finish, single-door, 1/4-turn semi-flush latch. | Stock | 273 | 283
EN4SD16208LG | Hammond Eclipse series enclosure, NEMA 3R/4/12, 16 x 20 x 8in (HxWxD), wall mount, carbon steel, RAL 7035 light gray, powder coat finish, single-door, 1/4-turn semi-flush latch. | Stock | 273 | 306
EN4SD16208S16 | Hammond Eclipse series enclosure, NEMA 3R/4/4X/12/13, 16 x 20 x 8in (HxWxD), wall mount, 316 stainless steel, #4 brush finish, single-door, 1/4-turn semi-flush 316 stainless steel latch. | Stock | 1017 | 1093
EN4SD16208SS | Hammond Eclipse series enclosure, NEMA 3R/4/4X/12/13, 16 x 20 x 8in (HxWxD), wall mount, 304 stainless steel, #4 brush finish, single-door, 1/4-turn semi-flush 316 stainless steel latch. | Stock | 733 | 788
EN4SD20126GY | Hammond Eclipse series enclosure, NEMA 3R/4/12, 20 x 12 x 6in (HxWxD), wall mount, carbon steel, ANSI 61 gray, powder coat finish, single-door, 1/4-turn semi-flush latch. | Stock | 249 | 267
EN4SD20126LG | Hammond Eclipse series enclosure, NEMA 3R/4/12, 20 x 12 x 6in (HxWxD), wall mount, carbon steel, RAL 7035 light gray, powder coat finish, single-door, 1/4-turn semi-flush latch. | Stock | 249 | 280
EN4SD20128GY | Hammond Eclipse series enclosure, NEMA 3R/4/12, 20 x 12 x 8in (HxWxD), wall mount, carbon steel, ANSI 61 gray, powder coat finish, single-door, 1/4-turn semi-flush latch. | Stock | 255 | 271
EN4SD20128LG | Hammond Eclipse series enclosure, NEMA 3R/4/12, 20 x 12 x 8in (HxWxD), wall mount, carbon steel, RAL 7035 light gray, powder coat finish, single-door, 1/4-turn semi-flush latch. | Stock | 255 | 285
EN4SD201610GY | Hammond Eclipse series enclosure, NEMA 3R/4/12, 20 x 16 x 10in (HxWxD), wall mount, carbon steel, ANSI 61 gray, powder coat finish, single-door, 1/4-turn semi-flush latch. | Stock | 272 | 290
EN4SD201610LG | Hammond Eclipse series enclosure, NEMA 3R/4/12, 20 x 16 x 10in (HxWxD), wall mount, carbon steel, RAL 7035 light gray, powder coat finish, single-door, 1/4-turn semi-flush latch. | Stock | 272 | 304
EN4SD201610S16 | Hammond Eclipse series enclosure, NEMA 3R/4/4X/12/13, 20 x 16 x 10in (HxWxD), wall mount, 316 stainless steel, #4 brush finish, single-door, 1/4-turn semi-flush 316 stainless steel latch. | Stock | 1170 | 1256
EN4SD201610SS | Hammond Eclipse series enclosure, NEMA 3R/4/4X/12/13, 20 x 16 x 10in (HxWxD), wall mount, 304 stainless steel, #4 brush finish, single-door, 1/4-turn semi-flush 316 stainless steel latch. | Stock | 788 | 847
EN4SD201610WSS | Hammond Eclipse series enclosure, NEMA 3R/4/4X/12/13, 20 x 16 x 10in (HxWxD), wall mount, 304 stainless steel, #4 brush finish, single-door, 1/4-turn semi-flush 316 stainless steel latch, polycarbonate window. | Stock | 1162 | 1249
EN4SD201612GY | Hammond Eclipse series enclosure, NEMA 3R/4/12, 20 x 16 x 12in (HxWxD), wall mount, carbon steel, ANSI 61 gray, powder coat finish, single-door, 1/4-turn semi-flush latch. | Stock | 331 | 353
EN4SD201612LG | Hammond Eclipse series enclosure, NEMA 3R/4/12, 20 x 16 x 12in (HxWxD), wall mount, carbon steel, RAL 7035 light gray, powder coat finish, single-door, 1/4-turn semi-flush latch. | Stock | 331 | 371
EN4SD20166GY | Hammond Eclipse series enclosure, NEMA 3R/4/12, 20 x 16 x 6in (HxWxD), wall mount, carbon steel, ANSI 61 gray, powder coat finish, single-door, 1/4-turn semi-flush latch. | Stock | 252 | 269
EN4SD20166LG | Hammond Eclipse series enclosure, NEMA 3R/4/12, 20 x 16 x 6in (HxWxD), wall mount, carbon steel, RAL 7035 light gray, powder coat finish, single-door, 1/4-turn semi-flush latch. | Stock | 252 | 282
EN4SD20166S16 | Hammond Eclipse series enclosure, NEMA 3R/4/4X/12/13, 20 x 16 x 6in (HxWxD), wall mount, 316 stainless steel, #4 brush finish, single-door, 1/4-turn semi-flush 316 stainless steel latch. | Stock | 887 | 953
EN4SD20166SS | Hammond Eclipse series enclosure, NEMA 3R/4/4X/12/13, 20 x 16 x 6in (HxWxD), wall mount, 304 stainless steel, #4 brush finish, single-door, 1/4-turn semi-flush 316 stainless steel latch. | Stock | 683 | 734
EN4SD20166WGY | Hammond Eclipse series enclosure, NEMA 3R/4/12, 20 x 16 x 6in (HxWxD), wall mount, carbon steel, ANSI 61 gray, powder coat finish, single-door, 1/4-turn semi-flush latch, polycarbonate window. | Stock | 380 | 404
EN4SD20166WLG | Hammond Eclipse series enclosure, NEMA 3R/4/12, 20 x 16 x 6in (HxWxD), wall mount, carbon steel, RAL 7035 light gray, powder coat finish, single-door, 1/4-turn semi-flush latch, polycarbonate window. | Stock | 380 | 425
EN4SD20166WSS | Hammond Eclipse series enclosure, NEMA 3R/4/4X/12/13, 20 x 16 x 6in (HxWxD), wall mount, 304 stainless steel, #4 brush finish, single-door, 1/4-turn semi-flush 316 stainless steel latch, polycarbonate window. | Stock | 1002 | 1077
EN4SD20168GY | Hammond Eclipse series enclosure, NEMA 3R/4/12, 20 x 16 x 8in (HxWxD), wall mount, carbon steel, ANSI 61 gray, powder coat finish, single-door, 1/4-turn semi-flush latch. | Stock | 265 | 283
EN4SD20168LG | Hammond Eclipse series enclosure, NEMA 3R/4/12, 20 x 16 x 8in (HxWxD), wall mount, carbon steel, RAL 7035 light gray, powder coat finish, single-door, 1/4-turn semi-flush latch. | Stock | 265 | 297
EN4SD20168S16 | Hammond Eclipse series enclosure, NEMA 3R/4/4X/12/13, 20 x 16 x 8in (HxWxD), wall mount, 316 stainless steel, #4 brush finish, single-door, 1/4-turn semi-flush 316 stainless steel latch. | Stock | 1017 | 1093
EN4SD20168SS | Hammond Eclipse series enclosure, NEMA 3R/4/4X/12/13, 20 x 16 x 8in (HxWxD), wall mount, 304 stainless steel, #4 brush finish, single-door, 1/4-turn semi-flush 316 stainless steel latch. | Stock | 714 | 767
EN4SD20168WGY | Hammond Eclipse series enclosure, NEMA 3R/4/12, 20 x 16 x 8in (HxWxD), wall mount, carbon steel, ANSI 61 gray, powder coat finish, single-door, 1/4-turn semi-flush latch, polycarbonate window. | Stock | 401 | 426
EN4SD20168WLG | Hammond Eclipse series enclosure, NEMA 3R/4/12, 20 x 16 x 8in (HxWxD), wall mount, carbon steel, RAL 7035 light gray, powder coat finish, single-door, 1/4-turn semi-flush latch, polycarbonate window. | Stock | 401 | 448
EN4SD20168WSS | Hammond Eclipse series enclosure, NEMA 3R/4/4X/12/13, 20 x 16 x 8in (HxWxD), wall mount, 304 stainless steel, #4 brush finish, single-door, 1/4-turn semi-flush 316 stainless steel latch, polycarbonate window. | Stock | 1068 | 1147
EN4SD202010GY | Hammond Eclipse series enclosure, NEMA 3R/4/12, 20 x 20 x 10in (HxWxD), wall mount, carbon steel, ANSI 61 gray, powder coat finish, single-door, 1/4-turn semi-flush latch. | Stock | 294 | 314
EN4SD202010LG | Hammond Eclipse series enclosure, NEMA 3R/4/12, 20 x 20 x 10in (HxWxD), wall mount, carbon steel, RAL 7035 light gray, powder coat finish, single-door, 1/4-turn semi-flush latch. | Stock | 294 | 330
EN4SD202010S16 | Hammond Eclipse series enclosure, NEMA 3R/4/4X/12/13, 20 x 20 x 10in (HxWxD), wall mount, 316 stainless steel, #4 brush finish, single-door, 1/4-turn semi-flush 316 stainless steel latch. | Stock | 1268 | 1362
EN4SD202010SS | Hammond Eclipse series enclosure, NEMA 3R/4/4X/12/13, 20 x 20 x 10in (HxWxD), wall mount, 304 stainless steel, #4 brush finish, single-door, 1/4-turn semi-flush 316 stainless steel latch. | Stock | 854 | 918
EN4SD202010WSS | Hammond Eclipse series enclosure, NEMA 3R/4/4X/12/13, 20 x 20 x 10in (HxWxD), wall mount, 304 stainless steel, #4 brush finish, single-door, 1/4-turn semi-flush 316 stainless steel latch, polycarbonate window. | Stock | 1259 | 1351
EN4SD202012GY | Hammond Eclipse series enclosure, NEMA 3R/4/12, 20 x 20 x 12in (HxWxD), wall mount, carbon steel, ANSI 61 gray, powder coat finish, single-door, 1/4-turn semi-flush latch. | Stock | 327 | 349
EN4SD202012LG | Hammond Eclipse series enclosure, NEMA 3R/4/12, 20 x 20 x 12in (HxWxD), wall mount, carbon steel, RAL 7035 light gray, powder coat finish, single-door, 1/4-turn semi-flush latch. | Stock | 327 | 366
EN4SD202012S16 | Hammond Eclipse series enclosure, NEMA 3R/4/4X/12/13, 20 x 20 x 12in (HxWxD), wall mount, 316 stainless steel, #4 brush finish, single-door, 1/4-turn semi-flush 316 stainless steel latch. | Stock | 1401 | 1505
EN4SD202012SS | Hammond Eclipse series enclosure, NEMA 3R/4/4X/12/13, 20 x 20 x 12in (HxWxD), wall mount, 304 stainless steel, #4 brush finish, single-door, 1/4-turn semi-flush 316 stainless steel latch. | Stock | 900 | 966
EN4SD202012WGY | Hammond Eclipse series enclosure, NEMA 3R/4/12, 20 x 20 x 12in (HxWxD), wall mount, carbon steel, ANSI 61 gray, powder coat finish, single-door, 1/4-turn semi-flush latch, polycarbonate window. | Stock | 480 | 511
EN4SD202012WLG | Hammond Eclipse series enclosure, NEMA 3R/4/12, 20 x 20 x 12in (HxWxD), wall mount, carbon steel, RAL 7035 light gray, powder coat finish, single-door, 1/4-turn semi-flush latch, polycarbonate window. | Stock | 480 | 537
EN4SD202012WSS | Hammond Eclipse series enclosure, NEMA 3R/4/4X/12/13, 20 x 20 x 12in (HxWxD), wall mount, 304 stainless steel, #4 brush finish, single-door, 1/4-turn semi-flush 316 stainless steel latch, polycarbonate window. | Stock | 1389 | 1491
EN4SD20206GY | Hammond Eclipse series enclosure, NEMA 3R/4/12, 20 x 20 x 6in (HxWxD), wall mount, carbon steel, ANSI 61 gray, powder coat finish, single-door, 1/4-turn semi-flush latch. | Stock | 272 | 290
EN4SD20206LG | Hammond Eclipse series enclosure, NEMA 3R/4/12, 20 x 20 x 6in (HxWxD), wall mount, carbon steel, RAL 7035 light gray, powder coat finish, single-door, 1/4-turn semi-flush latch. | Stock | 272 | 304
EN4SD20206S16 | Hammond Eclipse series enclosure, NEMA 3R/4/4X/12/13, 20 x 20 x 6in (HxWxD), wall mount, 316 stainless steel, #4 brush finish, single-door, 1/4-turn semi-flush 316 stainless steel latch. | Stock | 947 | 1017
EN4SD20206SS | Hammond Eclipse series enclosure, NEMA 3R/4/4X/12/13, 20 x 20 x 6in (HxWxD), wall mount, 304 stainless steel, #4 brush finish, single-door, 1/4-turn semi-flush 316 stainless steel latch. | Stock | 757 | 813
EN4SD20206WGY | Hammond Eclipse series enclosure, NEMA 3R/4/12, 20 x 20 x 6in (HxWxD), wall mount, carbon steel, ANSI 61 gray, powder coat finish, single-door, 1/4-turn semi-flush latch, polycarbonate window. | Stock | 410 | 437
EN4SD20206WLG | Hammond Eclipse series enclosure, NEMA 3R/4/12, 20 x 20 x 6in (HxWxD), wall mount, carbon steel, RAL 7035 light gray, powder coat finish, single-door, 1/4-turn semi-flush latch, polycarbonate window. | Stock | 410 | 459
EN4SD20206WSS | Hammond Eclipse series enclosure, NEMA 3R/4/4X/12/13, 20 x 20 x 6in (HxWxD), wall mount, 304 stainless steel, #4 brush finish, single-door, 1/4-turn semi-flush 316 stainless steel latch, polycarbonate window. | from vendor up to 15 business days | 1096 | 1177
EN4SD20208GY | Hammond Eclipse series enclosure, NEMA 3R/4/12, 20 x 20 x 8in (HxWxD), wall mount, carbon steel, ANSI 61 gray, powder coat finish, single-door, 1/4-turn semi-flush latch. | Stock | 287 | 306
EN4SD20208LG | Hammond Eclipse series enclosure, NEMA 3R/4/12, 20 x 20 x 8in (HxWxD), wall mount, carbon steel, RAL 7035 light gray, powder coat finish, single-door, 1/4-turn semi-flush latch. | Stock | 287 | 321
EN4SD20208S16 | Hammond Eclipse series enclosure, NEMA 3R/4/4X/12/13, 20 x 20 x 8in (HxWxD), wall mount, 316 stainless steel, #4 brush finish, single-door, 1/4-turn semi-flush 316 stainless steel latch. | Stock | 1184 | 1272
EN4SD20208SS | Hammond Eclipse series enclosure, NEMA 3R/4/4X/12/13, 20 x 20 x 8in (HxWxD), wall mount, 304 stainless steel, #4 brush finish, single-door, 1/4-turn semi-flush 316 stainless steel latch. | Stock | 788 | 847
EN4SD20208WGY | Hammond Eclipse series enclosure, NEMA 3R/4/12, 20 x 20 x 8in (HxWxD), wall mount, carbon steel, ANSI 61 gray, powder coat finish, single-door, 1/4-turn semi-flush latch, polycarbonate window. | Stock | 433 | 461
EN4SD20208WLG | Hammond Eclipse series enclosure, NEMA 3R/4/12, 20 x 20 x 8in (HxWxD), wall mount, carbon steel, RAL 7035 light gray, powder coat finish, single-door, 1/4-turn semi-flush latch, polycarbonate window. | Stock | 433 | 484
EN4SD20208WSS | Hammond Eclipse series enclosure, NEMA 3R/4/4X/12/13, 20 x 20 x 8in (HxWxD), wall mount, 304 stainless steel, #4 brush finish, single-door, 1/4-turn semi-flush 316 stainless steel latch, polycarbonate window. | Stock | 1180 | 1267
EN4SD202410GY | Hammond Eclipse series enclosure, NEMA 3R/4/12, 20 x 24 x 10in (HxWxD), wall mount, carbon steel, ANSI 61 gray, powder coat finish, single-door, 1/4-turn semi-flush latch. | Stock | 315 | 336
EN4SD202410LG | Hammond Eclipse series enclosure, NEMA 3R/4/12, 20 x 24 x 10in (HxWxD), wall mount, carbon steel, RAL 7035 light gray, powder coat finish, single-door, 1/4-turn semi-flush latch. | Stock | 315 | 353
EN4SD202410S16 | Hammond Eclipse series enclosure, NEMA 3R/4/4X/12/13, 20 x 24 x 10in (HxWxD), wall mount, 316 stainless steel, #4 brush finish, single-door, 1/4-turn semi-flush 316 stainless steel latch. | Stock | 1356 | 1456
EN4SD202410SS | Hammond Eclipse series enclosure, NEMA 3R/4/4X/12/13, 20 x 24 x 10in (HxWxD), wall mount, 304 stainless steel, #4 brush finish, single-door, 1/4-turn semi-flush 316 stainless steel latch. | Stock | 918 | 986
EN4SD20246GY | Hammond Eclipse series enclosure, NEMA 3R/4/12, 20 x 24 x 6in (HxWxD), wall mount, carbon steel, ANSI 61 gray, powder coat finish, single-door, 1/4-turn semi-flush latch. | Stock | 306 | 327
EN4SD20246LG | Hammond Eclipse series enclosure, NEMA 3R/4/12, 20 x 24 x 6in (HxWxD), wall mount, carbon steel, RAL 7035 light gray, powder coat finish, single-door, 1/4-turn semi-flush latch. | Stock | 306 | 343
EN4SD20248GY | Hammond Eclipse series enclosure, NEMA 3R/4/12, 20 x 24 x 8in (HxWxD), wall mount, carbon steel, ANSI 61 gray, powder coat finish, single-door, 1/4-turn semi-flush latch. | Stock | 317 | 338
EN4SD20248LG | Hammond Eclipse series enclosure, NEMA 3R/4/12, 20 x 24 x 8in (HxWxD), wall mount, carbon steel, RAL 7035 light gray, powder coat finish, single-door, 1/4-turn semi-flush latch. | Stock | 317 | 355
EN4SD20248SS | Hammond Eclipse series enclosure, NEMA 3R/4/4X/12/13, 20 x 24 x 8in (HxWxD), wall mount, 304 stainless steel, #4 brush finish, single-door, 1/4-turn semi-flush 316 stainless steel latch. | Stock | 862 | 928
EN4SD241210GY | Hammond Eclipse series enclosure, NEMA 3R/4/12, 24 x 12 x 10in (HxWxD), wall mount, carbon steel, ANSI 61 gray, powder coat finish, single-door, 1/4-turn semi-flush latch. | Stock | 290 | 309
EN4SD241210LG | Hammond Eclipse series enclosure, NEMA 3R/4/12, 24 x 12 x 10in (HxWxD), wall mount, carbon steel, RAL 7035 light gray, powder coat finish, single-door, 1/4-turn semi-flush latch. | Stock | 290 | 325
EN4SD24126GY | Hammond Eclipse series enclosure, NEMA 3R/4/12, 24 x 12 x 6in (HxWxD), wall mount, carbon steel, ANSI 61 gray, powder coat finish, single-door, 1/4-turn semi-flush latch. | Stock | 253 | 270
EN4SD24126LG | Hammond Eclipse series enclosure, NEMA 3R/4/12, 24 x 12 x 6in (HxWxD), wall mount, carbon steel, RAL 7035 light gray, powder coat finish, single-door, 1/4-turn semi-flush latch. | Stock | 253 | 284
EN4SD24128GY | Hammond Eclipse series enclosure, NEMA 3R/4/12, 24 x 12 x 8in (HxWxD), wall mount, carbon steel, ANSI 61 gray, powder coat finish, single-door, 1/4-turn semi-flush latch. | Stock | 273 | 291
EN4SD24128LG | Hammond Eclipse series enclosure, NEMA 3R/4/12, 24 x 12 x 8in (HxWxD), wall mount, carbon steel, RAL 7035 light gray, powder coat finish, single-door, 1/4-turn semi-flush latch. | Stock | 273 | 306
EN4SD241610GY | Hammond Eclipse series enclosure, NEMA 3R/4/12, 24 x 16 x 10in (HxWxD), wall mount, carbon steel, ANSI 61 gray, powder coat finish, single-door, 1/4-turn semi-flush latch. | Stock | 291 | 311
EN4SD241610LG | Hammond Eclipse series enclosure, NEMA 3R/4/12, 24 x 16 x 10in (HxWxD), wall mount, carbon steel, RAL 7035 light gray, powder coat finish, single-door, 1/4-turn semi-flush latch. | Stock | 291 | 326
EN4SD241610S16 | Hammond Eclipse series enclosure, NEMA 3R/4/4X/12/13, 24 x 16 x 10in (HxWxD), wall mount, 316 stainless steel, #4 brush finish, single-door, 1/4-turn semi-flush 316 stainless steel latch. | Stock | 1250 | 1342
EN4SD241610SS | Hammond Eclipse series enclosure, NEMA 3R/4/4X/12/13, 24 x 16 x 10in (HxWxD), wall mount, 304 stainless steel, #4 brush finish, single-door, 1/4-turn semi-flush 316 stainless steel latch. | Stock | 845 | 908
EN4SD24166GY | Hammond Eclipse series enclosure, NEMA 3R/4/12, 24 x 16 x 6in (HxWxD), wall mount, carbon steel, ANSI 61 gray, powder coat finish, single-door, 1/4-turn semi-flush latch. | Stock | 276 | 294
EN4SD24166LG | Hammond Eclipse series enclosure, NEMA 3R/4/12, 24 x 16 x 6in (HxWxD), wall mount, carbon steel, RAL 7035 light gray, powder coat finish, single-door, 1/4-turn semi-flush latch. | Stock | 276 | 309
EN4SD24168GY | Hammond Eclipse series enclosure, NEMA 3R/4/12, 24 x 16 x 8in (HxWxD), wall mount, carbon steel, ANSI 61 gray, powder coat finish, single-door, 1/4-turn semi-flush latch. | Stock | 284 | 303
EN4SD24168LG | Hammond Eclipse series enclosure, NEMA 3R/4/12, 24 x 16 x 8in (HxWxD), wall mount, carbon steel, RAL 7035 light gray, powder coat finish, single-door, 1/4-turn semi-flush latch. | Stock | 284 | 318
EN4SD24168S16 | Hammond Eclipse series enclosure, NEMA 3R/4/4X/12/13, 24 x 16 x 8in (HxWxD), wall mount, 316 stainless steel, #4 brush finish, single-door, 1/4-turn semi-flush 316 stainless steel latch. | Stock | 1148 | 1233
EN4SD24168SS | Hammond Eclipse series enclosure, NEMA 3R/4/4X/12/13, 24 x 16 x 8in (HxWxD), wall mount, 304 stainless steel, #4 brush finish, single-door, 1/4-turn semi-flush 316 stainless steel latch. | Stock | 779 | 837
EN4SD242010GY | Hammond Eclipse series enclosure, NEMA 3R/4/12, 24 x 20 x 10in (HxWxD), wall mount, carbon steel, ANSI 61 gray, powder coat finish, single-door, 1/4-turn semi-flush latch. | Stock | 316 | 337
EN4SD242010LG | Hammond Eclipse series enclosure, NEMA 3R/4/12, 24 x 20 x 10in (HxWxD), wall mount, carbon steel, RAL 7035 light gray, powder coat finish, single-door, 1/4-turn semi-flush latch. | Stock | 316 | 354
EN4SD242010S16 | Hammond Eclipse series enclosure, NEMA 3R/4/4X/12/13, 24 x 20 x 10in (HxWxD), wall mount, 316 stainless steel, #4 brush finish, single-door, 1/4-turn semi-flush 316 stainless steel latch. | Stock | 1363 | 1463
EN4SD242010SS | Hammond Eclipse series enclosure, NEMA 3R/4/4X/12/13, 24 x 20 x 10in (HxWxD), wall mount, 304 stainless steel, #4 brush finish, single-door, 1/4-turn semi-flush 316 stainless steel latch. | Stock | 921 | 989
EN4SD242010SSWH | Hammond Eclipse series enclosure, NEMA 3R/4/4X/12/13, 24 x 20 x 10in (HxWxD), wall mount, 304 stainless steel, RAL 9003 white, powder coat finish, single-door, 3-point 316 stainless steel padlocking handle. | Stock | 1162 | 1249
EN4SD242010WSS | Hammond Eclipse series enclosure, NEMA 3R/4/4X/12/13, 24 x 20 x 10in (HxWxD), wall mount, 304 stainless steel, #4 brush finish, single-door, 1/4-turn semi-flush 316 stainless steel latch, polycarbonate window. | from vendor up to 15 business days | 1352 | 1452
EN4SD242012GY | Hammond Eclipse series enclosure, NEMA 3R/4/12, 24 x 20 x 12in (HxWxD), wall mount, carbon steel, ANSI 61 gray, powder coat finish, single-door, 1/4-turn semi-flush latch. | Stock | 351 | 374
EN4SD242012LG | Hammond Eclipse series enclosure, NEMA 3R/4/12, 24 x 20 x 12in (HxWxD), wall mount, carbon steel, RAL 7035 light gray, powder coat finish, single-door, 1/4-turn semi-flush latch. | Stock | 351 | 392
EN4SD242012WGY | Hammond Eclipse series enclosure, NEMA 3R/4/12, 24 x 20 x 12in (HxWxD), wall mount, carbon steel, ANSI 61 gray, powder coat finish, single-door, 1/4-turn semi-flush latch, polycarbonate window. | Stock | 517 | 551
EN4SD242012WLG | Hammond Eclipse series enclosure, NEMA 3R/4/12, 24 x 20 x 12in (HxWxD), wall mount, carbon steel, RAL 7035 light gray, powder coat finish, single-door, 1/4-turn semi-flush latch, polycarbonate window. | from vendor up to 15 business days | 517 | 579
EN4SD242016GY | Hammond Eclipse series enclosure, NEMA 3R/4/12, 24 x 20 x 16in (HxWxD), wall mount, carbon steel, ANSI 61 gray, powder coat finish, single-door, 1/4-turn semi-flush latch. | Stock | 383 | 409
EN4SD242016LG | Hammond Eclipse series enclosure, NEMA 3R/4/12, 24 x 20 x 16in (HxWxD), wall mount, carbon steel, RAL 7035 light gray, powder coat finish, single-door, 1/4-turn semi-flush latch. | Stock | 383 | 430
EN4SD24206GY | Hammond Eclipse series enclosure, NEMA 3R/4/12, 24 x 20 x 6in (HxWxD), wall mount, carbon steel, ANSI 61 gray, powder coat finish, single-door, 1/4-turn semi-flush latch. | Stock | 299 | 318
EN4SD24206LG | Hammond Eclipse series enclosure, NEMA 3R/4/12, 24 x 20 x 6in (HxWxD), wall mount, carbon steel, RAL 7035 light gray, powder coat finish, single-door, 1/4-turn semi-flush latch. | Stock | 299 | 334
EN4SD24206SS | Hammond Eclipse series enclosure, NEMA 3R/4/4X/12/13, 24 x 20 x 6in (HxWxD), wall mount, 304 stainless steel, #4 brush finish, single-door, 1/4-turn semi-flush 316 stainless steel latch. | Stock | 803 | 864
EN4SD24206WGY | Hammond Eclipse series enclosure, NEMA 3R/4/12, 24 x 20 x 6in (HxWxD), wall mount, carbon steel, ANSI 61 gray, powder coat finish, single-door, 1/4-turn semi-flush latch, polycarbonate window. | Stock | 440 | 469
EN4SD24206WLG | Hammond Eclipse series enclosure, NEMA 3R/4/12, 24 x 20 x 6in (HxWxD), wall mount, carbon steel, RAL 7035 light gray, powder coat finish, single-door, 1/4-turn semi-flush latch, polycarbonate window. | from vendor up to 15 business days | 440 | 493
EN4SD24208GY | Hammond Eclipse series enclosure, NEMA 3R/4/12, 24 x 20 x 8in (HxWxD), wall mount, carbon steel, ANSI 61 gray, powder coat finish, single-door, 1/4-turn semi-flush latch. | Stock | 308 | 328
EN4SD24208LG | Hammond Eclipse series enclosure, NEMA 3R/4/12, 24 x 20 x 8in (HxWxD), wall mount, carbon steel, RAL 7035 light gray, powder coat finish, single-door, 1/4-turn semi-flush latch. | Stock | 308 | 345
EN4SD24208S16 | Hammond Eclipse series enclosure, NEMA 3R/4/4X/12/13, 24 x 20 x 8in (HxWxD), wall mount, 316 stainless steel, #4 brush finish, single-door, 1/4-turn semi-flush 316 stainless steel latch. | Stock | 1231 | 1321
EN4SD24208SS | Hammond Eclipse series enclosure, NEMA 3R/4/4X/12/13, 24 x 20 x 8in (HxWxD), wall mount, 304 stainless steel, #4 brush finish, single-door, 1/4-turn semi-flush 316 stainless steel latch. | Stock | 863 | 927
EN4SD24208WGY | Hammond Eclipse series enclosure, NEMA 3R/4/12, 24 x 20 x 8in (HxWxD), wall mount, carbon steel, ANSI 61 gray, powder coat finish, single-door, 1/4-turn semi-flush latch, polycarbonate window. | Stock | 465 | 495
EN4SD24208WLG | Hammond Eclipse series enclosure, NEMA 3R/4/12, 24 x 20 x 8in (HxWxD), wall mount, carbon steel, RAL 7035 light gray, powder coat finish, single-door, 1/4-turn semi-flush latch, polycarbonate window. | Stock | 465 | 520
EN4SD24208WSS | Hammond Eclipse series enclosure, NEMA 3R/4/4X/12/13, 24 x 20 x 8in (HxWxD), wall mount, 304 stainless steel, #4 brush finish, single-door, 1/4-turn semi-flush 316 stainless steel latch, polycarbonate window. | Stock | 1298 | 1394
EN4SD242410GY | Hammond Eclipse series enclosure, NEMA 3R/4/12, 24 x 24 x 10in (HxWxD), wall mount, carbon steel, ANSI 61 gray, powder coat finish, single-door, 1/4-turn semi-flush latch. | Stock | 341 | 365
EN4SD242410LG | Hammond Eclipse series enclosure, NEMA 3R/4/12, 24 x 24 x 10in (HxWxD), wall mount, carbon steel, RAL 7035 light gray, powder coat finish, single-door, 1/4-turn semi-flush latch. | Stock | 341 | 383
EN4SD242410S16 | Hammond Eclipse series enclosure, NEMA 3R/4/4X/12/13, 24 x 24 x 10in (HxWxD), wall mount, 316 stainless steel, #4 brush finish, single-door, 1/4-turn semi-flush 316 stainless steel latch. | Stock | 1471 | 1580
EN4SD242410SS | Hammond Eclipse series enclosure, NEMA 3R/4/4X/12/13, 24 x 24 x 10in (HxWxD), wall mount, 304 stainless steel, #4 brush finish, single-door, 1/4-turn semi-flush 316 stainless steel latch. | Stock | 994 | 1067
EN4SD242410WSS | Hammond Eclipse series enclosure, NEMA 3R/4/4X/12/13, 24 x 24 x 10in (HxWxD), wall mount, 304 stainless steel, #4 brush finish, single-door, 1/4-turn semi-flush 316 stainless steel latch, polycarbonate window. | Stock | 1459 | 1567
EN4SD242412GY | Hammond Eclipse series enclosure, NEMA 3R/4/12, 24 x 24 x 12in (HxWxD), wall mount, carbon steel, ANSI 61 gray, powder coat finish, single-door, 1/4-turn semi-flush latch. | Stock | 369 | 394
EN4SD242412LG | Hammond Eclipse series enclosure, NEMA 3R/4/12, 24 x 24 x 12in (HxWxD), wall mount, carbon steel, RAL 7035 light gray, powder coat finish, single-door, 1/4-turn semi-flush latch. | Stock | 369 | 414
EN4SD242412S16 | Hammond Eclipse series enclosure, NEMA 3R/4/4X/12/13, 24 x 24 x 12in (HxWxD), wall mount, 316 stainless steel, #4 brush finish, single-door, 1/4-turn semi-flush 316 stainless steel latch. | Stock | 1631 | 1752
EN4SD242412SS | Hammond Eclipse series enclosure, NEMA 3R/4/4X/12/13, 24 x 24 x 12in (HxWxD), wall mount, 304 stainless steel, #4 brush finish, single-door, 1/4-turn semi-flush 316 stainless steel latch. | Stock | 1131 | 1215
EN4SD242412SSWH | Hammond Eclipse series enclosure, NEMA 3R/4/4X/12/13, 24 x 24 x 12in (HxWxD), wall mount, 304 stainless steel, RAL 9003 white, powder coat finish, single-door, 3-point 316 stainless steel padlocking handle. | Stock | 1357 | 1457
EN4SD242412WGY | Hammond Eclipse series enclosure, NEMA 3R/4/12, 24 x 24 x 12in (HxWxD), wall mount, carbon steel, ANSI 61 gray, powder coat finish, single-door, 1/4-turn semi-flush latch, polycarbonate window. | Stock | 558 | 594
EN4SD242412WLG | Hammond Eclipse series enclosure, NEMA 3R/4/12, 24 x 24 x 12in (HxWxD), wall mount, carbon steel, RAL 7035 light gray, powder coat finish, single-door, 1/4-turn semi-flush latch, polycarbonate window. | Stock | 558 | 624
EN4SD242416GY | Hammond Eclipse series enclosure, NEMA 3R/4/12, 24 x 24 x 16in (HxWxD), wall mount, carbon steel, ANSI 61 gray, powder coat finish, single-door, 1/4-turn semi-flush latch. | Stock | 417 | 445
EN4SD242416LG | Hammond Eclipse series enclosure, NEMA 3R/4/12, 24 x 24 x 16in (HxWxD), wall mount, carbon steel, RAL 7035 light gray, powder coat finish, single-door, 1/4-turn semi-flush latch. | Stock | 417 | 467
EN4SD242416WGY | Hammond Eclipse series enclosure, NEMA 3R/4/12, 24 x 24 x 16in (HxWxD), wall mount, carbon steel, ANSI 61 gray, powder coat finish, single-door, 1/4-turn semi-flush latch, polycarbonate window. | Stock | 613 | 653
EN4SD242416WLG | Hammond Eclipse series enclosure, NEMA 3R/4/12, 24 x 24 x 16in (HxWxD), wall mount, carbon steel, RAL 7035 light gray, powder coat finish, single-door, 1/4-turn semi-flush latch, polycarbonate window. | from vendor up to 15 business days | 613 | 686
EN4SD242420GY | Hammond Eclipse series enclosure, NEMA 3R/4/12, 24 x 24 x 20in (HxWxD), wall mount, carbon steel, ANSI 61 gray, powder coat finish, single-door, 1/4-turn semi-flush latch. | Stock | 454 | 483
EN4SD242420LG | Hammond Eclipse series enclosure, NEMA 3R/4/12, 24 x 24 x 20in (HxWxD), wall mount, carbon steel, RAL 7035 light gray, powder coat finish, single-door, 1/4-turn semi-flush latch. | Stock | 454 | 507
EN4SD242420WGY | Hammond Eclipse series enclosure, NEMA 3R/4/12, 24 x 24 x 20in (HxWxD), wall mount, carbon steel, ANSI 61 gray, powder coat finish, single-door, 1/4-turn semi-flush latch, polycarbonate window. | Stock | 670 | 713
EN4SD242420WLG | Hammond Eclipse series enclosure, NEMA 3R/4/12, 24 x 24 x 20in (HxWxD), wall mount, carbon steel, RAL 7035 light gray, powder coat finish, single-door, 1/4-turn semi-flush latch, polycarbonate window. | from vendor up to 15 business days | 670 | 748
EN4SD24246GY | Hammond Eclipse series enclosure, NEMA 3R/4/12, 24 x 24 x 6in (HxWxD), wall mount, carbon steel, ANSI 61 gray, powder coat finish, single-door, 1/4-turn semi-flush latch. | Stock | 323 | 344
EN4SD24246LG | Hammond Eclipse series enclosure, NEMA 3R/4/12, 24 x 24 x 6in (HxWxD), wall mount, carbon steel, RAL 7035 light gray, powder coat finish, single-door, 1/4-turn semi-flush latch. | Stock | 323 | 362
EN4SD24246WGY | Hammond Eclipse series enclosure, NEMA 3R/4/12, 24 x 24 x 6in (HxWxD), wall mount, carbon steel, ANSI 61 gray, powder coat finish, single-door, 1/4-turn semi-flush latch, polycarbonate window. | Stock | 475 | 506
EN4SD24246WLG | Hammond Eclipse series enclosure, NEMA 3R/4/12, 24 x 24 x 6in (HxWxD), wall mount, carbon steel, RAL 7035 light gray, powder coat finish, single-door, 1/4-turn semi-flush latch, polycarbonate window. | from vendor up to 15 business days | 475 | 532
EN4SD24248GY | Hammond Eclipse series enclosure, NEMA 3R/4/12, 24 x 24 x 8in (HxWxD), wall mount, carbon steel, ANSI 61 gray, powder coat finish, single-door, 1/4-turn semi-flush latch. | Stock | 332 | 355
EN4SD24248LG | Hammond Eclipse series enclosure, NEMA 3R/4/12, 24 x 24 x 8in (HxWxD), wall mount, carbon steel, RAL 7035 light gray, powder coat finish, single-door, 1/4-turn semi-flush latch. | Stock | 332 | 372
EN4SD24248S16 | Hammond Eclipse series enclosure, NEMA 3R/4/4X/12/13, 24 x 24 x 8in (HxWxD), wall mount, 316 stainless steel, #4 brush finish, single-door, 1/4-turn semi-flush 316 stainless steel latch. | Stock | 1352 | 1452
EN4SD24248SS | Hammond Eclipse series enclosure, NEMA 3R/4/4X/12/13, 24 x 24 x 8in (HxWxD), wall mount, 304 stainless steel, #4 brush finish, single-door, 1/4-turn semi-flush 316 stainless steel latch. | Stock | 950 | 1020
EN4SD24248SSWH | Hammond Eclipse series enclosure, NEMA 3R/4/4X/12/13, 24 x 24 x 8in (HxWxD), wall mount, 304 stainless steel, RAL 9003 white, powder coat finish, single-door, 3-point 316 stainless steel padlocking handle. | Stock | 1018 | 1095
EN4SD24248WGY | Hammond Eclipse series enclosure, NEMA 3R/4/12, 24 x 24 x 8in (HxWxD), wall mount, carbon steel, ANSI 61 gray, powder coat finish, single-door, 1/4-turn semi-flush latch, polycarbonate window. | Stock | 503 | 536
EN4SD24248WLG | Hammond Eclipse series enclosure, NEMA 3R/4/12, 24 x 24 x 8in (HxWxD), wall mount, carbon steel, RAL 7035 light gray, powder coat finish, single-door, 1/4-turn semi-flush latch, polycarbonate window. | Stock | 503 | 563
EN4SD24248WSS | Hammond Eclipse series enclosure, NEMA 3R/4/4X/12/13, 24 x 24 x 8in (HxWxD), wall mount, 304 stainless steel, #4 brush finish, single-door, 1/4-turn semi-flush 316 stainless steel latch, polycarbonate window. | Stock | 1419 | 1524
EN4SD243010GY | Hammond Eclipse series enclosure, NEMA 3R/4/12, 24 x 30 x 10in (HxWxD), wall mount, carbon steel, ANSI 61 gray, powder coat finish, single-door, 1/4-turn semi-flush latch. | Stock | 378 | 403
EN4SD243010LG | Hammond Eclipse series enclosure, NEMA 3R/4/12, 24 x 30 x 10in (HxWxD), wall mount, carbon steel, RAL 7035 light gray, powder coat finish, single-door, 1/4-turn semi-flush latch. | Stock | 378 | 423
EN4SD243010S16 | Hammond Eclipse series enclosure, NEMA 3R/4/4X/12/13, 24 x 30 x 10in (HxWxD), wall mount, 316 stainless steel, #4 brush finish, single-door, 1/4-turn semi-flush 316 stainless steel latch. | from vendor up to 15 business days | 1630 | 1750
EN4SD243010SS | Hammond Eclipse series enclosure, NEMA 3R/4/4X/12/13, 24 x 30 x 10in (HxWxD), wall mount, 304 stainless steel, #4 brush finish, single-door, 1/4-turn semi-flush 316 stainless steel latch. | Stock | 1102 | 1184
EN4SD243012GY | Hammond Eclipse series enclosure, NEMA 3R/4/12, 24 x 30 x 12in (HxWxD), wall mount, carbon steel, ANSI 61 gray, powder coat finish, single-door, 1/4-turn semi-flush latch. | Stock | 403 | 429
EN4SD243012LG | Hammond Eclipse series enclosure, NEMA 3R/4/12, 24 x 30 x 12in (HxWxD), wall mount, carbon steel, RAL 7035 light gray, powder coat finish, single-door, 1/4-turn semi-flush latch. | Stock | 403 | 451
EN4SD24308GY | Hammond Eclipse series enclosure, NEMA 3R/4/12, 24 x 30 x 8in (HxWxD), wall mount, carbon steel, ANSI 61 gray, powder coat finish, single-door, 1/4-turn semi-flush latch. | Stock | 369 | 394
EN4SD24308LG | Hammond Eclipse series enclosure, NEMA 3R/4/12, 24 x 30 x 8in (HxWxD), wall mount, carbon steel, RAL 7035 light gray, powder coat finish, single-door, 1/4-turn semi-flush latch. | Stock | 369 | 414
EN4SD24308SS | Hammond Eclipse series enclosure, NEMA 3R/4/4X/12/13, 24 x 30 x 8in (HxWxD), wall mount, 304 stainless steel, #4 brush finish, single-door, 1/4-turn semi-flush 316 stainless steel latch. | Stock | 1079 | 1160
EN4SD30128GY | Hammond Eclipse series enclosure, NEMA 3R/4/12, 30 x 12 x 8in (HxWxD), wall mount, carbon steel, ANSI 61 gray, powder coat finish, single-door, 1/4-turn semi-flush latch. | Stock | 331 | 353
EN4SD30128LG | Hammond Eclipse series enclosure, NEMA 3R/4/12, 30 x 12 x 8in (HxWxD), wall mount, carbon steel, RAL 7035 light gray, powder coat finish, single-door, 1/4-turn semi-flush latch. | Stock | 331 | 371
EN4SD30166GY | Hammond Eclipse series enclosure, NEMA 3R/4/12, 30 x 16 x 6in (HxWxD), wall mount, carbon steel, ANSI 61 gray, powder coat finish, single-door, 1/4-turn semi-flush latch. | Stock | 329 | 351
EN4SD30166LG | Hammond Eclipse series enclosure, NEMA 3R/4/12, 30 x 16 x 6in (HxWxD), wall mount, carbon steel, RAL 7035 light gray, powder coat finish, single-door, 1/4-turn semi-flush latch. | Stock | 329 | 368
EN4SD30168GY | Hammond Eclipse series enclosure, NEMA 3R/4/12, 30 x 16 x 8in (HxWxD), wall mount, carbon steel, ANSI 61 gray, powder coat finish, single-door, 1/4-turn semi-flush latch. | Stock | 334 | 356
EN4SD30168LG | Hammond Eclipse series enclosure, NEMA 3R/4/12, 30 x 16 x 8in (HxWxD), wall mount, carbon steel, RAL 7035 light gray, powder coat finish, single-door, 1/4-turn semi-flush latch. | Stock | 334 | 374
EN4SD302010GY | Hammond Eclipse series enclosure, NEMA 3R/4/12, 30 x 20 x 10in (HxWxD), wall mount, carbon steel, ANSI 61 gray, powder coat finish, single-door, 1/4-turn semi-flush latch. | Stock | 349 | 372
EN4SD302010LG | Hammond Eclipse series enclosure, NEMA 3R/4/12, 30 x 20 x 10in (HxWxD), wall mount, carbon steel, RAL 7035 light gray, powder coat finish, single-door, 1/4-turn semi-flush latch. | Stock | 349 | 390
EN4SD302010S16 | Hammond Eclipse series enclosure, NEMA 3R/4/4X/12/13, 30 x 20 x 10in (HxWxD), wall mount, 316 stainless steel, #4 brush finish, single-door, 1/4-turn semi-flush 316 stainless steel latch. | Stock | 1502 | 1612
EN4SD302010SS | Hammond Eclipse series enclosure, NEMA 3R/4/4X/12/13, 30 x 20 x 10in (HxWxD), wall mount, 304 stainless steel, #4 brush finish, single-door, 1/4-turn semi-flush 316 stainless steel latch. | Stock | 1014 | 1089
EN4SD30206GY | Hammond Eclipse series enclosure, NEMA 3R/4/12, 30 x 20 x 6in (HxWxD), wall mount, carbon steel, ANSI 61 gray, powder coat finish, single-door, 1/4-turn semi-flush latch. | Stock | 335 | 357
EN4SD30206LG | Hammond Eclipse series enclosure, NEMA 3R/4/12, 30 x 20 x 6in (HxWxD), wall mount, carbon steel, RAL 7035 light gray, powder coat finish, single-door, 1/4-turn semi-flush latch. | Stock | 335 | 375
EN4SD30208GY | Hammond Eclipse series enclosure, NEMA 3R/4/12, 30 x 20 x 8in (HxWxD), wall mount, carbon steel, ANSI 61 gray, powder coat finish, single-door, 1/4-turn semi-flush latch. | Stock | 350 | 372
EN4SD30208LG | Hammond Eclipse series enclosure, NEMA 3R/4/12, 30 x 20 x 8in (HxWxD), wall mount, carbon steel, RAL 7035 light gray, powder coat finish, single-door, 1/4-turn semi-flush latch. | Stock | 350 | 391
EN4SD30208SS | Hammond Eclipse series enclosure, NEMA 3R/4/4X/12/13, 30 x 20 x 8in (HxWxD), wall mount, 304 stainless steel, #4 brush finish, single-door, 1/4-turn semi-flush 316 stainless steel latch. | Stock | 976 | 1049
EN4SD302410GY | Hammond Eclipse series enclosure, NEMA 3R/4/12, 30 x 24 x 10in (HxWxD), wall mount, carbon steel, ANSI 61 gray, powder coat finish, single-door, 1/4-turn semi-flush latch. | Stock | 379 | 403
EN4SD302410LG | Hammond Eclipse series enclosure, NEMA 3R/4/12, 30 x 24 x 10in (HxWxD), wall mount, carbon steel, RAL 7035 light gray, powder coat finish, single-door, 1/4-turn semi-flush latch. | Stock | 379 | 424
EN4SD302410S16 | Hammond Eclipse series enclosure, NEMA 3R/4/4X/12/13, 30 x 24 x 10in (HxWxD), wall mount, 316 stainless steel, #4 brush finish, single-door, 1/4-turn semi-flush 316 stainless steel latch. | Stock | 1634 | 1754
EN4SD302410SS | Hammond Eclipse series enclosure, NEMA 3R/4/4X/12/13, 30 x 24 x 10in (HxWxD), wall mount, 304 stainless steel, #4 brush finish, single-door, 1/4-turn semi-flush 316 stainless steel latch. | Stock | 1104 | 1185
EN4SD302410WSS | Hammond Eclipse series enclosure, NEMA 3R/4/4X/12/13, 30 x 24 x 10in (HxWxD), wall mount, 304 stainless steel, #4 brush finish, single-door, 1/4-turn semi-flush 316 stainless steel latch, polycarbonate window. | Stock | 1622 | 1742
EN4SD302412GY | Hammond Eclipse series enclosure, NEMA 3R/4/12, 30 x 24 x 12in (HxWxD), wall mount, carbon steel, ANSI 61 gray, powder coat finish, single-door, 1/4-turn semi-flush latch. | Stock | 410 | 437
EN4SD302412LG | Hammond Eclipse series enclosure, NEMA 3R/4/12, 30 x 24 x 12in (HxWxD), wall mount, carbon steel, RAL 7035 light gray, powder coat finish, single-door, 1/4-turn semi-flush latch. | Stock | 410 | 458
EN4SD302412S16 | Hammond Eclipse series enclosure, NEMA 3R/4/4X/12/13, 30 x 24 x 12in (HxWxD), wall mount, 316 stainless steel, #4 brush finish, single-door, 1/4-turn semi-flush 316 stainless steel latch. | Stock | 1739 | 1867
EN4SD302412SS | Hammond Eclipse series enclosure, NEMA 3R/4/4X/12/13, 30 x 24 x 12in (HxWxD), wall mount, 304 stainless steel, #4 brush finish, single-door, 1/4-turn semi-flush 316 stainless steel latch. | Stock | 1233 | 1324
EN4SD302412WGY | Hammond Eclipse series enclosure, NEMA 3R/4/12, 30 x 24 x 12in (HxWxD), wall mount, carbon steel, ANSI 61 gray, powder coat finish, single-door, 1/4-turn semi-flush latch, polycarbonate window. | Stock | 621 | 661
EN4SD302412WLG | Hammond Eclipse series enclosure, NEMA 3R/4/12, 30 x 24 x 12in (HxWxD), wall mount, carbon steel, RAL 7035 light gray, powder coat finish, single-door, 1/4-turn semi-flush latch, polycarbonate window. | Stock | 621 | 695
EN4SD302412WSS | Hammond Eclipse series enclosure, NEMA 3R/4/4X/12/13, 30 x 24 x 12in (HxWxD), wall mount, 304 stainless steel, #4 brush finish, single-door, 1/4-turn semi-flush 316 stainless steel latch, polycarbonate window. | Stock | 1794 | 1926
EN4SD302416GY | Hammond Eclipse series enclosure, NEMA 3R/4/12, 30 x 24 x 16in (HxWxD), wall mount, carbon steel, ANSI 61 gray, powder coat finish, single-door, 1/4-turn semi-flush latch. | Stock | 455 | 484
EN4SD302416LG | Hammond Eclipse series enclosure, NEMA 3R/4/12, 30 x 24 x 16in (HxWxD), wall mount, carbon steel, RAL 7035 light gray, powder coat finish, single-door, 1/4-turn semi-flush latch. | Stock | 455 | 508
EN4SD302416SS | Hammond Eclipse series enclosure, NEMA 3R/4/4X/12/13, 30 x 24 x 16in (HxWxD), wall mount, 304 stainless steel, #4 brush finish, single-door, 1/4-turn semi-flush 316 stainless steel latch. | Stock | 1353 | 1455
EN4SD302420GY | Hammond Eclipse series enclosure, NEMA 3R/4/12, 30 x 24 x 20in (HxWxD), wall mount, carbon steel, ANSI 61 gray, powder coat finish, single-door, 1/4-turn semi-flush latch. | Stock | 506 | 539
EN4SD302420LG | Hammond Eclipse series enclosure, NEMA 3R/4/12, 30 x 24 x 20in (HxWxD), wall mount, carbon steel, RAL 7035 light gray, powder coat finish, single-door, 1/4-turn semi-flush latch. | Stock | 506 | 566
EN4SD302420WGY | Hammond Eclipse series enclosure, NEMA 3R/4/12, 30 x 24 x 20in (HxWxD), wall mount, carbon steel, ANSI 61 gray, powder coat finish, single-door, 1/4-turn semi-flush latch, polycarbonate window. | Stock | 748 | 796
EN4SD302420WLG | Hammond Eclipse series enclosure, NEMA 3R/4/12, 30 x 24 x 20in (HxWxD), wall mount, carbon steel, RAL 7035 light gray, powder coat finish, single-door, 1/4-turn semi-flush latch, polycarbonate window. | Stock | 748 | 836
EN4SD302424GY | Hammond Eclipse series enclosure, NEMA 3R/4/12, 30 x 24 x 24in (HxWxD), wall mount, carbon steel, ANSI 61 gray, powder coat finish, single-door, 1/4-turn semi-flush latch. | Stock | 552 | 589
EN4SD302424LG | Hammond Eclipse series enclosure, NEMA 3R/4/12, 30 x 24 x 24in (HxWxD), wall mount, carbon steel, RAL 7035 light gray, powder coat finish, single-door, 1/4-turn semi-flush latch. | Stock | 551 | 618
EN4SD30246GY | Hammond Eclipse series enclosure, NEMA 3R/4/12, 30 x 24 x 6in (HxWxD), wall mount, carbon steel, ANSI 61 gray, powder coat finish, single-door, 1/4-turn semi-flush latch. | Stock | 350 | 373
EN4SD30246LG | Hammond Eclipse series enclosure, NEMA 3R/4/12, 30 x 24 x 6in (HxWxD), wall mount, carbon steel, RAL 7035 light gray, powder coat finish, single-door, 1/4-turn semi-flush latch. | Stock | 350 | 392
EN4SD30248GY | Hammond Eclipse series enclosure, NEMA 3R/4/12, 30 x 24 x 8in (HxWxD), wall mount, carbon steel, ANSI 61 gray, powder coat finish, single-door, 1/4-turn semi-flush latch. | Stock | 369 | 394
EN4SD30248LG | Hammond Eclipse series enclosure, NEMA 3R/4/12, 30 x 24 x 8in (HxWxD), wall mount, carbon steel, RAL 7035 light gray, powder coat finish, single-door, 1/4-turn semi-flush latch. | Stock | 369 | 414
EN4SD30248S16 | Hammond Eclipse series enclosure, NEMA 3R/4/4X/12/13, 30 x 24 x 8in (HxWxD), wall mount, 316 stainless steel, #4 brush finish, single-door, 1/4-turn semi-flush 316 stainless steel latch. | Stock | 1535 | 1649
EN4SD30248SS | Hammond Eclipse series enclosure, NEMA 3R/4/4X/12/13, 30 x 24 x 8in (HxWxD), wall mount, 304 stainless steel, #4 brush finish, single-door, 1/4-turn semi-flush 316 stainless steel latch. | Stock | 1080 | 1161
EN4SD30248SSWH | Hammond Eclipse series enclosure, NEMA 3R/4/4X/12/13, 30 x 24 x 8in (HxWxD), wall mount, 304 stainless steel, RAL 9003 white, powder coat finish, single-door, 3-point 316 stainless steel padlocking handle. | from vendor up to 15 business days | 1357 | 1457
EN4SD30248WGY | Hammond Eclipse series enclosure, NEMA 3R/4/12, 30 x 24 x 8in (HxWxD), wall mount, carbon steel, ANSI 61 gray, powder coat finish, single-door, 1/4-turn semi-flush latch, polycarbonate window. | Stock | 558 | 594
EN4SD30248WLG | Hammond Eclipse series enclosure, NEMA 3R/4/12, 30 x 24 x 8in (HxWxD), wall mount, carbon steel, RAL 7035 light gray, powder coat finish, single-door, 1/4-turn semi-flush latch, polycarbonate window. | Stock | 558 | 624
EN4SD30248WSS | Hammond Eclipse series enclosure, NEMA 3R/4/4X/12/13, 30 x 24 x 8in (HxWxD), wall mount, 304 stainless steel, #4 brush finish, single-door, 1/4-turn semi-flush 316 stainless steel latch, polycarbonate window. | Stock | 1620 | 1740
EN4SD303010GY | Hammond Eclipse series enclosure, NEMA 3R/4/12, 30 x 30 x 10in (HxWxD), wall mount, carbon steel, ANSI 61 gray, powder coat finish, single-door, 1/4-turn semi-flush latch. | Stock | 424 | 451
EN4SD303010LG | Hammond Eclipse series enclosure, NEMA 3R/4/12, 30 x 30 x 10in (HxWxD), wall mount, carbon steel, RAL 7035 light gray, powder coat finish, single-door, 1/4-turn semi-flush latch. | Stock | 424 | 474
EN4SD303010S16 | Hammond Eclipse series enclosure, NEMA 3R/4/4X/12/13, 30 x 30 x 10in (HxWxD), wall mount, 316 stainless steel, #4 brush finish, single-door, 1/4-turn semi-flush 316 stainless steel latch. | Stock | 1863 | 2000
EN4SD303010SS | Hammond Eclipse series enclosure, NEMA 3R/4/4X/12/13, 30 x 30 x 10in (HxWxD), wall mount, 304 stainless steel, #4 brush finish, single-door, 1/4-turn semi-flush 316 stainless steel latch. | Stock | 1268 | 1361
EN4SD303012GY | Hammond Eclipse series enclosure, NEMA 3R/4/12, 30 x 30 x 12in (HxWxD), wall mount, carbon steel, ANSI 61 gray, powder coat finish, single-door, 1/4-turn semi-flush latch. | Stock | 458 | 487
EN4SD303012LG | Hammond Eclipse series enclosure, NEMA 3R/4/12, 30 x 30 x 12in (HxWxD), wall mount, carbon steel, RAL 7035 light gray, powder coat finish, single-door, 1/4-turn semi-flush latch. | Stock | 458 | 512
EN4SD303012SS | Hammond Eclipse series enclosure, NEMA 3R/4/4X/12/13, 30 x 30 x 12in (HxWxD), wall mount, 304 stainless steel, #4 brush finish, single-door, 1/4-turn semi-flush 316 stainless steel latch. | Stock | 1343 | 1442
EN4SD30308GY | Hammond Eclipse series enclosure, NEMA 3R/4/12, 30 x 30 x 8in (HxWxD), wall mount, carbon steel, ANSI 61 gray, powder coat finish, single-door, 1/4-turn semi-flush latch. | Stock | 412 | 439
EN4SD30308LG | Hammond Eclipse series enclosure, NEMA 3R/4/12, 30 x 30 x 8in (HxWxD), wall mount, carbon steel, RAL 7035 light gray, powder coat finish, single-door, 1/4-turn semi-flush latch. | Stock | 412 | 460
EN4SD30308S16 | Hammond Eclipse series enclosure, NEMA 3R/4/4X/12/13, 30 x 30 x 8in (HxWxD), wall mount, 316 stainless steel, #4 brush finish, single-door, 1/4-turn semi-flush 316 stainless steel latch. | Stock | 1826 | 1961
EN4SD30308SS | Hammond Eclipse series enclosure, NEMA 3R/4/4X/12/13, 30 x 30 x 8in (HxWxD), wall mount, 304 stainless steel, #4 brush finish, single-door, 1/4-turn semi-flush 316 stainless steel latch. | Stock | 1230 | 1321
EN4SD30368GY | Hammond Eclipse series enclosure, NEMA 3R/4/12, 30 x 36 x 8in (HxWxD), wall mount, carbon steel, ANSI 61 gray, powder coat finish, single-door, 1/4-turn semi-flush latch. | Stock | 453 | 483
EN4SD30368LG | Hammond Eclipse series enclosure, NEMA 3R/4/12, 30 x 36 x 8in (HxWxD), wall mount, carbon steel, RAL 7035 light gray, powder coat finish, single-door, 1/4-turn semi-flush latch. | Stock | 453 | 507
EN4SD362410GY | Hammond Eclipse series enclosure, NEMA 3R/4/12, 36 x 24 x 10in (HxWxD), wall mount, carbon steel, ANSI 61 gray, powder coat finish, single-door, 1/4-turn semi-flush latch. | Stock | 417 | 445
EN4SD362410LG | Hammond Eclipse series enclosure, NEMA 3R/4/12, 36 x 24 x 10in (HxWxD), wall mount, carbon steel, RAL 7035 light gray, powder coat finish, single-door, 1/4-turn semi-flush latch. | Stock | 417 | 467
EN4SD362410S16 | Hammond Eclipse series enclosure, NEMA 3R/4/4X/12/13, 36 x 24 x 10in (HxWxD), wall mount, 316 stainless steel, #4 brush finish, single-door, 1/4-turn semi-flush 316 stainless steel latch. | from vendor up to 15 business days | 1795 | 1927
EN4SD362410SS | Hammond Eclipse series enclosure, NEMA 3R/4/4X/12/13, 36 x 24 x 10in (HxWxD), wall mount, 304 stainless steel, #4 brush finish, single-door, 1/4-turn semi-flush 316 stainless steel latch. | Stock | 1212 | 1302
EN4SD362412GY | Hammond Eclipse series enclosure, NEMA 3R/4/12, 36 x 24 x 12in (HxWxD), wall mount, carbon steel, ANSI 61 gray, powder coat finish, single-door, 1/4-turn semi-flush latch. | Stock | 463 | 493
EN4SD362412LG | Hammond Eclipse series enclosure, NEMA 3R/4/12, 36 x 24 x 12in (HxWxD), wall mount, carbon steel, RAL 7035 light gray, powder coat finish, single-door, 1/4-turn semi-flush latch. | Stock | 463 | 518
EN4SD362412S16 | Hammond Eclipse series enclosure, NEMA 3R/4/4X/12/13, 36 x 24 x 12in (HxWxD), wall mount, 316 stainless steel, #4 brush finish, single-door, 1/4-turn semi-flush 316 stainless steel latch. | Stock | 1863 | 2000
EN4SD362412SS | Hammond Eclipse series enclosure, NEMA 3R/4/4X/12/13, 36 x 24 x 12in (HxWxD), wall mount, 304 stainless steel, #4 brush finish, single-door, 1/4-turn semi-flush 316 stainless steel latch. | Stock | 1351 | 1451
EN4SD362416GY | Hammond Eclipse series enclosure, NEMA 3R/4/12, 36 x 24 x 16in (HxWxD), wall mount, carbon steel, ANSI 61 gray, powder coat finish, single-door, 1/4-turn semi-flush latch. | Stock | 514 | 547
EN4SD362416LG | Hammond Eclipse series enclosure, NEMA 3R/4/12, 36 x 24 x 16in (HxWxD), wall mount, carbon steel, RAL 7035 light gray, powder coat finish, single-door, 1/4-turn semi-flush latch. | Stock | 514 | 574
EN4SD36246GY | Hammond Eclipse series enclosure, NEMA 3R/4/12, 36 x 24 x 6in (HxWxD), wall mount, carbon steel, ANSI 61 gray, powder coat finish, single-door, 1/4-turn semi-flush latch. | Stock | 405 | 432
EN4SD36246LG | Hammond Eclipse series enclosure, NEMA 3R/4/12, 36 x 24 x 6in (HxWxD), wall mount, carbon steel, RAL 7035 light gray, powder coat finish, single-door, 1/4-turn semi-flush latch. | Stock | 405 | 453
EN4SD36248GY | Hammond Eclipse series enclosure, NEMA 3R/4/12, 36 x 24 x 8in (HxWxD), wall mount, carbon steel, ANSI 61 gray, powder coat finish, single-door, 1/4-turn semi-flush latch. | Stock | 405 | 432
EN4SD36248LG | Hammond Eclipse series enclosure, NEMA 3R/4/12, 36 x 24 x 8in (HxWxD), wall mount, carbon steel, RAL 7035 light gray, powder coat finish, single-door, 1/4-turn semi-flush latch. | Stock | 405 | 453
EN4SD36248S16 | Hammond Eclipse series enclosure, NEMA 3R/4/4X/12/13, 36 x 24 x 8in (HxWxD), wall mount, 316 stainless steel, #4 brush finish, single-door, 1/4-turn semi-flush 316 stainless steel latch. | from vendor up to 15 business days | 1810 | 1943
EN4SD36248SS | Hammond Eclipse series enclosure, NEMA 3R/4/4X/12/13, 36 x 24 x 8in (HxWxD), wall mount, 304 stainless steel, #4 brush finish, single-door, 1/4-turn semi-flush 316 stainless steel latch. | Stock | 1243 | 1335
EN4SD363010GY | Hammond Eclipse series enclosure, NEMA 3R/4/12, 36 x 30 x 10in (HxWxD), wall mount, carbon steel, ANSI 61 gray, powder coat finish, single-door, 1/4-turn semi-flush latch. | Stock | 469 | 499
EN4SD363010LG | Hammond Eclipse series enclosure, NEMA 3R/4/12, 36 x 30 x 10in (HxWxD), wall mount, carbon steel, RAL 7035 light gray, powder coat finish, single-door, 1/4-turn semi-flush latch. | Stock | 469 | 524
EN4SD363010S16 | Hammond Eclipse series enclosure, NEMA 3R/4/4X/12/13, 36 x 30 x 10in (HxWxD), wall mount, 316 stainless steel, #4 brush finish, single-door, 1/4-turn semi-flush 316 stainless steel latch. | Stock | 2113 | 2268
EN4SD363010SS | Hammond Eclipse series enclosure, NEMA 3R/4/4X/12/13, 36 x 30 x 10in (HxWxD), wall mount, 304 stainless steel, #4 brush finish, single-door, 1/4-turn semi-flush 316 stainless steel latch. | Stock | 1453 | 1560
EN4SD363012GY | Hammond Eclipse series enclosure, NEMA 3R/4/12, 36 x 30 x 12in (HxWxD), wall mount, carbon steel, ANSI 61 gray, powder coat finish, single-door, 1/4-turn semi-flush latch. | Stock | 505 | 538
EN4SD363012LG | Hammond Eclipse series enclosure, NEMA 3R/4/12, 36 x 30 x 12in (HxWxD), wall mount, carbon steel, RAL 7035 light gray, powder coat finish, single-door, 1/4-turn semi-flush latch. | Stock | 505 | 565
EN4SD363012S16 | Hammond Eclipse series enclosure, NEMA 3R/4/4X/12/13, 36 x 30 x 12in (HxWxD), wall mount, 316 stainless steel, #4 brush finish, single-door, 1/4-turn semi-flush 316 stainless steel latch. | Stock | 2217 | 2380
EN4SD363012SS | Hammond Eclipse series enclosure, NEMA 3R/4/4X/12/13, 36 x 30 x 12in (HxWxD), wall mount, 304 stainless steel, #4 brush finish, single-door, 1/4-turn semi-flush 316 stainless steel latch. | Stock | 1615 | 1734
EN4SD363012SSWH | Hammond Eclipse series enclosure, NEMA 3R/4/4X/12/13, 36 x 30 x 12in (HxWxD), wall mount, 304 stainless steel, RAL 9003 white, powder coat finish, single-door, 3-point 316 stainless steel padlocking handle. | Stock | 1961 | 2105
EN4SD363016GY | Hammond Eclipse series enclosure, NEMA 3R/4/12, 36 x 30 x 16in (HxWxD), wall mount, carbon steel, ANSI 61 gray, powder coat finish, single-door, 1/4-turn semi-flush latch. | Stock | 572 | 610
EN4SD363016LG | Hammond Eclipse series enclosure, NEMA 3R/4/12, 36 x 30 x 16in (HxWxD), wall mount, carbon steel, RAL 7035 light gray, powder coat finish, single-door, 1/4-turn semi-flush latch. | Stock | 572 | 640
EN4SD363016SS | Hammond Eclipse series enclosure, NEMA 3R/4/4X/12/13, 36 x 30 x 16in (HxWxD), wall mount, 304 stainless steel, #4 brush finish, single-door, 1/4-turn semi-flush 316 stainless steel latch. | Stock | 1738 | 1869
EN4SD363020GY | Hammond Eclipse series enclosure, NEMA 3R/4/12, 36 x 30 x 20in (HxWxD), wall mount, carbon steel, ANSI 61 gray, powder coat finish, single-door, 1/4-turn semi-flush latch. | Stock | 624 | 664
EN4SD363020LG | Hammond Eclipse series enclosure, NEMA 3R/4/12, 36 x 30 x 20in (HxWxD), wall mount, carbon steel, RAL 7035 light gray, powder coat finish, single-door, 1/4-turn semi-flush latch. | Stock | 624 | 697
EN4SD36306GY | Hammond Eclipse series enclosure, NEMA 3R/4/12, 36 x 30 x 6in (HxWxD), wall mount, carbon steel, ANSI 61 gray, powder coat finish, single-door, 1/4-turn semi-flush latch. | Stock | 448 | 477
EN4SD36306LG | Hammond Eclipse series enclosure, NEMA 3R/4/12, 36 x 30 x 6in (HxWxD), wall mount, carbon steel, RAL 7035 light gray, powder coat finish, single-door, 1/4-turn semi-flush latch. | Stock | 448 | 501
EN4SD36308GY | Hammond Eclipse series enclosure, NEMA 3R/4/12, 36 x 30 x 8in (HxWxD), wall mount, carbon steel, ANSI 61 gray, powder coat finish, single-door, 1/4-turn semi-flush latch. | Stock | 455 | 484
EN4SD36308LG | Hammond Eclipse series enclosure, NEMA 3R/4/12, 36 x 30 x 8in (HxWxD), wall mount, carbon steel, RAL 7035 light gray, powder coat finish, single-door, 1/4-turn semi-flush latch. | Stock | 455 | 508
EN4SD36308S16 | Hammond Eclipse series enclosure, NEMA 3R/4/4X/12/13, 36 x 30 x 8in (HxWxD), wall mount, 316 stainless steel, #4 brush finish, single-door, 1/4-turn semi-flush 316 stainless steel latch. | from vendor up to 15 business days | 1967 | 2113
EN4SD36308SS | Hammond Eclipse series enclosure, NEMA 3R/4/4X/12/13, 36 x 30 x 8in (HxWxD), wall mount, 304 stainless steel, #4 brush finish, single-door, 1/4-turn semi-flush 316 stainless steel latch. | Stock | 1424 | 1529
EN4SD363610GY | Hammond Eclipse series enclosure, NEMA 3R/4/12, 36 x 36 x 10in (HxWxD), wall mount, carbon steel, ANSI 61 gray, powder coat finish, single-door, 1/4-turn semi-flush latch. | Stock | 519 | 553
EN4SD363610LG | Hammond Eclipse series enclosure, NEMA 3R/4/12, 36 x 36 x 10in (HxWxD), wall mount, carbon steel, RAL 7035 light gray, powder coat finish, single-door, 1/4-turn semi-flush latch. | Stock | 519 | 581
EN4SD363610S16R | Hammond Eclipse series enclosure, NEMA 3R/4/4X/12/13, 36 x 36 x 10in (HxWxD), wall mount, 316 stainless steel, #4 brush finish, single-door, 1/4-turn semi-flush 316 stainless steel latch. | Stock | 2280 | 2447
EN4SD363610SSR | Hammond Eclipse series enclosure, NEMA 3R/4/4X/12/13, 36 x 36 x 10in (HxWxD), wall mount, 304 stainless steel, #4 brush finish, single-door, 1/4-turn semi-flush 316 stainless steel latch. | Stock | 1536 | 1649
EN4SD363612GY | Hammond Eclipse series enclosure, NEMA 3R/4/12, 36 x 36 x 12in (HxWxD), wall mount, carbon steel, ANSI 61 gray, powder coat finish, single-door, 1/4-turn semi-flush latch. | Stock | 577 | 614
EN4SD363612LG | Hammond Eclipse series enclosure, NEMA 3R/4/12, 36 x 36 x 12in (HxWxD), wall mount, carbon steel, RAL 7035 light gray, powder coat finish, single-door, 1/4-turn semi-flush latch. | Stock | 577 | 645
EN4SD363612S16R | Hammond Eclipse series enclosure, NEMA 3R/4/4X/12/13, 36 x 36 x 12in (HxWxD), wall mount, 316 stainless steel, #4 brush finish, single-door, 1/4-turn semi-flush 316 stainless steel latch. | from vendor up to 15 business days | 2701 | 2900
EN4SD363612SSR | Hammond Eclipse series enclosure, NEMA 3R/4/4X/12/13, 36 x 36 x 12in (HxWxD), wall mount, 304 stainless steel, #4 brush finish, single-door, 1/4-turn semi-flush 316 stainless steel latch. | Stock | 1787 | 1918
EN4SD363612SSWH | Hammond Eclipse series enclosure, NEMA 3R/4/4X/12/13, 36 x 36 x 12in (HxWxD), wall mount, 304 stainless steel, RAL 9003 white, powder coat finish, single-door, 3-point 316 stainless steel padlocking handle. | Stock | 2203 | 2365
EN4SD363616GY | Hammond Eclipse series enclosure, NEMA 3R/4/12, 36 x 36 x 16in (HxWxD), wall mount, carbon steel, ANSI 61 gray, powder coat finish, single-door, 1/4-turn semi-flush latch. | Stock | 622 | 663
EN4SD363616LG | Hammond Eclipse series enclosure, NEMA 3R/4/12, 36 x 36 x 16in (HxWxD), wall mount, carbon steel, RAL 7035 light gray, powder coat finish, single-door, 1/4-turn semi-flush latch. | Stock | 622 | 696
EN4SD36368GY | Hammond Eclipse series enclosure, NEMA 3R/4/12, 36 x 36 x 8in (HxWxD), wall mount, carbon steel, ANSI 61 gray, powder coat finish, single-door, 1/4-turn semi-flush latch. | Stock | 505 | 538
EN4SD36368LG | Hammond Eclipse series enclosure, NEMA 3R/4/12, 36 x 36 x 8in (HxWxD), wall mount, carbon steel, RAL 7035 light gray, powder coat finish, single-door, 1/4-turn semi-flush latch. | Stock | 505 | 565
EN4SD422410GY | Hammond Eclipse series enclosure, NEMA 3R/4/12, 42 x 24 x 10in (HxWxD), wall mount, carbon steel, ANSI 61 gray, powder coat finish, single-door, 3-point keylocking handle. | Stock | 552 | 588
EN4SD422410LG | Hammond Eclipse series enclosure, NEMA 3R/4/12, 42 x 24 x 10in (HxWxD), wall mount, carbon steel, RAL 7035 light gray, powder coat finish, single-door, 3-point keylocking handle. | Stock | 552 | 618
EN4SD422412GY | Hammond Eclipse series enclosure, NEMA 3R/4/12, 42 x 24 x 12in (HxWxD), wall mount, carbon steel, ANSI 61 gray, powder coat finish, single-door, 3-point keylocking handle. | Stock | 592 | 631
EN4SD422412LG | Hammond Eclipse series enclosure, NEMA 3R/4/12, 42 x 24 x 12in (HxWxD), wall mount, carbon steel, RAL 7035 light gray, powder coat finish, single-door, 3-point keylocking handle. | Stock | 592 | 663
EN4SD422416GY | Hammond Eclipse series enclosure, NEMA 3R/4/12, 42 x 24 x 16in (HxWxD), wall mount, carbon steel, ANSI 61 gray, powder coat finish, single-door, 3-point keylocking handle. | from vendor up to 15 business days | 678 | 724
EN4SD422416LG | Hammond Eclipse series enclosure, NEMA 3R/4/12, 42 x 24 x 16in (HxWxD), wall mount, carbon steel, RAL 7035 light gray, powder coat finish, single-door, 3-point keylocking handle. | Stock | 678 | 761
EN4SD42248GY | Hammond Eclipse series enclosure, NEMA 3R/4/12, 42 x 24 x 8in (HxWxD), wall mount, carbon steel, ANSI 61 gray, powder coat finish, single-door, 3-point keylocking handle. | Stock | 515 | 548
EN4SD42248LG | Hammond Eclipse series enclosure, NEMA 3R/4/12, 42 x 24 x 8in (HxWxD), wall mount, carbon steel, RAL 7035 light gray, powder coat finish, single-door, 3-point keylocking handle. | Stock | 515 | 576
EN4SD423010GY | Hammond Eclipse series enclosure, NEMA 3R/4/12, 42 x 30 x 10in (HxWxD), wall mount, carbon steel, ANSI 61 gray, powder coat finish, single-door, 3-point keylocking handle. | Stock | 578 | 615
EN4SD423010LG | Hammond Eclipse series enclosure, NEMA 3R/4/12, 42 x 30 x 10in (HxWxD), wall mount, carbon steel, RAL 7035 light gray, powder coat finish, single-door, 3-point keylocking handle. | Stock | 578 | 646
EN4SD423010SSR | Hammond Eclipse series enclosure, NEMA 3R/4/4X/12/13, 42 x 30 x 10in (HxWxD), wall mount, 304 stainless steel, #4 brush finish, single-door, 1/4-turn semi-flush 316 stainless steel latch. | Stock | 1614 | 1732
EN4SD423012GY | Hammond Eclipse series enclosure, NEMA 3R/4/12, 42 x 30 x 12in (HxWxD), wall mount, carbon steel, ANSI 61 gray, powder coat finish, single-door, 3-point keylocking handle. | Stock | 672 | 715
EN4SD423012LG | Hammond Eclipse series enclosure, NEMA 3R/4/12, 42 x 30 x 12in (HxWxD), wall mount, carbon steel, RAL 7035 light gray, powder coat finish, single-door, 3-point keylocking handle. | Stock | 672 | 751
EN4SD423016GY | Hammond Eclipse series enclosure, NEMA 3R/4/12, 42 x 30 x 16in (HxWxD), wall mount, carbon steel, ANSI 61 gray, powder coat finish, single-door, 3-point keylocking handle. | Stock | 717 | 763
EN4SD423016LG | Hammond Eclipse series enclosure, NEMA 3R/4/12, 42 x 30 x 16in (HxWxD), wall mount, carbon steel, RAL 7035 light gray, powder coat finish, single-door, 3-point keylocking handle. | Stock | 717 | 802
EN4SD42308GY | Hammond Eclipse series enclosure, NEMA 3R/4/12, 42 x 30 x 8in (HxWxD), wall mount, carbon steel, ANSI 61 gray, powder coat finish, single-door, 3-point keylocking handle. | Stock | 562 | 599
EN4SD42308LG | Hammond Eclipse series enclosure, NEMA 3R/4/12, 42 x 30 x 8in (HxWxD), wall mount, carbon steel, RAL 7035 light gray, powder coat finish, single-door, 3-point keylocking handle. | Stock | 562 | 629
EN4SD423610GY | Hammond Eclipse series enclosure, NEMA 3R/4/12, 42 x 36 x 10in (HxWxD), wall mount, carbon steel, ANSI 61 gray, powder coat finish, single-door, 3-point keylocking handle. | Stock | 591 | 629
EN4SD423610LG | Hammond Eclipse series enclosure, NEMA 3R/4/12, 42 x 36 x 10in (HxWxD), wall mount, carbon steel, RAL 7035 light gray, powder coat finish, single-door, 3-point keylocking handle. | Stock | 591 | 661
EN4SD423610S16R | Hammond Eclipse series enclosure, NEMA 3R/4/4X/12/13, 42 x 36 x 10in (HxWxD), wall mount, 316 stainless steel, #4 brush finish, single-door, 1/4-turn semi-flush 316 stainless steel latch. | Stock | 2587 | 2777
EN4SD423610SSR | Hammond Eclipse series enclosure, NEMA 3R/4/4X/12/13, 42 x 36 x 10in (HxWxD), wall mount, 304 stainless steel, #4 brush finish, single-door, 1/4-turn semi-flush 316 stainless steel latch. | Stock | 1744 | 1873
EN4SD423612GY | Hammond Eclipse series enclosure, NEMA 3R/4/12, 42 x 36 x 12in (HxWxD), wall mount, carbon steel, ANSI 61 gray, powder coat finish, single-door, 3-point keylocking handle. | Stock | 616 | 656
EN4SD423612LG | Hammond Eclipse series enclosure, NEMA 3R/4/12, 42 x 36 x 12in (HxWxD), wall mount, carbon steel, RAL 7035 light gray, powder coat finish, single-door, 3-point keylocking handle. | Stock | 616 | 689
EN4SD423612S16R | Hammond Eclipse series enclosure, NEMA 3R/4/4X/12/13, 42 x 36 x 12in (HxWxD), wall mount, 316 stainless steel, #4 brush finish, single-door, 1/4-turn semi-flush 316 stainless steel latch. | Stock | 2990 | 3209
EN4SD423612SSR | Hammond Eclipse series enclosure, NEMA 3R/4/4X/12/13, 42 x 36 x 12in (HxWxD), wall mount, 304 stainless steel, #4 brush finish, single-door, 1/4-turn semi-flush 316 stainless steel latch. | Stock | 1982 | 2128
EN4SD423612SSWH | Hammond Eclipse series enclosure, NEMA 3R/4/4X/12/13, 42 x 36 x 12in (HxWxD), wall mount, 304 stainless steel, RAL 9003 white, powder coat finish, single-door, 3-point 316 stainless steel padlocking handle. | Stock | 2442 | 2622
EN4SD423616GY | Hammond Eclipse series enclosure, NEMA 3R/4/12, 42 x 36 x 16in (HxWxD), wall mount, carbon steel, ANSI 61 gray, powder coat finish, single-door, 3-point keylocking handle. | Stock | 711 | 757
EN4SD423616LG | Hammond Eclipse series enclosure, NEMA 3R/4/12, 42 x 36 x 16in (HxWxD), wall mount, carbon steel, RAL 7035 light gray, powder coat finish, single-door, 3-point keylocking handle. | Stock | 711 | 795
EN4SD42368GY | Hammond Eclipse series enclosure, NEMA 3R/4/12, 42 x 36 x 8in (HxWxD), wall mount, carbon steel, ANSI 61 gray, powder coat finish, single-door, 3-point keylocking handle. | Stock | 576 | 613
EN4SD42368LG | Hammond Eclipse series enclosure, NEMA 3R/4/12, 42 x 36 x 8in (HxWxD), wall mount, carbon steel, RAL 7035 light gray, powder coat finish, single-door, 3-point keylocking handle. | Stock | 576 | 644
EN4SD42368SSR | Hammond Eclipse series enclosure, NEMA 3R/4/4X/12/13, 42 x 36 x 8in (HxWxD), wall mount, 304 stainless steel, #4 brush finish, single-door, 1/4-turn semi-flush 316 stainless steel latch. | Stock | 1770 | 1904
EN4SD482410GY | Hammond Eclipse series enclosure, NEMA 3R/4/12, 48 x 24 x 10in (HxWxD), wall mount, carbon steel, ANSI 61 gray, powder coat finish, single-door, 3-point keylocking handle. | Stock | 626 | 666
EN4SD482410LG | Hammond Eclipse series enclosure, NEMA 3R/4/12, 48 x 24 x 10in (HxWxD), wall mount, carbon steel, RAL 7035 light gray, powder coat finish, single-door, 3-point keylocking handle. | Stock | 626 | 699
EN4SD482410S16 | Hammond Eclipse series enclosure, NEMA 3R/4/4X/12/13, 48 x 24 x 10in (HxWxD), wall mount, 316 stainless steel, #4 brush finish, single-door, 3-point keylocking handle. | Stock | 2693 | 2891
EN4SD482410SS | Hammond Eclipse series enclosure, NEMA 3R/4/4X/12/13, 48 x 24 x 10in (HxWxD), wall mount, 304 stainless steel, #4 brush finish, single-door, 3-point keylocking handle. | Stock | 1817 | 1951
EN4SD482412GY | Hammond Eclipse series enclosure, NEMA 3R/4/12, 48 x 24 x 12in (HxWxD), wall mount, carbon steel, ANSI 61 gray, powder coat finish, single-door, 3-point keylocking handle. | Stock | 620 | 660
EN4SD482412LG | Hammond Eclipse series enclosure, NEMA 3R/4/12, 48 x 24 x 12in (HxWxD), wall mount, carbon steel, RAL 7035 light gray, powder coat finish, single-door, 3-point keylocking handle. | Stock | 620 | 693
EN4SD48248GY | Hammond Eclipse series enclosure, NEMA 3R/4/12, 48 x 24 x 8in (HxWxD), wall mount, carbon steel, ANSI 61 gray, powder coat finish, single-door, 3-point keylocking handle. | Stock | 617 | 657
EN4SD48248LG | Hammond Eclipse series enclosure, NEMA 3R/4/12, 48 x 24 x 8in (HxWxD), wall mount, carbon steel, RAL 7035 light gray, powder coat finish, single-door, 3-point keylocking handle. | Stock | 617 | 690
EN4SD483010GY | Hammond Eclipse series enclosure, NEMA 3R/4/12, 48 x 30 x 10in (HxWxD), wall mount, carbon steel, ANSI 61 gray, powder coat finish, single-door, 3-point keylocking handle. | Stock | 634 | 675
EN4SD483010LG | Hammond Eclipse series enclosure, NEMA 3R/4/12, 48 x 30 x 10in (HxWxD), wall mount, carbon steel, RAL 7035 light gray, powder coat finish, single-door, 3-point keylocking handle. | Stock | 634 | 709
EN4SD483016GY | Hammond Eclipse series enclosure, NEMA 3R/4/12, 48 x 30 x 16in (HxWxD), wall mount, carbon steel, ANSI 61 gray, powder coat finish, single-door, 3-point keylocking handle. | Stock | 739 | 787
EN4SD483016LG | Hammond Eclipse series enclosure, NEMA 3R/4/12, 48 x 30 x 16in (HxWxD), wall mount, carbon steel, RAL 7035 light gray, powder coat finish, single-door, 3-point keylocking handle. | Stock | 739 | 826
EN4SD48308GY | Hammond Eclipse series enclosure, NEMA 3R/4/12, 48 x 30 x 8in (HxWxD), wall mount, carbon steel, ANSI 61 gray, powder coat finish, single-door, 3-point keylocking handle. | Stock | 625 | 665
EN4SD48308LG | Hammond Eclipse series enclosure, NEMA 3R/4/12, 48 x 30 x 8in (HxWxD), wall mount, carbon steel, RAL 7035 light gray, powder coat finish, single-door, 3-point keylocking handle. | Stock | 625 | 699
EN4SD483610GY | Hammond Eclipse series enclosure, NEMA 3R/4/12, 48 x 36 x 10in (HxWxD), wall mount, carbon steel, ANSI 61 gray, powder coat finish, single-door, 3-point keylocking handle. | Stock | 643 | 686
EN4SD483610LG | Hammond Eclipse series enclosure, NEMA 3R/4/12, 48 x 36 x 10in (HxWxD), wall mount, carbon steel, RAL 7035 light gray, powder coat finish, single-door, 3-point keylocking handle. | Stock | 643 | 720
EN4SD483610S16R | Hammond Eclipse series enclosure, NEMA 3R/4/4X/12/13, 48 x 36 x 10in (HxWxD), wall mount, 316 stainless steel, #4 brush finish, single-door, 1/4-turn semi-flush 316 stainless steel latch. | from vendor up to 15 business days | 2916 | 3131
EN4SD483610SSR | Hammond Eclipse series enclosure, NEMA 3R/4/4X/12/13, 48 x 36 x 10in (HxWxD), wall mount, 304 stainless steel, #4 brush finish, single-door, 1/4-turn semi-flush 316 stainless steel latch. | Stock | 1994 | 2141
EN4SD483612GY | Hammond Eclipse series enclosure, NEMA 3R/4/12, 48 x 36 x 12in (HxWxD), wall mount, carbon steel, ANSI 61 gray, powder coat finish, single-door, 3-point keylocking handle. | Stock | 672 | 715
EN4SD483612LG | Hammond Eclipse series enclosure, NEMA 3R/4/12, 48 x 36 x 12in (HxWxD), wall mount, carbon steel, RAL 7035 light gray, powder coat finish, single-door, 3-point keylocking handle. | Stock | 672 | 750
EN4SD483612S16R | Hammond Eclipse series enclosure, NEMA 3R/4/4X/12/13, 48 x 36 x 12in (HxWxD), wall mount, 316 stainless steel, #4 brush finish, single-door, 1/4-turn semi-flush 316 stainless steel latch. | Stock | 3293 | 3535
EN4SD483612SSR | Hammond Eclipse series enclosure, NEMA 3R/4/4X/12/13, 48 x 36 x 12in (HxWxD), wall mount, 304 stainless steel, #4 brush finish, single-door, 1/4-turn semi-flush 316 stainless steel latch. | Stock | 2178 | 2339
EN4SD483612SSWH | Hammond Eclipse series enclosure, NEMA 3R/4/4X/12/13, 48 x 36 x 12in (HxWxD), wall mount, 304 stainless steel, RAL 9003 white, powder coat finish, single-door, 3-point 316 stainless steel padlocking handle. | Stock | 2684 | 2881
EN4SD483616GY | Hammond Eclipse series enclosure, NEMA 3R/4/12, 48 x 36 x 16in (HxWxD), wall mount, carbon steel, ANSI 61 gray, powder coat finish, single-door, 3-point keylocking handle. | Stock | 735 | 784
EN4SD483616LG | Hammond Eclipse series enclosure, NEMA 3R/4/12, 48 x 36 x 16in (HxWxD), wall mount, carbon steel, RAL 7035 light gray, powder coat finish, single-door, 3-point keylocking handle. | Stock | 735 | 823
EN4SD483616S16R | Hammond Eclipse series enclosure, NEMA 3R/4/4X/12/13, 48 x 36 x 16in (HxWxD), wall mount, 316 stainless steel, #4 brush finish, single-door, 1/4-turn semi-flush 316 stainless steel latch. | Stock | 3205 | 3446
EN4SD483616SSR | Hammond Eclipse series enclosure, NEMA 3R/4/4X/12/13, 48 x 36 x 16in (HxWxD), wall mount, 304 stainless steel, #4 brush finish, single-door, 1/4-turn semi-flush 316 stainless steel latch. | Stock | 2210 | 2376
EN4SD483616SSWH | Hammond Eclipse series enclosure, NEMA 3R/4/4X/12/13, 48 x 36 x 16in (HxWxD), wall mount, 304 stainless steel, RAL 9003 white, powder coat finish, single-door, 3-point 316 stainless steel padlocking handle. | Stock | 2965 | 3183
EN4SD483620GY | Hammond Eclipse series enclosure, NEMA 3R/4/12, 48 x 36 x 20in (HxWxD), wall mount, carbon steel, ANSI 61 gray, powder coat finish, single-door, 3-point keylocking handle. | Stock | 795 | 845
EN4SD483620LG | Hammond Eclipse series enclosure, NEMA 3R/4/12, 48 x 36 x 20in (HxWxD), wall mount, carbon steel, RAL 7035 light gray, powder coat finish, single-door, 3-point keylocking handle. | Stock | 795 | 888
EN4SD48368GY | Hammond Eclipse series enclosure, NEMA 3R/4/12, 48 x 36 x 8in (HxWxD), wall mount, carbon steel, ANSI 61 gray, powder coat finish, single-door, 3-point keylocking handle. | Stock | 634 | 675
EN4SD48368LG | Hammond Eclipse series enclosure, NEMA 3R/4/12, 48 x 36 x 8in (HxWxD), wall mount, carbon steel, RAL 7035 light gray, powder coat finish, single-door, 3-point keylocking handle. | Stock | 634 | 709
EN4SD48368SSR | Hammond Eclipse series enclosure, NEMA 3R/4/4X/12/13, 48 x 36 x 8in (HxWxD), wall mount, 304 stainless steel, #4 brush finish, single-door, 1/4-turn semi-flush 316 stainless steel latch. | from vendor up to 15 business days | 1954 | 2101
EN4SD603610GY | Hammond Eclipse series enclosure, NEMA 3R/4/12, 60 x 36 x 10in (HxWxD), wall mount, carbon steel, ANSI 61 gray, powder coat finish, single-door, 3-point keylocking handle. | Stock | 750 | 799
EN4SD603610LG | Hammond Eclipse series enclosure, NEMA 3R/4/12, 60 x 36 x 10in (HxWxD), wall mount, carbon steel, RAL 7035 light gray, powder coat finish, single-door, 3-point keylocking handle. | Stock | 750 | 839
EN4SD603610S16R | Hammond Eclipse series enclosure, NEMA 3R/4/4X/12/13, 60 x 36 x 10in (HxWxD), wall mount, 316 stainless steel, #4 brush finish, single-door, 1/4-turn semi-flush 316 stainless steel latch. | from vendor up to 15 business days | 3278 | 3519
EN4SD603610SSR | Hammond Eclipse series enclosure, NEMA 3R/4/4X/12/13, 60 x 36 x 10in (HxWxD), wall mount, 304 stainless steel, #4 brush finish, single-door, 1/4-turn semi-flush 316 stainless steel latch. | from vendor up to 15 business days | 2209 | 2372
EN4SD603612GY | Hammond Eclipse series enclosure, NEMA 3R/4/12, 60 x 36 x 12in (HxWxD), wall mount, carbon steel, ANSI 61 gray, powder coat finish, single-door, 3-point keylocking handle. | Stock | 782 | 832
EN4SD603612LG | Hammond Eclipse series enclosure, NEMA 3R/4/12, 60 x 36 x 12in (HxWxD), wall mount, carbon steel, RAL 7035 light gray, powder coat finish, single-door, 3-point keylocking handle. | Stock | 782 | 874
EN4SD603612S16R | Hammond Eclipse series enclosure, NEMA 3R/4/4X/12/13, 60 x 36 x 12in (HxWxD), wall mount, 316 stainless steel, #4 brush finish, single-door, 1/4-turn semi-flush 316 stainless steel latch. | Stock | 3885 | 4171
EN4SD603612SSR | Hammond Eclipse series enclosure, NEMA 3R/4/4X/12/13, 60 x 36 x 12in (HxWxD), wall mount, 304 stainless steel, #4 brush finish, single-door, 1/4-turn semi-flush 316 stainless steel latch. | Stock | 2463 | 2645
EN4SD603612SSWH | Hammond Eclipse series enclosure, NEMA 3R/4/4X/12/13, 60 x 36 x 12in (HxWxD), wall mount, 304 stainless steel, RAL 9003 white, powder coat finish, single-door, 3-point 316 stainless steel padlocking handle. | from vendor up to 15 business days | 3167 | 3400
EN4SD603616GY | Hammond Eclipse series enclosure, NEMA 3R/4/12, 60 x 36 x 16in (HxWxD), wall mount, carbon steel, ANSI 61 gray, powder coat finish, single-door, 3-point keylocking handle. | Stock | 851 | 906
EN4SD603616LG | Hammond Eclipse series enclosure, NEMA 3R/4/12, 60 x 36 x 16in (HxWxD), wall mount, carbon steel, RAL 7035 light gray, powder coat finish, single-door, 3-point keylocking handle. | Stock | 851 | 952
EN4SD603620GY | Hammond Eclipse series enclosure, NEMA 3R/4/12, 60 x 36 x 20in (HxWxD), wall mount, carbon steel, ANSI 61 gray, powder coat finish, single-door, 3-point keylocking handle. | Stock | 953 | 1017
EN4SD603620LG | Hammond Eclipse series enclosure, NEMA 3R/4/12, 60 x 36 x 20in (HxWxD), wall mount, carbon steel, RAL 7035 light gray, powder coat finish, single-door, 3-point keylocking handle. | Stock | 953 | 1069
EN4SD60368GY | Hammond Eclipse series enclosure, NEMA 3R/4/12, 60 x 36 x 8in (HxWxD), wall mount, carbon steel, ANSI 61 gray, powder coat finish, single-door, 3-point keylocking handle. | Stock | 717 | 763
EN4SD60368LG | Hammond Eclipse series enclosure, NEMA 3R/4/12, 60 x 36 x 8in (HxWxD), wall mount, carbon steel, RAL 7035 light gray, powder coat finish, single-door, 3-point keylocking handle. | Stock | 717 | 802
EN4SD723012GY | Hammond Eclipse series enclosure, NEMA 3R/4/12, 72 x 30 x 12in (HxWxD), wall mount, carbon steel, ANSI 61 gray, powder coat finish, single-door, 3-point keylocking handle. | Stock | 809 | 863
EN4SD723012LG | Hammond Eclipse series enclosure, NEMA 3R/4/12, 72 x 30 x 12in (HxWxD), wall mount, carbon steel, RAL 7035 light gray, powder coat finish, single-door, 3-point keylocking handle. | Stock | 809 | 907
EN4SD723016GY | Hammond Eclipse series enclosure, NEMA 3R/4/12, 72 x 30 x 16in (HxWxD), wall mount, carbon steel, ANSI 61 gray, powder coat finish, single-door, 3-point keylocking handle. | Stock | 888 | 948
EN4SD723016LG | Hammond Eclipse series enclosure, NEMA 3R/4/12, 72 x 30 x 16in (HxWxD), wall mount, carbon steel, RAL 7035 light gray, powder coat finish, single-door, 3-point keylocking handle. | Stock | 888 | 996
EN4SD723020GY | Hammond Eclipse series enclosure, NEMA 3R/4/12, 72 x 30 x 20in (HxWxD), wall mount, carbon steel, ANSI 61 gray, powder coat finish, single-door, 3-point keylocking handle. | Stock | 980 | 1046
EN4SD723020LG | Hammond Eclipse series enclosure, NEMA 3R/4/12, 72 x 30 x 20in (HxWxD), wall mount, carbon steel, RAL 7035 light gray, powder coat finish, single-door, 3-point keylocking handle. | from vendor up to 15 business days | 979 | 1098
EN4SD723024GY | Hammond Eclipse series enclosure, NEMA 3R/4/12, 72 x 30 x 24in (HxWxD), wall mount, carbon steel, ANSI 61 gray, powder coat finish, single-door, 3-point keylocking handle. | Stock | 1046 | 1116
EN4SD723024LG | Hammond Eclipse series enclosure, NEMA 3R/4/12, 72 x 30 x 24in (HxWxD), wall mount, carbon steel, RAL 7035 light gray, powder coat finish, single-door, 3-point keylocking handle. | Stock | 1046 | 1173
EN4SD723612GY | Hammond Eclipse series enclosure, NEMA 3R/4/12, 72 x 36 x 12in (HxWxD), wall mount, carbon steel, ANSI 61 gray, powder coat finish, single-door, 3-point keylocking handle. | Stock | 893 | 952
EN4SD723612LG | Hammond Eclipse series enclosure, NEMA 3R/4/12, 72 x 36 x 12in (HxWxD), wall mount, carbon steel, RAL 7035 light gray, powder coat finish, single-door, 3-point keylocking handle. | Stock | 893 | 1001
EN4SD723612S16R | Hammond Eclipse series enclosure, NEMA 3R/4/4X/12/13, 72 x 36 x 12in (HxWxD), wall mount, 316 stainless steel, #4 brush finish, single-door, 1/4-turn semi-flush 316 stainless steel latch. | from vendor up to 15 business days | 3939 | 4235
EN4SD723612SSR | Hammond Eclipse series enclosure, NEMA 3R/4/4X/12/13, 72 x 36 x 12in (HxWxD), wall mount, 304 stainless steel, #4 brush finish, single-door, 1/4-turn semi-flush 316 stainless steel latch. | Stock | 3177 | 3411
EN4SD723616GY | Hammond Eclipse series enclosure, NEMA 3R/4/12, 72 x 36 x 16in (HxWxD), wall mount, carbon steel, ANSI 61 gray, powder coat finish, single-door, 3-point keylocking handle. | Stock | 959 | 1023
EN4SD723616LG | Hammond Eclipse series enclosure, NEMA 3R/4/12, 72 x 36 x 16in (HxWxD), wall mount, carbon steel, RAL 7035 light gray, powder coat finish, single-door, 3-point keylocking handle. | Stock | 959 | 1076
EN4TD244210GY | Hammond Eclipse series enclosure, NEMA 3R/12, 24 x 42 x 10in (HxWxD), wall mount, carbon steel, ANSI 61 gray, powder coat finish, double-door, 3-point keylocking handle. | Stock | 663 | 706
EN4TD244210LG | Hammond Eclipse series enclosure, NEMA 3R/12, 24 x 42 x 10in (HxWxD), wall mount, carbon steel, RAL 7035 light gray, powder coat finish, double-door, 3-point keylocking handle. | Stock | 663 | 741
EN4TD24428GY | Hammond Eclipse series enclosure, NEMA 3R/12, 24 x 42 x 8in (HxWxD), wall mount, carbon steel, ANSI 61 gray, powder coat finish, double-door, 3-point keylocking handle. | Stock | 631 | 673
EN4TD24428LG | Hammond Eclipse series enclosure, NEMA 3R/12, 24 x 42 x 8in (HxWxD), wall mount, carbon steel, RAL 7035 light gray, powder coat finish, double-door, 3-point keylocking handle. | Stock | 631 | 706
EN4TD24488GY | Hammond Eclipse series enclosure, NEMA 3R/12, 24 x 48 x 8in (HxWxD), wall mount, carbon steel, ANSI 61 gray, powder coat finish, double-door, 3-point keylocking handle. | Stock | 685 | 729
EN4TD24488LG | Hammond Eclipse series enclosure, NEMA 3R/12, 24 x 48 x 8in (HxWxD), wall mount, carbon steel, RAL 7035 light gray, powder coat finish, double-door, 3-point keylocking handle. | Stock | 685 | 766
EN4TD304210GY | Hammond Eclipse series enclosure, NEMA 3R/12, 30 x 42 x 10in (HxWxD), wall mount, carbon steel, ANSI 61 gray, powder coat finish, double-door, 3-point keylocking handle. | Stock | 751 | 799
EN4TD304210LG | Hammond Eclipse series enclosure, NEMA 3R/12, 30 x 42 x 10in (HxWxD), wall mount, carbon steel, RAL 7035 light gray, powder coat finish, double-door, 3-point keylocking handle. | Stock | 751 | 839
EN4TD304810GY | Hammond Eclipse series enclosure, NEMA 3R/12, 30 x 48 x 10in (HxWxD), wall mount, carbon steel, ANSI 61 gray, powder coat finish, double-door, 3-point keylocking handle. | Stock | 783 | 833
EN4TD304810LG | Hammond Eclipse series enclosure, NEMA 3R/12, 30 x 48 x 10in (HxWxD), wall mount, carbon steel, RAL 7035 light gray, powder coat finish, double-door, 3-point keylocking handle. | Stock | 783 | 875
EN4TD30488GY | Hammond Eclipse series enclosure, NEMA 3R/12, 30 x 48 x 8in (HxWxD), wall mount, carbon steel, ANSI 61 gray, powder coat finish, double-door, 3-point keylocking handle. | Stock | 775 | 826
EN4TD30488LG | Hammond Eclipse series enclosure, NEMA 3R/12, 30 x 48 x 8in (HxWxD), wall mount, carbon steel, RAL 7035 light gray, powder coat finish, double-door, 3-point keylocking handle. | Stock | 775 | 867
EN4TD306010GY | Hammond Eclipse series enclosure, NEMA 3R/12, 30 x 60 x 10in (HxWxD), wall mount, carbon steel, ANSI 61 gray, powder coat finish, double-door, 3-point keylocking handle. | Stock | 931 | 993
EN4TD306010LG | Hammond Eclipse series enclosure, NEMA 3R/12, 30 x 60 x 10in (HxWxD), wall mount, carbon steel, RAL 7035 light gray, powder coat finish, double-door, 3-point keylocking handle. | Stock | 931 | 1044
EN4TD306012GY | Hammond Eclipse series enclosure, NEMA 3R/12, 30 x 60 x 12in (HxWxD), wall mount, carbon steel, ANSI 61 gray, powder coat finish, double-door, 3-point keylocking handle. | Stock | 1001 | 1064
EN4TD306012LG | Hammond Eclipse series enclosure, NEMA 3R/12, 30 x 60 x 12in (HxWxD), wall mount, carbon steel, RAL 7035 light gray, powder coat finish, double-door, 3-point keylocking handle. | Stock | 1001 | 1118
EN4TD364212GY | Hammond Eclipse series enclosure, NEMA 3R/12, 36 x 42 x 12in (HxWxD), wall mount, carbon steel, ANSI 61 gray, powder coat finish, double-door, 3-point keylocking handle. | Stock | 894 | 952
EN4TD364212LG | Hammond Eclipse series enclosure, NEMA 3R/12, 36 x 42 x 12in (HxWxD), wall mount, carbon steel, RAL 7035 light gray, powder coat finish, double-door, 3-point keylocking handle. | Stock | 894 | 1000
EN4TD364812GY | Hammond Eclipse series enclosure, NEMA 3R/12, 36 x 48 x 12in (HxWxD), wall mount, carbon steel, ANSI 61 gray, powder coat finish, double-door, 3-point keylocking handle. | Stock | 959 | 1020
EN4TD364812LG | Hammond Eclipse series enclosure, NEMA 3R/12, 36 x 48 x 12in (HxWxD), wall mount, carbon steel, RAL 7035 light gray, powder coat finish, double-door, 3-point keylocking handle. | Stock | 959 | 1071
EN4TD366012GY | Hammond Eclipse series enclosure, NEMA 3R/12, 36 x 60 x 12in (HxWxD), wall mount, carbon steel, ANSI 61 gray, powder coat finish, double-door, 3-point keylocking handle. | Stock | 1119 | 1190
EN4TD366012LG | Hammond Eclipse series enclosure, NEMA 3R/12, 36 x 60 x 12in (HxWxD), wall mount, carbon steel, RAL 7035 light gray, powder coat finish, double-door, 3-point keylocking handle. | Stock | 1119 | 1250
EN4TD484812GY | Hammond Eclipse series enclosure, NEMA 3R/12, 48 x 48 x 12in (HxWxD), wall mount, carbon steel, ANSI 61 gray, powder coat finish, double-door, 3-point keylocking handle. | Stock | 1168 | 1244
EN4TD484812LG | Hammond Eclipse series enclosure, NEMA 3R/12, 48 x 48 x 12in (HxWxD), wall mount, carbon steel, RAL 7035 light gray, powder coat finish, double-door, 3-point keylocking handle. | Stock | 1168 | 1309
ENY-2 | Killark sealing fitting, 3/4in, hazardous location. Suitable for vertical or horizontal installation. | Stock | 25 | 27
EP1210 | Hammond subpanel, carbon steel, RAL 9003 white, powder coat finish. For use with 12x10 (HxW) EN4SD12106xx Eclipse series enclosures. | Stock | 14 | 15
EP1212 | Hammond subpanel, carbon steel, RAL 9003 white, powder coat finish. For use with 12x12 (HxW) EN4SD12126xx & ST12126LG Eclipse series enclosures. | Stock | 14 | 15
EP1224 | Hammond subpanel, carbon steel, RAL 9003 white, powder coat finish. For use with 12x24 (HxW) EN4SD1224xxx Eclipse series enclosures. | Stock | 43.5 | 46
EP1612 | Hammond subpanel, carbon steel, RAL 9003 white, powder coat finish. For use with 16x12 (HxW) EN4SD1612xxx & ST1612xxx Eclipse series enclosures. | Stock | 18 | 19.25
EP1616 | Hammond subpanel, carbon steel, RAL 9003 white, powder coat finish. For use with 16x16 (HxW) EN4SD1616xxx & ST1616xxx Eclipse series enclosures. | Stock | 35 | 37
EP1620 | Hammond subpanel, carbon steel, RAL 9003 white, powder coat finish. For use with 16x20 (HxW) EN4SD1620xxx Eclipse series enclosures. | Stock | 40 | 42.5
EP2012 | Hammond subpanel, carbon steel, RAL 9003 white, powder coat finish. For use with 20x12 (HxW) EN4SD2012xxx Eclipse series enclosures. | Stock | 32 | 34
EP2016 | Hammond subpanel, carbon steel, RAL 9003 white, powder coat finish. For use with 20x16 (HxW) EN4SD2016xxx & ST2016xxx Eclipse series enclosures. | Stock | 40 | 42.5
EP2020 | Hammond subpanel, carbon steel, RAL 9003 white, powder coat finish. For use with 20x20/20x22 (HxW) EN4SD2020xxx, EN4DSC20228xx & ST2020xxx Eclipse series enclosures. | Stock | 48 | 51
EP2024 | Hammond subpanel, carbon steel, RAL 9003 white, powder coat finish. For use with 20x24 (HxW) EN4SD2024xxx Eclipse series enclosures. | Stock | 61 | 65
EP2412 | Hammond subpanel, carbon steel, RAL 9003 white, powder coat finish. For use with 24x12 (HxW) EN4SD2412xxx Eclipse series enclosures. | Stock | 43.5 | 46
EP2416 | Hammond subpanel, carbon steel, RAL 9003 white, powder coat finish. For use with 24x16 (HxW) EN4SD2416xxx Eclipse series enclosures. | Stock | 47.5 | 51
EP2420 | Hammond subpanel, carbon steel, RAL 9003 white, powder coat finish. For use with 24x20/24x22 (HxW) EN4SD2420xxx, EN4DSC24228xx & ST2420xxx Eclipse series enclosures. | Stock | 61 | 65
EP2424 | Hammond subpanel, carbon steel, RAL 9003 white, powder coat finish. For use with 24x24/24x26 (HxW) EN4SD2424xxx, EN4DSC24268xx & ST2424xxx Eclipse series enclosures. | Stock | 71 | 76
EP2430 | Hammond subpanel, carbon steel, RAL 9003 white, powder coat finish. For use with 24x30 (HxW) EN4SD2430xxx Eclipse series enclosures. | Stock | 87 | 95
EP2442 | Hammond subpanel, carbon steel, RAL 9003 white, powder coat finish. For use with 24x42 (HxW) EN4TD2442xxx Eclipse series enclosures. | Stock | 120 | 129
EP2448 | Hammond subpanel, carbon steel, RAL 9003 white, powder coat finish. For use with 24x48 (HxW) EN4TD24488xx Eclipse series enclosures. | Stock | 136 | 145
EP3012 | Hammond subpanel, carbon steel, RAL 9003 white, powder coat finish. For use with 30x12 (HxW) EN4SD30128xx Eclipse series enclosures. | Stock | 54 | 57
EP3016 | Hammond subpanel, carbon steel, RAL 9003 white, powder coat finish. For use with 30x16 (HxW) EN4SD3016xxx Eclipse series enclosures. | Stock | 65 | 70
EP3020 | Hammond subpanel, carbon steel, RAL 9003 white, powder coat finish. For use with 30x20 (HxW) EN4SD3020xxx Eclipse series enclosures. | Stock | 76 | 81
EP3024 | Hammond subpanel, carbon steel, RAL 9003 white, powder coat finish. For use with 30x24/30x26 (HxW) EN4SD3024xxx, EN4DSC30268xx & ST3024xxx Eclipse series enclosures. | Stock | 87 | 95
EP3030 | Hammond subpanel, carbon steel, RAL 9003 white, powder coat finish. For use with 30x30 (HxW) EN4SD3030xxx & ST3030xxx Eclipse series enclosures. | Stock | 115 | 124
EP3036 | Hammond subpanel, carbon steel, RAL 9003 white, powder coat finish. For use with 30x36 (HxW) EN4SD3036xxx Eclipse series enclosures. | Stock | 134 | 144
EP3042 | Hammond subpanel, carbon steel, RAL 9003 white, powder coat finish. For use with 30x42 (HxW) EN4TD304210xx Eclipse series enclosures. | Stock | 157 | 167
EP3048 | Hammond subpanel, carbon steel, RAL 9003 white, powder coat finish. For use with 30x48 (HxW) EN4SD3048xxx Eclipse series enclosures. | Stock | 176 | 188
EP3060 | Hammond subpanel, carbon steel, RAL 9003 white, powder coat finish. For use with 30x60 (HxW) EN4SD3060xxx Eclipse series enclosures. | Stock | 214 | 229
EP3624 | Hammond subpanel, carbon steel, RAL 9003 white, powder coat finish. For use with 36x24/36x26 (HxW) EN4SD3624xxx & EN4DSC36268xx Eclipse series enclosures. | Stock | 102 | 110
EP3630 | Hammond subpanel, carbon steel, RAL 9003 white, powder coat finish. For use with 36x30/36x32 (HxW) EN4SD3630xxx, EN4DSC36328xx & ST3630xxx Eclipse series enclosures. | Stock | 134 | 144
EP3636 | Hammond subpanel, carbon steel, RAL 9003 white, powder coat finish. For use with 36x36 (HxW) EN4SD3636xxx & ST363612xx Eclipse series enclosures. | Stock | 157 | 167
EP3642 | Hammond subpanel, carbon steel, RAL 9003 white, powder coat finish. For use with 36x42 (HxW) EN4TD364212xx Eclipse series enclosures. | Stock | 184 | 196
EP3648 | Hammond subpanel, carbon steel, RAL 9003 white, powder coat finish. For use with 36x48 (HxW) EN4TD364812xx Eclipse series enclosures. | Stock | 202 | 216
EP3660 | Hammond subpanel, carbon steel, RAL 9003 white, powder coat finish. For use with 36x60 (HxW) EN4TD366012xx Eclipse series enclosures. | Stock | 247 | 263
EP4224 | Hammond subpanel, carbon steel, RAL 9003 white, powder coat finish. For use with 42x24 (HxW) EN4SD4224xxx Eclipse series enclosures. | Stock | 118 | 127
EP4230 | Hammond subpanel, carbon steel, RAL 9003 white, powder coat finish. For use with 42x30/42x32 (HxW) EN4SD4230xxx & EN4DSC423212xx Eclipse series enclosures. | Stock | 157 | 167
EP4236 | Hammond subpanel, carbon steel, RAL 9003 white, powder coat finish. For use with 42x36/42x38 (HxW) EN4SD4236xxx & EN4DSC423812xx Eclipse series enclosures. | Stock | 184 | 196
EP4824 | Hammond subpanel, carbon steel, RAL 9003 white, powder coat finish. For use with 48x24 (HxW) EN4SD4824xxx Eclipse series enclosures. | Stock | 136 | 145
EP4830 | Hammond subpanel, carbon steel, RAL 9003 white, powder coat finish. For use with 48x30 (HxW) EN4SD4830xxx Eclipse series enclosures. | Stock | 170 | 183
EP4836 | Hammond subpanel, carbon steel, RAL 9003 white, powder coat finish. For use with 48x36/48x38 (HxW) EN4SD4836xxx, EN4DSC483812xx & ST4836xxxx Eclipse series enclosures. | Stock | 202 | 216
EP4848 | Hammond subpanel, carbon steel, RAL 9003 white, powder coat finish. For use with 48x48 (HxW) EN4TD484812xx Eclipse series enclosures. | Stock | 243 | 261
EP6036 | Hammond subpanel, carbon steel, RAL 9003 white, powder coat finish. For use with 60x36/60x38 (HxW) EN4SD6036xxx, EN4DSC603812xx & ST6036xxxx Eclipse series enclosures. | Stock | 247 | 263
EP7230 | Hammond subpanel, carbon steel, RAL 9003 white, powder coat finish. For use with 72x30 (HxW) EN4SD7230xxx Eclipse series enclosures. | Stock | 266 | 286
EP7236 | Hammond subpanel, carbon steel, RAL 9003 white, powder coat finish. For use with 72x36 (HxW) EN4SD7236xxx Eclipse series enclosures. | Stock | 295 | 315
EPA | Hammond enclosure padlock kit, 304 stainless steel. For use with Eclipse series enclosures. Mounting hardware included. | Stock | 18.75 | 21
EPDB101 | Edison enclosed power distribution block, 175A, 1-pole, line side: 1 opening accepts 2/0 AWG to 8 AWG, load side: 1 opening accepts 2/0 AWG to 8 AWG, DIN rail mount, UL 1953 listed. | Stock | 14.5 | 15
EPDB104 | Edison enclosed power distribution block, 175A, 1-pole, line side: 1 opening accepts 2/0 AWG to 8 AWG, load side: 4 openings accept 4AWG to 14 AWG, DIN rail mount, UL 1953 listed. | Stock | 21.5 | 22.5
EPDB301 | Edison enclosed power distribution block, 310A, 1-pole, line side: 1 opening accepts 350 MCM to 6 AWG, load side: 1 opening accepts 350 MCM to 8 AWG, DIN rail mount, UL 1953 listed. | Stock | 35 | 36.5
EPDB306 | Edison enclosed power distribution block, 380A, 1-pole, line side: 1 opening accepts 500 MCM to 6 AWG, load side: 6 openings accept 2 AWG to 14 AWG, panel mount, UL 1953 listed. | Stock | 49.5 | 51
EPDB512 | Edison enclosed power distribution block, 570A, 1-pole, line side: 2 openings accept 300 MCM to 4 AWG, load side: 12 openings accept 4AWG to 14 AWG, DIN rail mount, UL 1953 listed. | Stock | 56 | 58
EPDB702 | Edison enclosed power distribution block, 760A, 1-pole, line side: 2 openings accept 500 MCM to 6 AWG, load side: 2 openings accept 500 MCM to 6 AWG, panel mount, UL 1953 listed. | Stock | 89 | 93
EPG1210 | Hammond subpanel, galvanized steel. For use with 12x10 (HxW) EN4SD12106xx Eclipse series enclosures. | from vendor up to 15 business days | 14 | 15
EPG1212 | Hammond subpanel, galvanized steel. For use with 12x12 (HxW) EN4SD12126xx & ST12126LG Eclipse series enclosures. | Stock | 10.5 | 11.25
EPG1224 | Hammond subpanel, galvanized steel. For use with 12x24 (HxW) EN4SD1224xxx Eclipse series enclosures. | Stock | 43.5 | 46
EPG1612 | Hammond subpanel, galvanized steel. For use with 16x12 (HxW) EN4SD1612xxx & ST1612xxx Eclipse series enclosures. | Stock | 13.5 | 14.5
EPG1616 | Hammond subpanel, galvanized steel. For use with 16x16 (HxW) EN4SD1616xxx & ST1616xxx Eclipse series enclosures. | Stock | 35 | 37
EPG1620 | Hammond subpanel, galvanized steel. For use with 16x20 (HxW) EN4SD1620xxx Eclipse series enclosures. | Stock | 40 | 42.5
EPG2012 | Hammond subpanel, galvanized steel. For use with 20x12 (HxW) EN4SD2012xxx Eclipse series enclosures. | Stock | 38.5 | 42.5
EPG2016 | Hammond subpanel, galvanized steel. For use with 20x16 (HxW) EN4SD2016xxx & ST2016xxx Eclipse series enclosures. | Stock | 40 | 42.5
EPG2020 | Hammond subpanel, galvanized steel. For use with 20x20/20x22 (HxW) EN4SD2020xxx, EN4DSC20228xx & ST2020xxx Eclipse series enclosures. | Stock | 48 | 51
EPG2024 | Hammond subpanel, galvanized steel. For use with 20x24 (HxW) EN4SD2024xxx Eclipse series enclosures. | Stock | 61 | 65
EPG2412 | Hammond subpanel, galvanized steel. For use with 24x12 (HxW) EN4SD2412xxx Eclipse series enclosures. | Stock | 43.5 | 46
EPG2416 | Hammond subpanel, galvanized steel. For use with 24x16 (HxW) EN4SD2416xxx Eclipse series enclosures. | Stock | 47.5 | 51
EPG2420 | Hammond subpanel, galvanized steel. For use with 24x20/24x22 (HxW) EN4SD2420xxx, EN4DSC24228xx & ST2420xxx Eclipse series enclosures. | Stock | 61 | 65
EPG2424 | Hammond subpanel, galvanized steel. For use with 24x24/24x26 (HxW) EN4SD2424xxx, EN4DSC24268xx & ST2424xxx Eclipse series enclosures. | Stock | 71 | 76
EPG2430 | Hammond subpanel, galvanized steel. For use with 24x30 (HxW) EN4SD2430xxx Eclipse series enclosures. | Stock | 87 | 95
EPG2442 | Hammond subpanel, galvanized steel. For use with 24x42 (HxW) EN4TD2442xxx Eclipse series enclosures. | Stock | 120 | 129
EPG2448 | Hammond subpanel, galvanized steel. For use with 24x48 (HxW) EN4TD24488xx Eclipse series enclosures. | Stock | 136 | 145
EPG3012 | Hammond subpanel, galvanized steel. For use with 30x12 (HxW) EN4SD30128xx Eclipse series enclosures. | from vendor up to 15 business days | 54 | 57
EPG3016 | Hammond subpanel, galvanized steel. For use with 30x16 (HxW) EN4SD3016xxx Eclipse series enclosures. | Stock | 65 | 70
EPG3020 | Hammond subpanel, galvanized steel. For use with 30x20 (HxW) EN4SD3020xxx Eclipse series enclosures. | Stock | 76 | 81
EPG3024 | Hammond subpanel, galvanized steel. For use with 30x24/30x26 (HxW) EN4SD3024xxx, EN4DSC30268xx & ST3024xxx Eclipse series enclosures. | Stock | 87 | 95
EPG3030 | Hammond subpanel, galvanized steel. For use with 30x30 (HxW) EN4SD3030xxx & ST3030xxx Eclipse series enclosures. | Stock | 115 | 124
EPG3036 | Hammond subpanel, galvanized steel. For use with 30x36 (HxW) EN4SD3036xxx Eclipse series enclosures. | Stock | 134 | 144
EPG3042 | Hammond subpanel, galvanized steel. For use with 30x42 (HxW) EN4TD304210xx Eclipse series enclosures. | Stock | 157 | 167
EPG3048 | Hammond subpanel, galvanized steel. For use with 30x48 (HxW) EN4SD3048xxx Eclipse series enclosures. | Stock | 176 | 188
EPG3060 | Hammond subpanel, galvanized steel. For use with 30x60 (HxW) EN4SD3060xxx Eclipse series enclosures. | Stock | 214 | 229
EPG3624 | Hammond subpanel, galvanized steel. For use with 36x24/36x26 (HxW) EN4SD3624xxx & EN4DSC36268xx Eclipse series enclosures. | Stock | 102 | 110
EPG3630 | Hammond subpanel, galvanized steel. For use with 36x30/36x32 (HxW) EN4SD3630xxx, EN4DSC36328xx & ST3630xxx Eclipse series enclosures. | Stock | 134 | 144
EPG3636 | Hammond subpanel, galvanized steel. For use with 36x36 (HxW) EN4SD3636xxx & ST363612xx Eclipse series enclosures. | Stock | 157 | 167
EPG3642 | Hammond subpanel, galvanized steel. For use with 36x42 (HxW) EN4TD364212xx Eclipse series enclosures. | from vendor up to 15 business days | 184 | 196
EPG3648 | Hammond subpanel, galvanized steel. For use with 36x48 (HxW) EN4TD364812xx Eclipse series enclosures. | Stock | 202 | 216
EPG3660 | Hammond subpanel, galvanized steel. For use with 36x60 (HxW) EN4TD366012xx Eclipse series enclosures. | from vendor up to 15 business days | 247 | 263
EPG4224 | Hammond subpanel, galvanized steel. For use with 42x24 (HxW) EN4SD4224xxx Eclipse series enclosures. | Stock | 118 | 127
EPG4230 | Hammond subpanel, galvanized steel. For use with 42x30/42x32 (HxW) EN4SD4230xxx & EN4DSC423212xx Eclipse series enclosures. | Stock | 157 | 167
EPG4236 | Hammond subpanel, galvanized steel. For use with 42x36/42x38 (HxW) EN4SD4236xxx & EN4DSC423812xx Eclipse series enclosures. | Stock | 184 | 196
EPG4824 | Hammond subpanel, galvanized steel. For use with 48x24 (HxW) EN4SD4824xxx Eclipse series enclosures. | Stock | 136 | 145
EPG4830 | Hammond subpanel, galvanized steel. For use with 48x30 (HxW) EN4SD4830xxx Eclipse series enclosures. | Stock | 170 | 183
EPG4836 | Hammond subpanel, galvanized steel. For use with 48x36/48x38 (HxW) EN4SD4836xxx, EN4DSC483812xx & ST4836xxxx Eclipse series enclosures. | Stock | 202 | 216
EPG4848 | Hammond subpanel, galvanized steel. For use with 48x48 (HxW) EN4TD484812xx Eclipse series enclosures. | Stock | 243 | 261
EPG6036 | Hammond subpanel, galvanized steel. For use with 60x36/60x38 (HxW) EN4SD6036xxx, EN4DSC603812xx & ST6036xxxx Eclipse series enclosures. | Stock | 247 | 263
EPG7230 | Hammond subpanel, galvanized steel. For use with 72x30 (HxW) EN4SD7230xxx Eclipse series enclosures. | from vendor up to 15 business days | 266 | 286
EPG7236 | Hammond subpanel, galvanized steel. For use with 72x36 (HxW) EN4SD7236xxx Eclipse series enclosures. | Stock | 295 | 318
EPINSS | Hammond hinge pin, replacement, 316 stainless steel. Package of 5. For use with Eclipse series enclosures. | Stock | 22.5 | 24
EPS25-100WC-1001 | ProSense digital pressure sensor, -5 to 100.4 inches of water column range, Output: switch (N.O./N.C.), PNP/NPN selectable, Output 2: switch (N.O./N.C.), PNP/NPN selectable or 4-20 mA/0-10 VDC, 1/4in male NPT process connection. | Stock | 288 | 310
EPS25-14-1001 | ProSense digital pressure sensor, -0.72 to 14.5 psig range, Output: switch (N.O./N.C.), PNP/NPN selectable, Output 2: switch (N.O./N.C.), PNP/NPN selectable or 4-20 mA/0-10 VDC, 1/4in male NPT process connection. | Stock | 288 | 310
EPS25-14-1003 | ProSense digital pressure sensor, 0 to 14.5 psig range, Output: switch (N.O./N.C.), PNP/NPN selectable, Output 2: switch (N.O./N.C.), PNP/NPN selectable, 1/4in male NPT process connection. | Stock | 253 | 272
EPS25-1450-1001 | ProSense digital pressure sensor, 0 to 1450 psig range, Output: switch (N.O./N.C.), PNP/NPN selectable, Output 2: switch (N.O./N.C.), PNP/NPN selectable or 4-20 mA/0-10 VDC, 1/4in male NPT process connection. | Stock | 288 | 310
EPS25-1450-1003 | ProSense digital pressure sensor, 0 to 1450 psig range, Output: switch (N.O./N.C.), PNP/NPN selectable, Output 2: switch (N.O./N.C.), PNP/NPN selectable, 1/4in male NPT process connection. | Stock | 253 | 272
EPS25-360-1001 | ProSense digital pressure sensor, -14.5 to 362.5 psig range, Output: switch (N.O./N.C.), PNP/NPN selectable, Output 2: switch (N.O./N.C.), PNP/NPN selectable or 4-20 mA/0-10 VDC, 1/4in male NPT process connection. | Stock | 288 | 310
EPS25-360-1003 | ProSense digital pressure sensor, 0 to 362 psig range, Output: switch (N.O./N.C.), PNP/NPN selectable, Output 2: switch (N.O./N.C.), PNP/NPN selectable, 1/4in male NPT process connection. | Stock | 253 | 272
EPS25-36-1001 | ProSense digital pressure sensor, -1.8 to 36.25 psig range, Output: switch (N.O./N.C.), PNP/NPN selectable, Output 2: switch (N.O./N.C.), PNP/NPN selectable or 4-20 mA/0-10 VDC, 1/4in male NPT process connection. | Stock | 288 | 310
EPS25-36-1003 | ProSense digital pressure sensor, 0 to 36.2 psig range, Output: switch (N.O./N.C.), PNP/NPN selectable, Output 2: switch (N.O./N.C.), PNP/NPN selectable, 1/4in male NPT process connection. | Stock | 253 | 272
EPS25-3620-1001 | ProSense digital pressure sensor, 0 to 3625 psig range, Output: switch (N.O./N.C.), PNP/NPN selectable, Output 2: switch (N.O./N.C.), PNP/NPN selectable or 4-20 mA/0-10 VDC, 1/4in male NPT process connection. | Stock | 288 | 310
EPS25-3620-1003 | ProSense digital pressure sensor, 0 to 3620 psig range, Output: switch (N.O./N.C.), PNP/NPN selectable, Output 2: switch (N.O./N.C.), PNP/NPN selectable, 1/4in male NPT process connection. | Stock | 253 | 272
EPS25-5800-1001 | ProSense digital pressure sensor, 0 to 5800 psig range, Output: switch (N.O./N.C.), PNP/NPN selectable, Output 2: switch (N.O./N.C.), PNP/NPN selectable or 4-20 mA/0-10 VDC, 1/4in male NPT process connection. | Stock | 288 | 310
EPS25-5800-1003 | ProSense digital pressure sensor, 0 to 5800 psig range, Output: switch (N.O./N.C.), PNP/NPN selectable, Output 2: switch (N.O./N.C.), PNP/NPN selectable, 1/4in male NPT process connection. | Stock | 253 | 272
EPS25-V14-1001 | ProSense digital pressure sensor, -14.5 to 14.5 psig range, Output: switch (N.O./N.C.), PNP/NPN selectable, Output 2: switch (N.O./N.C.), PNP/NPN selectable or 4-20 mA/0-10 VDC, 1/4in male NPT process connection. | Stock | 288 | 310
EPS25-V14-1003 | ProSense digital pressure sensor, -14.5 to 14.5 psig range, Output: switch (N.O./N.C.), PNP/NPN selectable, Output 2: switch (N.O./N.C.), PNP/NPN selectable, 1/4in male NPT process connection. | Stock | 253 | 272
EPS25-V145-1001 | ProSense digital pressure sensor, -14.6 to 145 psig range, Output: switch (N.O./N.C.), PNP/NPN selectable, Output 2: switch (N.O./N.C.), PNP/NPN selectable or 4-20 mA/0-10 VDC, 1/4in male NPT process connection. | Stock | 288 | 310
EPS25-V145-1003 | ProSense digital pressure sensor, -14.5 to 145 psig range, Output: switch (N.O./N.C.), PNP/NPN selectable, Output 2: switch (N.O./N.C.), PNP/NPN selectable, 1/4in male NPT process connection. | Stock | 253 | 272
EPS-BKT1 | ProSense mounting bracket, for use with ProSense EPS series digital pressure sensors. | Stock | 7.25 | 7.75
EPS-CV | ProSense protective cover, for use with ProSense EPS series digital pressure sensors. | Stock | 5.5 | 6
EPWR1PLP | Edison box type wiring lug, 115A, 1000 VAC/VDC, 1 openings, #10 AWG-1/0 copper only. Package of 10. For use with EB1P series busbars. | Stock | 133 | 138
EPWR1PLP-1 | Edison box type wiring lug, 115A, 1000 VAC/VDC, 1 openings, #10 AWG-1/0 copper only. For use with EB1P series busbars. | Stock | 17.5 | 18
EPWR35MM | Edison box type wiring lug, 115A, 1000 VAC/VDC, 1 openings, #10 AWG-1/0 copper only. Package of 10. For use with EB3P series busbars. | Stock | 122 | 127
EPWR35MM-1 | Edison box type wiring lug, 115A, 1000 VAC/VDC, 1 openings, #10 AWG-1/0 copper only. For use with EB3P series busbars. | Stock | 15.25 | 16
EPWR50MM | Edison direct feed wiring lug, 115A, 1000 VAC/VDC, 1 openings, #14-1 AWG copper only. Package of 10. For use with EB1P or EB3P series busbars. | Stock | 146 | 152
EPWR50MM-1 | Edison direct feed wiring lug, 115A, 1000 VAC/VDC, 1 openings, #14-1 AWG copper only. For use with EB1P or EB3P series busbars. | Stock | 18.75 | 19.5
EQTFG | Hammond lockable enclosure latch, replacement, easy-to-clean round, 1/4-turn sanitary, 1-point, 316L stainless steel. Package of 1. For use with Waterfall series enclosures. Requires EFGK key. | Stock | 54 | 59
EQTRL | Hammond enclosure latch, replacement, keylocking, 1/4-turn semi-flush, 1-point, die-cast zinc, chrome finish. For use with Eclipse series swing-out panels. (2) keys included. | Stock | 19.75 | 21
ER-911 | NITRA precision pneumatic regulator, 1/8in female NPT inlet(s), 1/8in female NPT outlet(s), 0.7-30 psi adjustable range. | Stock | 67 | 70
ER-913 | NITRA precision pneumatic regulator, 1/8in female NPT inlet(s), 1/8in female NPT outlet(s), 1.4-120 psi adjustable range. | Stock | 67 | 70
ES16MFHD | Hammond mounting feet, 316 stainless steel, #4 brush finish. Package of 4. For use with Eclipse series enclosures. | Stock | 51 | 54
ESF2424 | Hammond rack mounting swing frame, carbon steel, black, powder coat finish. For use with 24x24in (HxW) wall-mount enclosures. Mounting hardware included. | Stock | 231 | 247
ESF3024 | Hammond rack mounting swing frame, carbon steel, black, powder coat finish. For use with 30x24in (HxW) wall-mount enclosures. Mounting hardware included. | Stock | 300 | 320
ESF3624 | Hammond rack mounting swing frame, carbon steel, black, powder coat finish. For use with 36x24in (HxW) wall-mount enclosures. Mounting hardware included. | Stock | 344 | 367
ESL-SS-232002 | IDEM emergency stop control station, 316 stainless steel, single pushbutton, mushroom, red, twist-to-release, (2) N.O./(2) N.C. contact(s). | Stock | 149
ESL-SS-232004 | IDEM emergency stop control station, 316 stainless steel, single pushbutton, mushroom, red, twist-to-release, (1) N.O./(3) N.C. contact(s). | Stock | 148
ESL-SS-232006 | IDEM emergency stop control station, 316 stainless steel, single pushbutton, mushroom, red, twist-to-release, (4) N.C. contact(s). | Stock | 149
ESL-SSL-232018-AS | IDEM emergency stop control station, 316 stainless steel, single pushbutton, mushroom, red, 24 VDC LED, red/green, twist-to-release, (2) N.O./(2) N.C. contact(s). | Stock | 178
ESL-SSL-232018-BS | IDEM emergency stop control station, 316 stainless steel, single pushbutton, mushroom, red, 110 VAC LED, red/green, twist-to-release, (2) N.O./(2) N.C. contact(s). | Stock | 178
ESL-SSL-232020-AS | IDEM emergency stop control station, 316 stainless steel, single pushbutton, mushroom, red, 24 VDC LED, red/green, twist-to-release, (1) N.O./(3) N.C. contact(s). | Stock | 178
ESL-SSL-232020-BS | IDEM emergency stop control station, 316 stainless steel, single pushbutton, mushroom, red, 110 VAC LED, red/green, twist-to-release, (1) N.O./(3) N.C. contact(s). | Stock | 178
ESL-SSLP-232024-AS | IDEM emergency stop control station, 316 stainless steel, single pushbutton, mushroom, red, 24 VDC LED, red/green, twist-to-release, guarded and padlockable, (2) N.O./(2) N.C. contact(s). | Stock | 190
ESL-SSLP-232024-BS | IDEM emergency stop control station, 316 stainless steel, single pushbutton, mushroom, red, 110 VAC LED, red/green, twist-to-release, guarded and padlockable, (2) N.O./(2) N.C. contact(s). | Stock | 181
ESL-SSLP-232026-AS | IDEM emergency stop control station, 316 stainless steel, single pushbutton, mushroom, red, 24 VDC LED, red/green, twist-to-release, guarded and padlockable, (1) N.O./(3) N.C. contact(s). | Stock | 190
ESL-SSLP-232026-BS | IDEM emergency stop control station, 316 stainless steel, single pushbutton, mushroom, red, 110 VAC LED, red/green, twist-to-release, guarded and padlockable, (1) N.O./(3) N.C. contact(s). | Stock | 181
ESL-SSP-232010 | IDEM emergency stop control station, 316 stainless steel, single pushbutton, mushroom, red, twist-to-release, guarded, (2) N.O./(2) N.C. contact(s). | Stock | 154
ESL-SSP-232012 | IDEM emergency stop control station, 316 stainless steel, single pushbutton, mushroom, red, twist-to-release, guarded, (1) N.O./(3) N.C. contact(s). | Stock | 154
ESL-SSP-232014 | IDEM emergency stop control station, 316 stainless steel, single pushbutton, mushroom, red, twist-to-release, guarded, (4) N.C. contact(s). | Stock | 154
ESP1212 | Hammond swing panel, carbon steel, RAL 9003 white, powder coat finish. For use with 12x12 (HxW) EN4SD12126xx & ST12126LG Eclipse series enclosures. | Stock | 114 | 123
ESP1612 | Hammond swing panel, carbon steel, RAL 9003 white, powder coat finish. For use with 16x12 (HxW) EN4SD1612xxx & ST1612xxx Eclipse series enclosures. | Stock | 119 | 127
ESP1616 | Hammond swing panel, carbon steel, RAL 9003 white, powder coat finish. For use with 16x16 (HxW) EN4SD1616xxx & ST1616xxx Eclipse series enclosures. | Stock | 125 | 134
ESP1620 | Hammond swing panel, carbon steel, RAL 9003 white, powder coat finish. For use with 16x20 (HxW) EN4SD1620xxx Eclipse series enclosures. | Stock | 132 | 142
ESP2016 | Hammond swing panel, carbon steel, RAL 9003 white, powder coat finish. For use with 20x16 (HxW) EN4SD2016xxx & ST2016xxx Eclipse series enclosures. | Stock | 132 | 142
ESP2020 | Hammond swing panel, carbon steel, RAL 9003 white, powder coat finish. For use with 20x20 (HxW) EN4SD2020xxx & ST2020xxx Eclipse series enclosures. | Stock | 139 | 149
ESP2024 | Hammond swing panel, carbon steel, RAL 9003 white, powder coat finish. For use with 20x24 (HxW) EN4SD2024xxx Eclipse series enclosures. | Stock | 147 | 158
ES-P-230001 | IDEM emergency stop control station, plastic, single pushbutton, mushroom, red, twist-to-release, (1) N.O./(2) N.C. contact(s). | Stock | 33
ES-P-230002 | IDEM emergency stop control station, plastic, single pushbutton, mushroom, red, twist-to-release, (3) N.C. contact(s). | Stock | 33
ESP2416 | Hammond swing panel, carbon steel, RAL 9003 white, powder coat finish. For use with 24x16 (HxW) EN4SD2416xxx Eclipse series enclosures. | Stock | 139 | 148
ESP2420 | Hammond swing panel, carbon steel, RAL 9003 white, powder coat finish. For use with 24x20 (HxW) EN4SD2420xxx & ST2420xxx Eclipse series enclosures. | Stock | 147 | 158
ESP2424 | Hammond swing panel, carbon steel, RAL 9003 white, powder coat finish. For use with 24x24 (HxW) EN4SD2424xxx & ST2424xxx Eclipse series enclosures. | Stock | 158 | 169
ESP3020 | Hammond swing panel, carbon steel, RAL 9003 white, powder coat finish. For use with 30x20 (HxW) EN4SD3020xxx Eclipse series enclosures. | from vendor up to 15 business days | 160 | 171
ESP3024 | Hammond swing panel, carbon steel, RAL 9003 white, powder coat finish. For use with 30x24 (HxW) EN4SD3024xxx & ST3024xxx Eclipse series enclosures. | Stock | 172 | 183
ESP3030 | Hammond swing panel, carbon steel, RAL 9003 white, powder coat finish. For use with 30x30 (HxW) EN4SD3030xxx & ST3030xxx Eclipse series enclosures. | Stock | 189 | 202
ESP3624 | Hammond swing panel, carbon steel, RAL 9003 white, powder coat finish. For use with 36x24 (HxW) EN4SD3624xxx Eclipse series enclosures. | Stock | 186 | 199
ESP3630 | Hammond swing panel, carbon steel, RAL 9003 white, powder coat finish. For use with 36x30 (HxW) EN4SD3630xxx & ST3630xxx Eclipse series enclosures. | Stock | 207 | 221
ESP3636 | Hammond swing panel, carbon steel, RAL 9003 white, powder coat finish. For use with 36x36 (HxW) EN4SD3636xxx & ST363612xx Eclipse series enclosures. | Stock | 228 | 245
ESP4236 | Hammond swing panel, carbon steel, RAL 9003 white, powder coat finish. For use with 42x36 (HxW) EN4SD4236xxx Eclipse series enclosures. | Stock | 253 | 270
ESP4824 | Hammond swing panel, carbon steel, RAL 9003 white, powder coat finish. For use with 48x24 (HxW) EN4SD4824xxx Eclipse series enclosures. | from vendor up to 15 business days | 202 | 216
ESP4836 | Hammond swing panel, carbon steel, RAL 9003 white, powder coat finish. For use with 48x36 (HxW) EN4SD4836xxx & ST4836xxxx Eclipse series enclosures. | Stock | 289 | 308
ESP6036 | Hammond swing panel, carbon steel, RAL 9003 white, powder coat finish. For use with 60x36 (HxW) EN4SD6036xxx & ST6036xxxx Eclipse series enclosures. | Stock | 342 | 365
ESS21S1.V | Schmersal selector switch, IP65, 30mm, 2-position, maintained, key removable left position, operator only, plastic base, metal bezel, Operator: black, key-operated, 36mm, round, metal. | Stock | 94
ESS21S12.V | Schmersal selector switch, IP65, 30mm, 2-position, maintained, key removable left and right position, operator only, plastic base, metal bezel, Operator: black, key-operated, 36mm, round, metal. | Stock | 94
ESS21S2.V | Schmersal selector switch, IP65, 30mm, 2-position, maintained, key removable right position, operator only, plastic base, metal bezel, Operator: black, key-operated, 36mm, round, metal. | Stock | 94
ESS32S1.V | Schmersal selector switch, IP65, 30mm, 3-position, maintained, key removable left position, operator only, plastic base, metal bezel, Operator: black, key-operated, 36mm, round, metal. | Stock | 100
ESS32S123.V | Schmersal selector switch, IP65, 30mm, 3-position, maintained, key removable left, right and center position, operator only, plastic base, metal bezel, Operator: black, key-operated, 36mm, round, metal. | Stock | 100
ESS32S2.V | Schmersal selector switch, IP65, 30mm, 3-position, maintained, key removable center position, operator only, plastic base, metal bezel, Operator: black, key-operated, 36mm, round, metal. | Stock | 100
ESS32S3.V | Schmersal selector switch, IP65, 30mm, 3-position, maintained, key removable right position, operator only, plastic base, metal bezel, Operator: black, key-operated, 36mm, round, metal. | Stock | 100
ESSMFHD | Hammond mounting feet, 304 stainless steel, #4 brush finish. Package of 4. For use with Eclipse series enclosures. | Stock | 38 | 40.5
ES-SS-231002 | IDEM emergency stop control station, 316 stainless steel, single pushbutton, mushroom, red, twist-to-release, (1) N.O./(2) N.C. contact(s). | Stock | 147
ES-SS-231004 | IDEM emergency stop control station, 316 stainless steel, single pushbutton, mushroom, red, twist-to-release, (3) N.C. contact(s). | Stock | 137
ES-SSP-231006 | IDEM emergency stop control station, 316 stainless steel, single pushbutton, mushroom, red, twist-to-release, guarded and padlockable, (1) N.O./(2) N.C. contact(s). | Stock | 149
ES-SSP-231008 | IDEM emergency stop control station, 316 stainless steel, single pushbutton, mushroom, red, twist-to-release, guarded and padlockable, (3) N.C. contact(s). | Stock | 149
ESW-B12D15A-R30 | WEG Electric manual motor starter, pushbutton, 12A, 120 VAC (50/60Hz) coil voltage, thermal overload, 8.0-12.5A Adjustable, NEMA 1. | Stock | 116 | 123
ESW-B12D39A-R30 | WEG Electric manual motor starter, pushbutton, 12A, 480 VAC (50/60Hz) coil voltage, thermal overload, 8.0-12.5A Adjustable, NEMA 1. | Stock | 116 | 123
ESW-B12V24A-R30 | WEG Electric manual motor starter, pushbutton, 12A, 208-240 VAC (60Hz)/180-208 VAC (50Hz) coil voltage, thermal overload, 8.0-12.5A Adjustable, NEMA 1. | Stock | 116 | 123
ESW-B18D15A-R32 | WEG Electric manual motor starter, pushbutton, 18A, 120 VAC (50/60Hz) coil voltage, thermal overload, 11.0-17.0A adjustable, NEMA 1. | Stock | 123 | 130
ESW-B18D39A-R32 | WEG Electric manual motor starter, pushbutton, 18A, 480 VAC (50/60Hz) coil voltage, thermal overload, 11.0-17.0A adjustable, NEMA 1. | Stock | 123 | 130
ESW-B18V24A-R32 | WEG Electric manual motor starter, pushbutton, 18A, 208-240 VAC (60Hz)/180-208 VAC (50Hz) coil voltage, thermal overload, 11.0-17.0A adjustable, NEMA 1. | Stock | 123 | 130
ESW-B25D15A-R33 | WEG Electric manual motor starter, pushbutton, 25A, 120 VAC (50/60Hz) coil voltage, thermal overload, 15.0-23.0A adjustable, NEMA 1. | Stock | 141 | 149
ESW-B25D39A-R33 | WEG Electric manual motor starter, pushbutton, 25A, 480 VAC (50/60Hz) coil voltage, thermal overload, 15.0-23.0A adjustable, NEMA 1. | Stock | 141 | 149
ESW-B25V24A-R33 | WEG Electric manual motor starter, pushbutton, 25A, 208-240 VAC (60Hz)/180-208 VAC (50Hz) coil voltage, thermal overload, 15.0-23.0A adjustable, NEMA 1. | Stock | 141 | 149
ESW-B32D15A-R34 | WEG Electric manual motor starter, pushbutton, 32A, 120 VAC (50/60Hz) coil voltage, thermal overload, 22.0-32.0A adjustable, NEMA 1. | Stock | 152 | 161
ESW-B32D39A-R34 | WEG Electric manual motor starter, pushbutton, 32A, 480 VAC (50/60Hz) coil voltage, thermal overload, 22.0-32.0A adjustable, NEMA 1. | Stock | 152 | 161
ESW-B32V24A-R34 | WEG Electric manual motor starter, pushbutton, 32A, 208-240 VAC (60Hz)/180-208 VAC (50Hz) coil voltage, thermal overload, 22.0-32.0A adjustable, NEMA 1. | Stock | 152 | 161
ESW-B38D15A-R35 | WEG Electric manual motor starter, pushbutton, 38A, 120 VAC (50/60Hz) coil voltage, thermal overload, 32.0-40.0A adjustable, NEMA 1. | Stock | 176 | 186
ESW-B38D39A-R35 | WEG Electric manual motor starter, pushbutton, 38A, 480 VAC (50/60Hz) coil voltage, thermal overload, 32.0-40.0A adjustable, NEMA 1. | Stock | 176 | 186
ESW-B38V24A-R35 | WEG Electric manual motor starter, pushbutton, 38A, 208-240 VAC (60Hz)/180-208 VAC (50Hz) coil voltage, thermal overload, 32.0-40.0A adjustable, NEMA 1. | Stock | 176 | 186
ESW-B9D15A-R23 | WEG Electric manual motor starter, pushbutton, 9A, 120 VAC (50/60Hz) coil voltage, thermal overload, 0.8-1.2A adjustable, NEMA 1. | Stock | 107 | 113
ESW-B9D15A-R24 | WEG Electric manual motor starter, pushbutton, 9A, 120 VAC (50/60Hz) coil voltage, thermal overload, 1.2-1.8A adjustable, NEMA 1. | Stock | 107 | 113
ESW-B9D15A-R25 | WEG Electric manual motor starter, pushbutton, 9A, 120 VAC (50/60Hz) coil voltage, thermal overload, 1.8-2.8A adjustable, NEMA 1. | Stock | 107 | 113
ESW-B9D15A-R26 | WEG Electric manual motor starter, pushbutton, 9A, 120 VAC (50/60Hz) coil voltage, thermal overload, 2.8-4.0A Adjustable, NEMA 1. | Stock | 107 | 113
ESW-B9D15A-R27 | WEG Electric manual motor starter, pushbutton, 9A, 120 VAC (50/60Hz) coil voltage, thermal overload, 4.0-6.3A Adjustable, NEMA 1. | Stock | 107 | 113
ESW-B9D15A-R28 | WEG Electric manual motor starter, pushbutton, 9A, 120 VAC (50/60Hz) coil voltage, thermal overload, 5.6-8.0A Adjustable, NEMA 1. | Stock | 107 | 113
ESW-B9D15A-R29 | WEG Electric manual motor starter, pushbutton, 9A, 120 VAC (50/60Hz) coil voltage, thermal overload, 7.0-10.0A Adjustable, NEMA 1. | Stock | 107 | 113
ESW-B9D39A-R23 | WEG Electric manual motor starter, pushbutton, 9A, 480 VAC (50/60Hz) coil voltage, thermal overload, 0.8-1.2A adjustable, NEMA 1. | Stock | 107 | 113
ESW-B9D39A-R24 | WEG Electric manual motor starter, pushbutton, 9A, 480 VAC (50/60Hz) coil voltage, thermal overload, 1.2-1.8A adjustable, NEMA 1. | Stock | 107 | 113
ESW-B9D39A-R25 | WEG Electric manual motor starter, pushbutton, 9A, 480 VAC (50/60Hz) coil voltage, thermal overload, 1.8-2.8A adjustable, NEMA 1. | Stock | 107 | 113
ESW-B9D39A-R26 | WEG Electric manual motor starter, pushbutton, 9A, 480 VAC (50/60Hz) coil voltage, thermal overload, 2.8-4.0A Adjustable, NEMA 1. | Stock | 107 | 113
ESW-B9D39A-R27 | WEG Electric manual motor starter, pushbutton, 9A, 480 VAC (50/60Hz) coil voltage, thermal overload, 4.0-6.3A Adjustable, NEMA 1. | Stock | 107 | 113
ESW-B9D39A-R28 | WEG Electric manual motor starter, pushbutton, 9A, 480 VAC (50/60Hz) coil voltage, thermal overload, 5.6-8.0A Adjustable, NEMA 1. | Stock | 107 | 113
ESW-B9D39A-R29 | WEG Electric manual motor starter, pushbutton, 9A, 480 VAC (50/60Hz) coil voltage, thermal overload, 7.0-10.0A Adjustable, NEMA 1. | Stock | 107 | 113
ESW-B9V24A-R23 | WEG Electric manual motor starter, pushbutton, 9A, 208-240 VAC (60Hz)/180-208 VAC (50Hz) coil voltage, thermal overload, 0.8-1.2A adjustable, NEMA 1. | Stock | 107 | 113
ESW-B9V24A-R24 | WEG Electric manual motor starter, pushbutton, 9A, 208-240 VAC (60Hz)/180-208 VAC (50Hz) coil voltage, thermal overload, 1.2-1.8A adjustable, NEMA 1. | Stock | 107 | 113
ESW-B9V24A-R25 | WEG Electric manual motor starter, pushbutton, 9A, 208-240 VAC (60Hz)/180-208 VAC (50Hz) coil voltage, thermal overload, 1.8-2.8A adjustable, NEMA 1. | Stock | 107 | 113
ESW-B9V24A-R26 | WEG Electric manual motor starter, pushbutton, 9A, 208-240 VAC (60Hz)/180-208 VAC (50Hz) coil voltage, thermal overload, 2.8-4.0A Adjustable, NEMA 1. | Stock | 107 | 113
ESW-B9V24A-R27 | WEG Electric manual motor starter, pushbutton, 9A, 208-240 VAC (60Hz)/180-208 VAC (50Hz) coil voltage, thermal overload, 4.0-6.3A Adjustable, NEMA 1. | Stock | 107 | 113
ESW-B9V24A-R28 | WEG Electric manual motor starter, pushbutton, 9A, 208-240 VAC (60Hz)/180-208 VAC (50Hz) coil voltage, thermal overload, 5.6-8.0A Adjustable, NEMA 1. | Stock | 107 | 113
ESW-B9V24A-R29 | WEG Electric manual motor starter, pushbutton, 9A, 208-240 VAC (60Hz)/180-208 VAC (50Hz) coil voltage, thermal overload, 7.0-10.0A Adjustable, NEMA 1. | Stock | 107 | 113
ETS25N-30-1001 | ProSense digital temperature sensor, 1/4in male NPT process connection, 30mm insertion length, -58 to 302 deg F, Output: switch PNP, N.O./N.C. selectable or 4-20 mA, Output 2: switch PNP, N.O./N.C. selectable or 4-20 mA, 4-digit display. | Stock | 175 | 187
ETS25N-30-1003 | ProSense digital temperature sensor, 1/4in male NPT process connection, 30mm insertion length, -58 to 302 deg F, Output: switch PNP, N.O./N.C. selectable, Output 2: switch PNP, N.O./N.C. selectable, 4-digit display. | Stock | 125 | 134
ETS25N-50-1001 | ProSense digital temperature sensor, 1/4in male NPT process connection, 50mm insertion length, -58 to 302 deg F, Output: switch PNP, N.O./N.C. selectable or 4-20 mA, Output 2: switch PNP, N.O./N.C. selectable or 4-20 mA, 4-digit display. | Stock | 176 | 188
ETS25N-50-1003 | ProSense digital temperature sensor, 1/4in male NPT process connection, 50mm insertion length, -58 to 302 deg F, Output: switch PNP, N.O./N.C. selectable, Output 2: switch PNP, N.O./N.C. selectable, 4-digit display. | Stock | 126 | 135
ETS50N-100-1001 | ProSense digital temperature sensor, 1/2in male NPT process connection, 100mm insertion length, -58 to 302 deg F, Output: switch PNP, N.O./N.C. selectable or 4-20 mA, Output 2: switch PNP, N.O./N.C. selectable or 4-20 mA, 4-digit display. | Stock | 179 | 191
ETS50N-100-1003 | ProSense digital temperature sensor, 1/2in male NPT process connection, 100mm insertion length, -58 to 302 deg F, Output: switch PNP, N.O./N.C. selectable, Output 2: switch PNP, N.O./N.C. selectable, 4-digit display. | Stock | 127 | 136
ETS50N-150-1001 | ProSense digital temperature sensor, 1/2in male NPT process connection, 150mm insertion length, -58 to 302 deg F, Output: switch PNP, N.O./N.C. selectable or 4-20 mA, Output 2: switch PNP, N.O./N.C. selectable or 4-20 mA, 4-digit display. | Stock | 180 | 192
ETS50N-150-1003 | ProSense digital temperature sensor, 1/2in male NPT process connection, 150mm insertion length, -58 to 302 deg F, Output: switch PNP, N.O./N.C. selectable, Output 2: switch PNP, N.O./N.C. selectable, 4-digit display. | Stock | 128 | 137
ETS50N-30-1001 | ProSense digital temperature sensor, 1/2in male NPT process connection, 30mm insertion length, -58 to 302 deg F, Output: switch PNP, N.O./N.C. selectable or 4-20 mA, Output 2: switch PNP, N.O./N.C. selectable or 4-20 mA, 4-digit display. | Stock | 177 | 189
ETS50N-30-1003 | ProSense digital temperature sensor, 1/2in male NPT process connection, 30mm insertion length, -58 to 302 deg F, Output: switch PNP, N.O./N.C. selectable, Output 2: switch PNP, N.O./N.C. selectable, 4-digit display. | Stock | 125 | 134
ETS50N-50-1001 | ProSense digital temperature sensor, 1/2in male NPT process connection, 50mm insertion length, -58 to 302 deg F, Output: switch PNP, N.O./N.C. selectable or 4-20 mA, Output 2: switch PNP, N.O./N.C. selectable or 4-20 mA, 4-digit display. | Stock | 178 | 190
ETS50N-50-1003 | ProSense digital temperature sensor, 1/2in male NPT process connection, 50mm insertion length, -58 to 302 deg F, Output: switch PNP, N.O./N.C. selectable, Output 2: switch PNP, N.O./N.C. selectable, 4-digit display. | Stock | 126 | 135
EVC178 | AutomationDirect connection cable, M12 right-angle female to pigtail, 4-pole, 10-36 VDC, PNP LED, PUR jacket, black, 6.5ft/2m cable length, IP67, IP68 and IP69K. | Stock | 12 | 13.5
EVC179 | AutomationDirect connection cable, M12 right-angle female to pigtail, 4-pole, 10-36 VDC, PNP LED, PUR jacket, black, 16.4ft/5m cable length, IP67, IP68 and IP69K. | Stock | 12.5 | 14
EVC180 | AutomationDirect connection cable, M12 right-angle female to pigtail, 4-pole, 10-36 VDC, PNP LED, PUR jacket, black, 32.8ft/10m cable length, IP67, IP68 and IP69K. | Stock | 15.5 | 17
EVC322 | AutomationDirect connection cable, M12 right-angle female to axial male, 4-pole, 10-36 VDC, PNP LED, PUR jacket, black, 0.9ft/0.3m cable length, IP67, IP68 and IP69K. | Stock | 12 | 13.5
EVC323 | AutomationDirect connection cable, M12 right-angle female to axial male, 4-pole, 10-36 VDC, PNP LED, PUR jacket, black, 1.9ft/0.6m cable length, IP67, IP68 and IP69K. | Stock | 13.5 | 15
EVC324 | AutomationDirect connection cable, M12 right-angle female to axial male, 4-pole, 10-36 VDC, PNP LED, PUR jacket, black, 3.2ft/1m cable length, IP67, IP68 and IP69K. | Stock | 14 | 15.5
EVC325 | AutomationDirect connection cable, M12 right-angle female to axial male, 4-pole, 10-36 VDC, PNP LED, PUR jacket, black, 6.5ft/2m cable length, IP67, IP68 and IP69K. | Stock | 16 | 17.5
EVC326 | AutomationDirect connection cable, M12 right-angle female to axial male, 4-pole, 10-36 VDC, PNP LED, PUR jacket, black, 16.4ft/5m cable length, IP67, IP68 and IP69K. | Stock | 18.5 | 20.5
EVC327 | AutomationDirect connection cable, M12 right-angle female to axial male, 4-pole, 10-36 VDC, PNP LED, PUR jacket, black, 32.8ft/10m cable length, IP67, IP68 and IP69K. | Stock | 23 | 25.5
EVP-AA-PL | NITRA manual valve, 2-port (3-way), 2-position, N.O., metal plunger, spring return, axial ports, (1) 5/32in (4mm) PTC tubing inlet(s), (1) 5/32in (4mm) PTC tubing outlet(s), (1) vent hole exhaust(s), Cv=0.13. | Stock | 21.5 | 22.5
EVP-AA-R | NITRA manual valve, 2-port (3-way), 2-position, N.O., metal plunger with metal roller, spring return, axial ports, (1) 5/32in (4mm) PTC tubing inlet(s), (1) 5/32in (4mm) PTC tubing outlet(s), (1) vent hole exhaust(s), Cv=0.13. | Stock | 23 | 24
EVP-AS-PL | NITRA manual valve, 2-port (3-way), 2-position, N.O., metal plunger, spring return, side ports, (1) 5/32in (4mm) PTC tubing inlet(s), (1) 5/32in (4mm) PTC tubing outlet(s), (1) vent hole exhaust(s), Cv=0.13. | Stock | 19.5 | 20.5
EVP-AS-R | NITRA manual valve, 2-port (3-way), 2-position, N.O., metal plunger with metal roller, spring return, side ports, (1) 5/32in (4mm) PTC tubing inlet(s), (1) 5/32in (4mm) PTC tubing outlet(s), (1) vent hole exhaust(s), Cv=0.13. | Stock | 23.5 | 24.5
EVP-CA-PL | NITRA manual valve, 2-port (3-way), 2-position, N.C., metal plunger, spring return, axial ports, (1) 5/32in (4mm) PTC tubing inlet(s), (1) 5/32in (4mm) PTC tubing outlet(s), (1) vent hole exhaust(s), Cv=0.13. | Stock | 19.5 | 20.5
EVP-CA-PL-PNL | NITRA manual valve, 2-port (3-way), 2-position, N.C., metal plunger, spring return, axial ports, (1) 5/32in (4mm) PTC tubing inlet(s), (1) 5/32in (4mm) PTC tubing outlet(s), (1) vent hole exhaust(s), Cv=0.13, through panel mount. | Stock | 21 | 22
EVP-CA-R | NITRA manual valve, 2-port (3-way), 2-position, N.C., metal plunger with metal roller, spring return, axial ports, (1) 5/32in (4mm) PTC tubing inlet(s), (1) 5/32in (4mm) PTC tubing outlet(s), (1) vent hole exhaust(s), Cv=0.13. | Stock | 23 | 24
EVP-CA-T | NITRA manual valve, 2-port (3-way), 2-position, N.C., metal plunger with one-way metal roller, spring return, axial ports, (1) 5/32in (4mm) PTC tubing inlet(s), (1) 5/32in (4mm) PTC tubing outlet(s), (1) vent hole exhaust(s), Cv=0.13. | Stock | 24.5 | 25.5
EVP-CS-PL | NITRA manual valve, 2-port (3-way), 2-position, N.C., metal plunger, spring return, side ports, (1) 5/32in (4mm) PTC tubing inlet(s), (1) 5/32in (4mm) PTC tubing outlet(s), (1) vent hole exhaust(s), Cv=0.13. | Stock | 18 | 18.5
EVP-CS-PL-PNL | NITRA manual valve, 2-port (3-way), 2-position, N.C., metal plunger, spring return, side ports, (1) 5/32in (4mm) PTC tubing inlet(s), (1) 5/32in (4mm) PTC tubing outlet(s), (1) vent hole exhaust(s), Cv=0.13, through panel mount. | Stock | 19 | 20
EVP-CS-R | NITRA manual valve, 2-port (3-way), 2-position, N.C., metal plunger with metal roller, spring return, side ports, (1) 5/32in (4mm) PTC tubing inlet(s), (1) 5/32in (4mm) PTC tubing outlet(s), (1) vent hole exhaust(s), Cv=0.13. | Stock | 21 | 22
EVP-CS-T | NITRA manual valve, 2-port (3-way), 2-position, N.C., metal plunger with one-way metal roller, spring return, side ports, (1) 5/32in (4mm) PTC tubing inlet(s), (1) 5/32in (4mm) PTC tubing outlet(s), (1) vent hole exhaust(s), Cv=0.13. | Stock | 22.5 | 23.5
EVT221 | AutomationDirect connection cable, M12 axial female to pigtail, 4-pole, PVC jacket, orange, 16.4ft/5m cable length, IP67, IP68 and IP69K, suitable for food and beverage applications. | Stock | 14 | 15.5
EVT222 | AutomationDirect connection cable, M12 right-angle female to pigtail, 4-pole, PVC jacket, orange, 16.4ft/5m cable length, IP67, IP68 and IP69K, suitable for food and beverage applications. | Stock | 14 | 15.5
EVT223 | AutomationDirect connection cable, M12 axial female to pigtail, 4-pole, PVC jacket, orange, 32.8ft/10m cable length, IP67, IP68 and IP69K, suitable for food and beverage applications. | Stock | 19 | 21
EVT224 | AutomationDirect connection cable, M12 right-angle female to pigtail, 4-pole, PVC jacket, orange, 32.8ft/10m cable length, IP67, IP68 and IP69K, suitable for food and beverage applications. | Stock | 19 | 21
EVT225 | AutomationDirect connection cable, M12 axial female to axial male, 4-pole, PVC jacket, orange, 0.9ft/0.3m cable length, IP67, IP68 and IP69K, suitable for food and beverage applications. | Stock | 17 | 19
EVT226 | AutomationDirect connection cable, M12 right-angle female to axial male, 4-pole, PVC jacket, orange, 0.9ft/0.3m cable length, IP67, IP68 and IP69K, suitable for food and beverage applications. | Stock | 18 | 20
EVT227 | AutomationDirect connection cable, M12 axial female to axial male, 4-pole, PVC jacket, orange, 1.9ft/0.6m cable length, IP67, IP68 and IP69K, suitable for food and beverage applications. | Stock | 18.5 | 20.5
EVT228 | AutomationDirect connection cable, M12 right-angle female to axial male, 4-pole, PVC jacket, orange, 1.9ft/0.6m cable length, IP67, IP68 and IP69K, suitable for food and beverage applications. | Stock | 20 | 22
EVT229 | AutomationDirect connection cable, M12 axial female to axial male, 4-pole, PVC jacket, orange, 3.2ft/1m cable length, IP67, IP68 and IP69K, suitable for food and beverage applications. | Stock | 22.5 | 25
EVT230 | AutomationDirect connection cable, M12 right-angle female to axial male, 4-pole, PVC jacket, orange, 3.2ft/1m cable length, IP67, IP68 and IP69K, suitable for food and beverage applications. | Stock | 17 | 19
EVT231 | AutomationDirect connection cable, M12 axial female to axial male, 4-pole, PVC jacket, orange, 6.5ft/2m cable length, IP67, IP68 and IP69K, suitable for food and beverage applications. | Stock | 18 | 20
EVT232 | AutomationDirect connection cable, M12 right-angle female to axial male, 4-pole, PVC jacket, orange, 6.5ft/2m cable length, IP67, IP68 and IP69K, suitable for food and beverage applications. | Stock | 18.5 | 20.5
EVT233 | AutomationDirect connection cable, M12 axial female to axial male, 4-pole, PVC jacket, orange, 16.4ft/5m cable length, IP67, IP68 and IP69K, suitable for food and beverage applications. | Stock | 20 | 22
EVT234 | AutomationDirect connection cable, M12 right-angle female to axial male, 4-pole, PVC jacket, orange, 16.4ft/5m cable length, IP67, IP68 and IP69K, suitable for food and beverage applications. | Stock | 22.5 | 25
EVT421 | AutomationDirect connection cable, M8 axial female to pigtail, 4-pole, PVC jacket, orange, 6.5ft/2m cable length, IP65, IP67, IP68 and IP69K, suitable for food and beverage applications. | Stock | 11 | 12
EVT422 | AutomationDirect connection cable, M8 axial female to pigtail, 4-pole, PVC jacket, orange, 16.4ft/5m cable length, IP65, IP67, IP68 and IP69K, suitable for food and beverage applications. | Stock | 14.5 | 16
EVT423 | AutomationDirect connection cable, M8 axial female to pigtail, 4-pole, PVC jacket, orange, 32.8ft/10m cable length, IP65, IP67, IP68 and IP69K, suitable for food and beverage applications. | Stock | 19.5 | 21.5
EVT424 | AutomationDirect connection cable, M8 right-angle female to pigtail, 4-pole, PVC jacket, orange, 6.5ft/2m cable length, IP65, IP67, IP68 and IP69K, suitable for food and beverage applications. | Stock | 11 | 12
EVT425 | AutomationDirect connection cable, M8 right-angle female to pigtail, 4-pole, PVC jacket, orange, 16.4ft/5m cable length, IP65, IP67, IP68 and IP69K, suitable for food and beverage applications. | Stock | 14.5 | 16
EVT426 | AutomationDirect connection cable, M8 right-angle female to pigtail, 4-pole, PVC jacket, orange, 32.8ft/10m cable length, IP65, IP67, IP68 and IP69K, suitable for food and beverage applications. | Stock | 19.5 | 21.5
EVT428 | AutomationDirect connection cable, M8 axial female to axial male, 4-pole, PVC jacket, orange, 1.9ft/0.6m cable length, IP65, IP67, IP68 and IP69K, suitable for food and beverage applications. | Stock | 16.5 | 18.5
EVT429 | AutomationDirect connection cable, M8 axial female to axial male, 4-pole, PVC jacket, orange, 3.2ft/1m cable length, IP65, IP67, IP68 and IP69K, suitable for food and beverage applications. | Stock | 17.5 | 19.5
EVT430 | AutomationDirect connection cable, M8 axial female to axial male, 4-pole, PVC jacket, orange, 6.5ft/2m cable length, IP65, IP67, IP68 and IP69K, suitable for food and beverage applications. | Stock | 21.5 | 24
EVT431 | AutomationDirect connection cable, M8 axial female to axial male, 4-pole, PVC jacket, orange, 16.4ft/5m cable length, IP65, IP67, IP68 and IP69K, suitable for food and beverage applications. | Stock | 24.5 | 27
EVT433 | AutomationDirect connection cable, M8 axial male to right-angle female, 4-pole, PVC jacket, orange, 1.9ft/0.6m cable length, IP65, IP67, IP68 and IP69K, suitable for food and beverage applications. | Stock | 16.5 | 18.5
EVT434 | AutomationDirect connection cable, M8 axial male to right-angle female, 4-pole, PVC jacket, orange, 3.2ft/1m cable length, IP65, IP67, IP68 and IP69K, suitable for food and beverage applications. | Stock | 17.5 | 19.5
EVT435 | AutomationDirect connection cable, M8 axial male to right-angle female, 4-pole, PVC jacket, orange, 6.5ft/2m cable length, IP65, IP67, IP68 and IP69K, suitable for food and beverage applications. | Stock | 21.5 | 24
EVT436 | AutomationDirect connection cable, M8 axial male to right-angle female, 4-pole, PVC jacket, orange, 16.4ft/5m cable length, IP65, IP67, IP68 and IP69K, suitable for food and beverage applications. | Stock | 24.5 | 27
EWS21.1.V | Schmersal selector switch, IP65, 30mm, 2-position, maintained, operator only, plastic base, metal bezel, Operator: black, lever, 29.5mm, round, plastic. | Stock | 35.5
EWS21.V | Schmersal selector switch, IP65, 30mm, 2-position, maintained, operator only, plastic base, metal bezel, Operator: black, knob, 29.5mm, round, plastic. | Stock | 35.5
EWS32.1V | Schmersal selector switch, IP65, 30mm, 3-position, maintained, operator only, plastic base, metal bezel, Operator: black, lever, 29.5mm, round, plastic. | Stock | 43
EWS32.V | Schmersal selector switch, IP65, 30mm, 3-position, maintained, operator only, plastic base, metal bezel, Operator: black, knob, 29.5mm, round, plastic. | Stock | 43
EWT21.1V | Schmersal selector switch, IP65, 30mm, 2-position, spring return from right, operator only, plastic base, metal bezel, Operator: black, lever, 29.5mm, round, plastic. | Stock | 36.5
EWT21.V | Schmersal selector switch, IP65, 30mm, 2-position, spring return from right, operator only, plastic base, metal bezel, Operator: black, knob, 29.5mm, round, plastic. | Stock | 36.5
EWT32.1V | Schmersal selector switch, IP65, 30mm, 3-position, spring return to center from right or left, operator only, plastic base, metal bezel, Operator: black, lever, 29.5mm, round, plastic. | Stock | 43
EWT32.V | Schmersal selector switch, IP65, 30mm, 3-position, spring return to center from right or left, operator only, plastic base, metal bezel, Operator: black, knob, 29.5mm, round, plastic. | Stock | 43
EZPMFHD | Hammond mounting feet, carbon steel, clear zinc-plated finish. Package of 4. For use with Eclipse series enclosures. | Stock | 14.5 | 15.5
F0-04AD-1 | DirectLOGIC DL05/06 analog input module, 4-channel, current, 12-bit, input current signal range(s) of 4-20 mA, 0-20 mA. | Stock | 108 | 112
F0-04AD-2 | DirectLOGIC DL05/06 analog input module, 4-channel, voltage, 12-bit, input voltage signal range(s) of 0-5 VDC, 0-10 VDC. | Stock | 157 | 163
F0-04DAH-1 | DirectLOGIC DL05/06 analog output module, 4-channel, current, 16-bit, output current signal range(s) of 4-20 mA, external 24 VDC required. | Stock | 193 | 201
F0-04DAH-2 | DirectLOGIC DL05/06 analog output module, 4-channel, voltage, 16-bit, output voltage signal range(s) of 0-10 VDC, external 24 VDC required. | Stock | 182 | 189
F0-04RTD | DirectLOGIC DL05/06 temperature input module, RTD, 4-channel, 16-bit resolution, input RTD type(s): Pt100, Pt1000, JPt100, Cu10, Cu25 and Ni120. | Stock | 266 | 277
F0-04THM | DirectLOGIC DL05/06 temperature input module, thermocouple, 4-channel, 16-bit resolution, input thermocouple type(s): J, E, K, R, S, T, B, N, C. | Stock | 281 | 292
F0-04TRS | DirectLOGIC DL05/06 relay output module, 4-point, 6-48 VDC/6-208 VAC, (2) Form A, (2) Form C, 4 isolated common(s), 1 point(s) per common, 3A/point. Removable terminal block included. | Stock | 56 | 58
F0-08ADH-1 | DirectLOGIC DL05/06 analog input module, 8-channel, current, 16-bit, input current signal range(s) of 0-20 mA. | Stock | 181 | 188
F0-08ADH-2 | DirectLOGIC DL05/06 analog input module, 8-channel, voltage, 16-bit, input voltage signal range(s) of 0-5 VDC, 0-10 VDC, external 24 VDC required. | Stock | 190 | 198
F0-08DAH-1 | DirectLOGIC DL05/06 analog output module, 8-channel, current, 16-bit, output current signal range(s) of 4-20 mA, external 24 VDC required. | Stock | 254 | 264
F0-08DAH-2 | DirectLOGIC DL05/06 analog output module, 8-channel, voltage, 16-bit, output voltage signal range(s) of 0-10 VDC, external 24 VDC required. | Stock | 242 | 252
F0-08NA-1 | DirectLOGIC DL05/06 discrete input module, 8-point, 120 VAC/VDC, 2 isolated common(s), 4 point(s) per common. Removable terminal block included. | Stock | 69 | 72
F0-08SIM | DirectLOGIC DL05/06 simulator input module, 8-point. For use with DL05 and DL06 PLCs. | Stock | 48 | 50
F0-2AD2DA-2 | DirectLOGIC DL05/06 analog combo module, Input: 2-channel, voltage, 0-5 VDC and 0-10 VDC, Output: 2-channel, voltage, 0-5 VDC and 0-10 VDC. | Stock | 204 | 212
F0-4AD2DA-1 | DirectLOGIC DL05/06 analog combo module, Input: 4-channel, current, 0-20 mA and 4-20 mA, Output: 2-channel, current, 0-20 mA and 4-20 mA. | Stock | 259 | 269
F0-4AD2DA-2 | DirectLOGIC DL05/06 analog combo module, Input: 4-channel, voltage, 0-5 VDC and 0-10 VDC, Output: 2-channel, voltage, 0-5 VDC and 0-10 VDC. | Stock | 287 | 298
F0-CP128 | DirectLOGIC DL05/06 communication module, ASCII, 3 ports, buffered, 128k program memory, 100 MHz maximum switching frequency, (2) RS-232 and (1) RS-485 port(s). For use with DL05 and DL06 PLCs. | Stock | 266 | 277
F0-IOCON | DirectLOGIC DL05/06 terminal blocks, 90-degree screw type, replacement. Package of 2. For use with F0-04AD-1, F0-04AD-2, F0-2AD2DA-2, F0-4AD2DA-1, F0-4AD2DA-2 and H0-CTRIO(2) I/O modules. | Stock | 18.5 | 19
F0-IOCON-THM | DirectLOGIC DL05/06 terminal block, 90-degree screw type, replacement. For use with F0-04THM thermocouple input module. (1) CJC sensor included. | Stock | 18 | 18.5
F0S03C | Eaton flange handle, lever, external front mount, defeatable, NEMA 1/12. For use with Automationdirect (Eaton) 100A frame MCCBs. 3ft cable included. | Stock | 347 | 361
F0S03HP | Eaton flange handle, lever, external front mount, 2-position, lockable in OFF only, defeatable, NEMA 1/3R/12. For use with Automationdirect (Eaton) 100A frame MCCBs. 3ft cable included. | Stock | 236
F0S03HPX | Eaton flange handle, lever, external front mount, 2-position, lockable in OFF only, defeatable, NEMA 4/4X. For use with Automationdirect (Eaton) 100A frame MCCBs. 3ft cable included. | Stock | 260
F0S06C | Eaton flange handle, lever, external front mount, defeatable, NEMA 1/12. For use with Automationdirect (Eaton) 100A frame MCCBs. 6ft cable included. | Stock | 388 | 404
F0S06HP | Eaton flange handle, lever, external front mount, 2-position, lockable in OFF only, defeatable, NEMA 1/3R/12. For use with Automationdirect (Eaton) 100A frame MCCBs. 6ft cable included. | Stock | 269
F0S06HPX | Eaton flange handle, lever, external front mount, 2-position, lockable in OFF only, defeatable, NEMA 4/4X. For use with Automationdirect (Eaton) 100A frame MCCBs. 6ft cable included. | Stock | 296
F12005DD | NITRA pneumatic air cylinder, all stainless steel non-repairable, 3/4in bore, 1/2in stroke, double acting, double end mount. | Stock | 83 | 86
F12005DN | NITRA pneumatic air cylinder, all stainless steel non-repairable, 3/4in bore, 1/2in stroke, double acting, front nose mount. | Stock | 77 | 80
F12010DD | NITRA pneumatic air cylinder, all stainless steel non-repairable, 3/4in bore, 1in stroke, double acting, double end mount. | Stock | 91 | 95
F12010DD-M | NITRA pneumatic air cylinder, all stainless steel non-repairable, 3/4in bore, 1in stroke, double acting, magnetic piston, double end mount. | Stock | 100 | 104
F12010DN | NITRA pneumatic air cylinder, all stainless steel non-repairable, 3/4in bore, 1in stroke, double acting, front nose mount. | Stock | 79 | 82
F12015DN | NITRA pneumatic air cylinder, all stainless steel non-repairable, 3/4in bore, 1-1/2in stroke, double acting, front nose mount. | Stock | 80 | 83
F12020DD | NITRA pneumatic air cylinder, all stainless steel non-repairable, 3/4in bore, 2in stroke, double acting, double end mount. | Stock | 97 | 101
F12020DD-M | NITRA pneumatic air cylinder, all stainless steel non-repairable, 3/4in bore, 2in stroke, double acting, magnetic piston, double end mount. | Stock | 106 | 110
F12020DN | NITRA pneumatic air cylinder, all stainless steel non-repairable, 3/4in bore, 2in stroke, double acting, front nose mount. | Stock | 80 | 83
F12030DD | NITRA pneumatic air cylinder, all stainless steel non-repairable, 3/4in bore, 3in stroke, double acting, double end mount. | Stock | 98 | 102
F12030DD-M | NITRA pneumatic air cylinder, all stainless steel non-repairable, 3/4in bore, 3in stroke, double acting, magnetic piston, double end mount. | Stock | 104 | 108
F12030DN | NITRA pneumatic air cylinder, all stainless steel non-repairable, 3/4in bore, 3in stroke, double acting, front nose mount. | Stock | 80 | 83
F12040DD | NITRA pneumatic air cylinder, all stainless steel non-repairable, 3/4in bore, 4in stroke, double acting, double end mount. | Stock | 99 | 103
F12040DD-M | NITRA pneumatic air cylinder, all stainless steel non-repairable, 3/4in bore, 4in stroke, double acting, magnetic piston, double end mount. | Stock | 110 | 114
F12040DN | NITRA pneumatic air cylinder, all stainless steel non-repairable, 3/4in bore, 4in stroke, double acting, front nose mount. | Stock | 85 | 88
F12050DD | NITRA pneumatic air cylinder, all stainless steel non-repairable, 3/4in bore, 5in stroke, double acting, double end mount. | Stock | 101 | 105
F12050DD-M | NITRA pneumatic air cylinder, all stainless steel non-repairable, 3/4in bore, 5in stroke, double acting, magnetic piston, double end mount. | Stock | 106 | 110
F12050DN | NITRA pneumatic air cylinder, all stainless steel non-repairable, 3/4in bore, 5in stroke, double acting, front nose mount. | Stock | 86 | 89
F12060DD | NITRA pneumatic air cylinder, all stainless steel non-repairable, 3/4in bore, 6in stroke, double acting, double end mount. | Stock | 100 | 104
F12060DD-M | NITRA pneumatic air cylinder, all stainless steel non-repairable, 3/4in bore, 6in stroke, double acting, magnetic piston, double end mount. | Stock | 110 | 114
F12060DN | NITRA pneumatic air cylinder, all stainless steel non-repairable, 3/4in bore, 6in stroke, double acting, front nose mount. | Stock | 87 | 90
F12080DD | NITRA pneumatic air cylinder, all stainless steel non-repairable, 3/4in bore, 8in stroke, double acting, double end mount. | Stock | 103 | 107
F12080DD-M | NITRA pneumatic air cylinder, all stainless steel non-repairable, 3/4in bore, 8in stroke, double acting, magnetic piston, double end mount. | Stock | 113 | 118
F12080DN | NITRA pneumatic air cylinder, all stainless steel non-repairable, 3/4in bore, 8in stroke, double acting, front nose mount. | Stock | 90 | 94
F12100DD | NITRA pneumatic air cylinder, all stainless steel non-repairable, 3/4in bore, 10in stroke, double acting, double end mount. | Stock | 111 | 115
F12100DD-M | NITRA pneumatic air cylinder, all stainless steel non-repairable, 3/4in bore, 10in stroke, double acting, magnetic piston, double end mount. | Stock | 116 | 121
F12100DN | NITRA pneumatic air cylinder, all stainless steel non-repairable, 3/4in bore, 10in stroke, double acting, front nose mount. | Stock | 93 | 97
F12120DD | NITRA pneumatic air cylinder, all stainless steel non-repairable, 3/4in bore, 12in stroke, double acting, double end mount. | Stock | 111 | 115
F12120DD-M | NITRA pneumatic air cylinder, all stainless steel non-repairable, 3/4in bore, 12in stroke, double acting, magnetic piston, double end mount. | Stock | 119 | 124
F12120DN | NITRA pneumatic air cylinder, all stainless steel non-repairable, 3/4in bore, 12in stroke, double acting, front nose mount. | Stock | 96 | 100
F16-ADPTR-10 | ProSense mounting bracket, zinc plated copper, 10mm profile rail mount. For use with F16 series photoelectric sensors. | Stock | 23 | 26.5
F16-ADPTR-8 | ProSense mounting bracket, zinc plated copper, 8mm profile rail mount. For use with F16 series photoelectric sensors. | Stock | 22 | 25.5
F16-BRKT | ProSense mounting bracket, parallel, anodized aluminum. For use with F16 series photoelectric sensors. | Stock | 31 | 36
F16-BRKT-90 | ProSense mounting bracket, right-angle, stainless steel. For use with F16 series photoelectric sensors. | Stock | 11 | 12.5
F16R6-LN-1F | ProSense photoelectric sensor, rectangular, diffuse, visible red light emission, 1-60mm sensing distance, light-on, NPN, 500 Hz switching frequency, die-cast zinc housing, 3-pin M8 quick-disconnect. | Stock | 85 | 98
F16R6-LP-1F | ProSense photoelectric sensor, rectangular, diffuse, visible red light emission, 1-60mm sensing distance, light-on, PNP, 500 Hz switching frequency, die-cast zinc housing, 3-pin M8 quick-disconnect. | Stock | 85 | 98
F16RE-00-1F | ProSense photoelectric sensor, rectangular, die-cast zinc housing, through-beam emitter, visible red light emission, 0-2.2m sensing distance, 10-30 VDC operating voltage, 2-wire, 3-pin M8 quick-disconnect. | Stock | 75 | 87
F16RP-DN-1F | ProSense photoelectric sensor, rectangular, polarized retroreflective, visible red light emission, 0-1m sensing distance, dark-on, NPN, 3-wire, 3-pin M8 quick-disconnect. | Stock | 85 | 98
F16RP-DP-1F | ProSense photoelectric sensor, rectangular, polarized retroreflective, visible red light emission, 0-1m sensing distance, dark-on, PNP, 3-wire, 3-pin M8 quick-disconnect. | Stock | 85 | 98
F16RR-DN-1F | ProSense photoelectric sensor, rectangular, die-cast zinc housing, through-beam receiver, 0-2.2m sensing distance, 10-30 VDC operating voltage, dark-on, NPN, 3-wire, 3-pin M8 quick-disconnect. | Stock | 75 | 87
F16RR-DP-1F | ProSense photoelectric sensor, rectangular, die-cast zinc housing, through-beam receiver, 0-2.2m sensing distance, 10-30 VDC operating voltage, dark-on, PNP, 3-wire, 3-pin M8 quick-disconnect. | Stock | 75 | 87
F16RS-LN-1F | ProSense photoelectric sensor, rectangular, die-cast zinc, diffuse with background suppression, 5-30mm sensing distance, light-on, NPN, 500 Hz switching frequency, 0.6ft/0.2m cable length, 3-pin M8 quick-disconnect. | Stock | 95 | 110
F16RS-LP-1F | ProSense photoelectric sensor, rectangular, die-cast zinc, diffuse with background suppression, 5-30mm sensing distance, light-on, PNP, 500 Hz switching frequency, 0.6ft/0.2m cable length, 3-pin M8 quick-disconnect. | Stock | 95 | 110
F17005DN | NITRA pneumatic air cylinder, all stainless steel non-repairable, 1-1/16in bore, 1/2in stroke, double acting, front nose mount. | Stock | 84 | 87
F17010DD | NITRA pneumatic air cylinder, all stainless steel non-repairable, 1-1/16in bore, 1in stroke, double acting, double end mount. | Stock | 101 | 105
F17010DD-M | NITRA pneumatic air cylinder, all stainless steel non-repairable, 1-1/16in bore, 1in stroke, double acting, magnetic piston, double end mount. | Stock | 113 | 118
F17010DN | NITRA pneumatic air cylinder, all stainless steel non-repairable, 1-1/16in bore, 1in stroke, double acting, front nose mount. | Stock | 86 | 89
F17020DD | NITRA pneumatic air cylinder, all stainless steel non-repairable, 1-1/16in bore, 2in stroke, double acting, double end mount. | Stock | 103 | 107
F17020DD-M | NITRA pneumatic air cylinder, all stainless steel non-repairable, 1-1/16in bore, 2in stroke, double acting, magnetic piston, double end mount. | Stock | 114 | 119
F17020DN | NITRA pneumatic air cylinder, all stainless steel non-repairable, 1-1/16in bore, 2in stroke, double acting, front nose mount. | Stock | 87 | 90
F17030DD | NITRA pneumatic air cylinder, all stainless steel non-repairable, 1-1/16in bore, 3in stroke, double acting, double end mount. | Stock | 105 | 109
F17030DD-M | NITRA pneumatic air cylinder, all stainless steel non-repairable, 1-1/16in bore, 3in stroke, double acting, magnetic piston, double end mount. | Stock | 116 | 121
F17030DN | NITRA pneumatic air cylinder, all stainless steel non-repairable, 1-1/16in bore, 3in stroke, double acting, front nose mount. | Stock | 89 | 93
F17040DD | NITRA pneumatic air cylinder, all stainless steel non-repairable, 1-1/16in bore, 4in stroke, double acting, double end mount. | Stock | 108 | 112
F17040DD-M | NITRA pneumatic air cylinder, all stainless steel non-repairable, 1-1/16in bore, 4in stroke, double acting, magnetic piston, double end mount. | Stock | 118 | 123
F17040DN | NITRA pneumatic air cylinder, all stainless steel non-repairable, 1-1/16in bore, 4in stroke, double acting, front nose mount. | Stock | 90 | 94
F17050DD | NITRA pneumatic air cylinder, all stainless steel non-repairable, 1-1/16in bore, 5in stroke, double acting, double end mount. | Stock | 103 | 107
F17050DD-M | NITRA pneumatic air cylinder, all stainless steel non-repairable, 1-1/16in bore, 5in stroke, double acting, magnetic piston, double end mount. | Stock | 119 | 124
F17050DN | NITRA pneumatic air cylinder, all stainless steel non-repairable, 1-1/16in bore, 5in stroke, double acting, front nose mount. | Stock | 91 | 95
F17060DD | NITRA pneumatic air cylinder, all stainless steel non-repairable, 1-1/16in bore, 6in stroke, double acting, double end mount. | Stock | 110 | 114
F17060DD-M | NITRA pneumatic air cylinder, all stainless steel non-repairable, 1-1/16in bore, 6in stroke, double acting, magnetic piston, double end mount. | Stock | 120 | 125
F17060DN | NITRA pneumatic air cylinder, all stainless steel non-repairable, 1-1/16in bore, 6in stroke, double acting, front nose mount. | Stock | 93 | 97
F17080DD | NITRA pneumatic air cylinder, all stainless steel non-repairable, 1-1/16in bore, 8in stroke, double acting, double end mount. | Stock | 113 | 118
F17080DD-M | NITRA pneumatic air cylinder, all stainless steel non-repairable, 1-1/16in bore, 8in stroke, double acting, magnetic piston, double end mount. | Stock | 124 | 129
F17080DN | NITRA pneumatic air cylinder, all stainless steel non-repairable, 1-1/16in bore, 8in stroke, double acting, front nose mount. | Stock | 96 | 100
F17100DD | NITRA pneumatic air cylinder, all stainless steel non-repairable, 1-1/16in bore, 10in stroke, double acting, double end mount. | Stock | 116 | 121
F17100DD-M | NITRA pneumatic air cylinder, all stainless steel non-repairable, 1-1/16in bore, 10in stroke, double acting, magnetic piston, double end mount. | Stock | 127 | 132
F17100DN | NITRA pneumatic air cylinder, all stainless steel non-repairable, 1-1/16in bore, 10in stroke, double acting, front nose mount. | Stock | 96 | 100
F17120DD | NITRA pneumatic air cylinder, all stainless steel non-repairable, 1-1/16in bore, 12in stroke, double acting, double end mount. | Stock | 119 | 124
F17120DD-M | NITRA pneumatic air cylinder, all stainless steel non-repairable, 1-1/16in bore, 12in stroke, double acting, magnetic piston, double end mount. | Stock | 131 | 136
F17120DN | NITRA pneumatic air cylinder, all stainless steel non-repairable, 1-1/16in bore, 12in stroke, double acting, front nose mount. | Stock | 103 | 107
F1-DVNET-M | DL-105 DeviceNet manual, free download only. | Stock | 0
F1S03C | Eaton flange handle, lever, external front mount, 2-position, lockable in OFF only, defeatable, NEMA 1/12. For use with Automationdirect (Eaton) 225A frame MCCBs. 3ft cable included. | Stock | 388 | 404
F1S03HP | Eaton flange handle, lever, external front mount, 2-position, lockable in OFF only, defeatable, NEMA 1/3R/12. For use with Automationdirect (Eaton) 225A frame MCCBs. 3ft cable included. | Stock | 269
F1S03HPX | Eaton flange handle, lever, external front mount, 2-position, lockable in OFF only, defeatable, NEMA 4/4X. For use with Automationdirect (Eaton) 225A frame MCCBs. 3ft cable included. | Stock | 296
F1S06C | Eaton flange handle, lever, external front mount, 2-position, lockable in OFF only, defeatable, NEMA 1/12. For use with Automationdirect (Eaton) 225A frame MCCBs. 6ft cable included. | Stock | 421 | 438
F1S06HP | Eaton flange handle, lever, external front mount, 2-position, lockable in OFF only, defeatable, NEMA 1/3R/12. For use with Automationdirect (Eaton) 225A frame MCCBs. 6ft cable included. | Stock | 290
F1S06HPX | Eaton flange handle, lever, external front mount, 2-position, lockable in OFF only, defeatable, NEMA 4/4X. For use with Automationdirect (Eaton) 225A frame MCCBs. 6ft cable included. | Stock | 319
F2-02DA-1 | DirectLOGIC DL205 analog output module, 2-channel, current, 12-bit, output current signal range(s) of 4-20 mA, external 24 VDC required. | Stock | 217 | 226
F2-02DA-2 | DirectLOGIC DL205 analog output module, 2-channel, voltage, 12-bit, output voltage signal range(s) of 0-5 VDC, 0-10 VDC, +/- 5 VDC and +/- 10 VDC, external 24 VDC required. | Stock | 228 | 237
F2-02DAS-1 | DirectLOGIC DL205 analog output module, 2-channel, current, 16-bit, isolated, output current signal range(s) of 4-20 mA, external 24 VDC required. | Stock | 303 | 315
F2-02DAS-2 | DirectLOGIC DL205 analog output module, 2-channel, voltage, 16-bit, isolated, output voltage signal range(s) of 0-5 VDC and 0-10 VDC, external 24 VDC required. | Stock | 330 | 343
F2-04AD-1 | DirectLOGIC DL205 analog input module, 4-channel, current, 12-bit, input current signal range(s) of 4-20 mA, external 24 VDC required. | Stock | 277 | 288
F2-04AD-2 | DirectLOGIC DL205 analog input module, 4-channel, voltage, 12-bit, input voltage signal range(s) of 0-5 VDC, 0-10 VDC, +/- 5 VDC, +/- 10 VDC, external 24 VDC required. | Stock | 303 | 315
F2-04RTD | DirectLOGIC DL205 temperature input module, RTD, 4-channel, 16-bit resolution, input RTD type(s): Pt100, JPt100, Cu10, Cu25 and Pt1000. | Stock | 415 | 432
F2-04THM | DirectLOGIC DL205 temperature input module, thermocouple, 4-channel, 16-bit resolution, input thermocouple type(s): J, E, K, R, S, T, B, N, C. | Stock | 408 | 424
F2-08AD-1 | DirectLOGIC DL205 analog input module, 8-channel, current, 12-bit, input current signal range(s) of 4-20 mA, external 24 VDC required. | Stock | 340 | 354
F2-08AD-2 | DirectLOGIC DL205 analog input module, 8-channel, voltage, 12-bit, input voltage signal range(s) of 0-5 VDC, 0-10 VDC, external 24 VDC required. | Stock | 362 | 376
F2-08DA-1 | DirectLOGIC DL205 analog output module, 8-channel, current, 12-bit, output current signal range(s) of 4-20 mA, external 24 VDC required. | Stock | 412 | 428
F2-08DA-2 | DirectLOGIC DL205 analog output module, 8-channel, voltage, 12-bit, output voltage signal range(s) of 0-5 VDC and 0-10 VDC, external 24 VDC required. | Stock | 371 | 386
F2-08SIM | DirectLOGIC DL205 simulator input module, 8-point. | Stock | 83 | 86
F2-08TA | DirectLOGIC DL205 discrete output module, 8-point, 24-120 VAC, 2 isolated common(s), 4 point(s) per common, 1.5A/point, 4A/common, 8A/module. Removable terminal block included. | Stock | 161 | 167
F2-08TR | DirectLOGIC DL205 relay output module, 8-point, 12-24 VDC/12-240 VAC, (8) Form A (SPST) no-suppression, 2 isolated common(s), 4 point(s) per common, 10A/common. Removable terminal block included. | Stock | 104 | 108
F2-08TRS | DirectLOGIC DL205 relay output module, 8-point, 12-24 VDC/12-240 VAC, (5) Form A (SPST) no-suppression, (3) Form C (SPDT) no-suppression, 8 isolated common(s), 1 point(s) per common, 7A/point max. Removable terminal block included. | Stock | 140 | 146
F2-16TD1P | DirectLOGIC DL205 discrete output module, 16-point, 12-24 VDC, sinking, 1 common(s), 16 point(s) per common, 0.25A/point continuous, overcurrent and overload protection. Removable terminal block included. | Stock | 125 | 130
F2-16TD2P | DirectLOGIC DL205 discrete output module, 16-point, 12-24 VDC, sourcing, 1 common(s), 16 point(s) per common, 0.25A/point continuous, overcurrent and overload protection. Removable terminal block included. | Stock | 126 | 131
F24010DD | NITRA pneumatic air cylinder, all stainless steel non-repairable, 1-1/2in bore, 1in stroke, double acting, double end mount. | Stock | 109 | 113
F24010DD-M | NITRA pneumatic air cylinder, all stainless steel non-repairable, 1-1/2in bore, 1in stroke, double acting, magnetic piston, double end mount. | Stock | 118 | 123
F24010DN | NITRA pneumatic air cylinder, all stainless steel non-repairable, 1-1/2in bore, 1in stroke, double acting, front nose mount. | Stock | 94 | 98
F24015DN | NITRA pneumatic air cylinder, all stainless steel non-repairable, 1-1/2in bore, 1-1/2in stroke, double acting, front nose mount. | Stock | 95 | 99
F24020DD | NITRA pneumatic air cylinder, all stainless steel non-repairable, 1-1/2in bore, 2in stroke, double acting, double end mount. | Stock | 111 | 115
F24020DD-M | NITRA pneumatic air cylinder, all stainless steel non-repairable, 1-1/2in bore, 2in stroke, double acting, magnetic piston, double end mount. | Stock | 124 | 129
F24020DN | NITRA pneumatic air cylinder, all stainless steel non-repairable, 1-1/2in bore, 2in stroke, double acting, front nose mount. | Stock | 96 | 100
F24030DD | NITRA pneumatic air cylinder, all stainless steel non-repairable, 1-1/2in bore, 3in stroke, double acting, double end mount. | Stock | 113 | 118
F24030DD-M | NITRA pneumatic air cylinder, all stainless steel non-repairable, 1-1/2in bore, 3in stroke, double acting, magnetic piston, double end mount. | Stock | 126 | 131
F24030DN | NITRA pneumatic air cylinder, all stainless steel non-repairable, 1-1/2in bore, 3in stroke, double acting, front nose mount. | Stock | 99 | 103
F24040DD | NITRA pneumatic air cylinder, all stainless steel non-repairable, 1-1/2in bore, 4in stroke, double acting, double end mount. | Stock | 115 | 120
F24040DD-M | NITRA pneumatic air cylinder, all stainless steel non-repairable, 1-1/2in bore, 4in stroke, double acting, magnetic piston, double end mount. | Stock | 131 | 136
F24040DN | NITRA pneumatic air cylinder, all stainless steel non-repairable, 1-1/2in bore, 4in stroke, double acting, front nose mount. | Stock | 101 | 105
F24050DD | NITRA pneumatic air cylinder, all stainless steel non-repairable, 1-1/2in bore, 5in stroke, double acting, double end mount. | Stock | 118 | 123
F24050DD-M | NITRA pneumatic air cylinder, all stainless steel non-repairable, 1-1/2in bore, 5in stroke, double acting, magnetic piston, double end mount. | Stock | 132 | 137
F24050DN | NITRA pneumatic air cylinder, all stainless steel non-repairable, 1-1/2in bore, 5in stroke, double acting, front nose mount. | Stock | 104 | 108
F24060DD | NITRA pneumatic air cylinder, all stainless steel non-repairable, 1-1/2in bore, 6in stroke, double acting, double end mount. | Stock | 122 | 127
F24060DD-M | NITRA pneumatic air cylinder, all stainless steel non-repairable, 1-1/2in bore, 6in stroke, double acting, magnetic piston, double end mount. | Stock | 134 | 139
F24060DN | NITRA pneumatic air cylinder, all stainless steel non-repairable, 1-1/2in bore, 6in stroke, double acting, front nose mount. | Stock | 108 | 112
F24080DD | NITRA pneumatic air cylinder, all stainless steel non-repairable, 1-1/2in bore, 8in stroke, double acting, double end mount. | Stock | 127 | 132
F24080DD-M | NITRA pneumatic air cylinder, all stainless steel non-repairable, 1-1/2in bore, 8in stroke, double acting, magnetic piston, double end mount. | Stock | 139 | 145
F24080DN | NITRA pneumatic air cylinder, all stainless steel non-repairable, 1-1/2in bore, 8in stroke, double acting, front nose mount. | Stock | 108 | 112
F24100DD | NITRA pneumatic air cylinder, all stainless steel non-repairable, 1-1/2in bore, 10in stroke, double acting, double end mount. | Stock | 132 | 137
F24100DD-M | NITRA pneumatic air cylinder, all stainless steel non-repairable, 1-1/2in bore, 10in stroke, double acting, magnetic piston, double end mount. | Stock | 145 | 151
F24100DN | NITRA pneumatic air cylinder, all stainless steel non-repairable, 1-1/2in bore, 10in stroke, double acting, front nose mount. | Stock | 116 | 121
F24120DD | NITRA pneumatic air cylinder, all stainless steel non-repairable, 1-1/2in bore, 12in stroke, double acting, double end mount. | Stock | 136 | 141
F24120DD-M | NITRA pneumatic air cylinder, all stainless steel non-repairable, 1-1/2in bore, 12in stroke, double acting, magnetic piston, double end mount. | Stock | 154 | 160
F24120DN | NITRA pneumatic air cylinder, all stainless steel non-repairable, 1-1/2in bore, 12in stroke, double acting, front nose mount. | Stock | 122 | 127
F2-4AD2DA | DirectLOGIC DL205 analog combo module, Input: 4-channel, current, 4-20 mA, Output: 2-channel, current, 4-20 mA. | Stock | 389 | 405
F25ASP1 | Eaton NEMA limit switch, side metal plunger, 90-degree adjustable head, (1) N.O./(1) N.C. contact(s), snap action, 39mm wide body, die-cast zinc, (1) 1/2in NPT cable entry. | Stock | 104 | 108
F25ASP2 | Eaton NEMA limit switch, side metal plunger adjustable, 90-degree adjustable head, (1) N.O./(1) N.C. contact(s), snap action, 39mm wide body, die-cast zinc, (1) 1/2in NPT cable entry. | Stock | 118 | 123
F25ASP3 | Eaton NEMA limit switch, side metal plunger with metal roller, 90-degree adjustable head, (1) N.O./(1) N.C. contact(s), snap action, 39mm wide body, die-cast zinc, (1) 1/2in NPT cable entry. | Stock | 118 | 123
F25ASRL142 | Eaton NEMA limit switch, side rotary 6in Nylatron loop, 90-degree adjustable head, (1) N.O./(1) N.C. contact(s), snap action, 39mm wide body, die-cast zinc, (1) 1/2in NPT cable entry. | Stock | 110 | 114
F25ASRL200 | Eaton NEMA limit switch, side rotary 1.5in stainless steel lever with Nylatron roller, 90-degree adjustable head, (1) N.O./(1) N.C. contact(s), snap action, 39mm wide body, die-cast zinc, (1) 1/2in NPT cable entry. | Stock | 100 | 104
F25ASRL201 | Eaton NEMA limit switch, side rotary adjustable stainless steel lever with Nylatron roller, 90-degree adjustable head, (1) N.O./(1) N.C. contact(s), snap action, 39mm wide body, die-cast zinc, (1) 1/2in NPT cable entry. | Stock | 110 | 114
F25ASRL355 | Eaton NEMA limit switch, side rotary 1.5in stainless steel lever with metal roller, 90-degree adjustable head, (1) N.O./(1) N.C. contact(s), snap action, 39mm wide body, die-cast zinc, (1) 1/2in NPT cable entry. | Stock | 100 | 104
F25ASRL421 | Eaton NEMA limit switch, side rotary adjustable spring stainless steel rod, 90-degree adjustable head, (1) N.O./(1) N.C. contact(s), snap action, 39mm wide body, die-cast zinc, (1) 1/2in NPT cable entry. | Stock | 110 | 114
F25ASRL539 | Eaton NEMA limit switch, side rotary adjustable stainless steel lever with ball bearing roller, 90-degree adjustable head, (1) N.O./(1) N.C. contact(s), snap action, 39mm wide body, die-cast zinc, (1) 1/2in NPT cable entry. | Stock | 114 | 119
F25ASRL548 | Eaton NEMA limit switch, side rotary 3in stainless steel lever with Nylatron roller, 90-degree adjustable head, (1) N.O./(1) N.C. contact(s), snap action, 39mm wide body, die-cast zinc, (1) 1/2in NPT cable entry. | Stock | 111 | 115
F25ASRL549 | Eaton NEMA limit switch, side rotary 2in stainless steel lever with metal roller, 90-degree adjustable head, (1) N.O./(1) N.C. contact(s), snap action, 39mm wide body, die-cast zinc, (1) 1/2in NPT cable entry. | Stock | 110 | 114
F25ASRL551 | Eaton NEMA limit switch, side rotary 3in stainless steel lever with metal roller, 90-degree adjustable head, (1) N.O./(1) N.C. contact(s), snap action, 39mm wide body, die-cast zinc, (1) 1/2in NPT cable entry. | Stock | 111 | 115
F25ATP1 | Eaton NEMA limit switch, metal plunger, 90-degree adjustable head, (1) N.O./(1) N.C. contact(s), snap action, 39mm wide body, die-cast zinc, (1) 1/2in NPT cable entry. | Stock | 98
F25ATP2 | Eaton NEMA limit switch, metal plunger adjustable, 90-degree adjustable head, (1) N.O./(1) N.C. contact(s), snap action, 39mm wide body, die-cast zinc, (1) 1/2in NPT cable entry. | Stock | 118 | 123
F25ATP3 | Eaton NEMA limit switch, metal plunger with metal roller, 90-degree adjustable head, (1) N.O./(1) N.C. contact(s), snap action, 39mm wide body, die-cast zinc, (1) 1/2in NPT cable entry. | Stock | 104 | 108
F25AW2 | Eaton NEMA limit switch, 360 degree nylon rod, 90-degree adjustable head, (1) N.O./(1) N.C. contact(s), snap action, 39mm wide body, die-cast zinc, (1) 1/2in NPT cable entry. | Stock | 96
F25AW3 | Eaton NEMA limit switch, 360 degree stainless steel rod, 90-degree adjustable head, (1) N.O./(1) N.C. contact(s), snap action, 39mm wide body, die-cast zinc, (1) 1/2in NPT cable entry. | Stock | 96
F25AW4 | Eaton NEMA limit switch, 360 degree stainless steel spring, 90-degree adjustable head, (1) N.O./(1) N.C. contact(s), snap action, 39mm wide body, die-cast zinc, (1) 1/2in NPT cable entry. | Stock | 98
F25BSP1 | Eaton NEMA limit switch, side metal plunger, 90-degree adjustable head, (2) N.O./(2) N.C. contact(s), snap action, 39mm wide body, die-cast zinc, (1) 1/2in NPT cable entry. | Stock | 132 | 137
F25BSP2 | Eaton NEMA limit switch, side metal plunger adjustable, 90-degree adjustable head, (2) N.O./(2) N.C. contact(s), snap action, 39mm wide body, die-cast zinc, (1) 1/2in NPT cable entry. | Stock | 144 | 150
F25BSP3 | Eaton NEMA limit switch, side metal plunger with metal roller, 90-degree adjustable head, (2) N.O./(2) N.C. contact(s), snap action, 39mm wide body, die-cast zinc, (1) 1/2in NPT cable entry. | Stock | 141 | 147
F25BSRL142 | Eaton NEMA limit switch, side rotary 6in Nylatron loop, 90-degree adjustable head, (2) N.O./(2) N.C. contact(s), snap action, 39mm wide body, die-cast zinc, (1) 1/2in NPT cable entry. | Stock | 133 | 138
F25BSRL200 | Eaton NEMA limit switch, side rotary 1.5in stainless steel lever with Nylatron roller, 90-degree adjustable head, (2) N.O./(2) N.C. contact(s), snap action, 39mm wide body, die-cast zinc, (1) 1/2in NPT cable entry. | Stock | 123 | 128
F25BSRL201 | Eaton NEMA limit switch, side rotary adjustable stainless steel lever with Nylatron roller, 90-degree adjustable head, (2) N.O./(2) N.C. contact(s), snap action, 39mm wide body, die-cast zinc, (1) 1/2in NPT cable entry. | Stock | 133 | 138
F25BSRL355 | Eaton NEMA limit switch, side rotary 1.5in stainless steel lever with metal roller, 90-degree adjustable head, (2) N.O./(2) N.C. contact(s), snap action, 39mm wide body, die-cast zinc, (1) 1/2in NPT cable entry. | Stock | 123 | 128
F25BSRL421 | Eaton NEMA limit switch, side rotary adjustable spring stainless steel rod, 90-degree adjustable head, (2) N.O./(2) N.C. contact(s), snap action, 39mm wide body, die-cast zinc, (1) 1/2in NPT cable entry. | Stock | 133 | 138
F25BSRL539 | Eaton NEMA limit switch, side rotary adjustable stainless steel lever with ball bearing roller, 90-degree adjustable head, (2) N.O./(2) N.C. contact(s), snap action, 39mm wide body, die-cast zinc, (1) 1/2in NPT cable entry. | Stock | 137 | 142
F25BSRL548 | Eaton NEMA limit switch, side rotary 3in stainless steel lever with Nylatron roller, 90-degree adjustable head, (2) N.O./(2) N.C. contact(s), snap action, 39mm wide body, die-cast zinc, (1) 1/2in NPT cable entry. | Stock | 134 | 139
F25BSRL549 | Eaton NEMA limit switch, side rotary 2in stainless steel lever with metal roller, 90-degree adjustable head, (2) N.O./(2) N.C. contact(s), snap action, 39mm wide body, die-cast zinc, (1) 1/2in NPT cable entry. | Stock | 133 | 138
F25BSRL551 | Eaton NEMA limit switch, side rotary 3in stainless steel lever with metal roller, 90-degree adjustable head, (2) N.O./(2) N.C. contact(s), snap action, 39mm wide body, die-cast zinc, (1) 1/2in NPT cable entry. | Stock | 134 | 139
F25BTP1 | Eaton NEMA limit switch, metal plunger, 90-degree adjustable head, (2) N.O./(2) N.C. contact(s), snap action, 39mm wide body, die-cast zinc, (1) 1/2in NPT cable entry. | Stock | 124 | 129
F25BTP2 | Eaton NEMA limit switch, metal plunger adjustable, 90-degree adjustable head, (2) N.O./(2) N.C. contact(s), snap action, 39mm wide body, die-cast zinc, (1) 1/2in NPT cable entry. | Stock | 144 | 150
F25BTP3 | Eaton NEMA limit switch, metal plunger with metal roller, 90-degree adjustable head, (2) N.O./(2) N.C. contact(s), snap action, 39mm wide body, die-cast zinc, (1) 1/2in NPT cable entry. | Stock | 132 | 137
F25BW2 | Eaton NEMA limit switch, 360 degree nylon rod, 90-degree adjustable head, (2) N.O./(2) N.C. contact(s), snap action, 39mm wide body, die-cast zinc, (1) 1/2in NPT cable entry. | Stock | 135 | 140
F25BW3 | Eaton NEMA limit switch, 360 degree stainless steel rod, 90-degree adjustable head, (2) N.O./(2) N.C. contact(s), snap action, 39mm wide body, die-cast zinc, (1) 1/2in NPT cable entry. | Stock | 135 | 140
F25BW4 | Eaton NEMA limit switch, 360 degree stainless steel spring, 90-degree adjustable head, (2) N.O./(2) N.C. contact(s), snap action, 39mm wide body, die-cast zinc, (1) 1/2in NPT cable entry. | Stock | 135 | 140
F2-8AD4DA-1 | DirectLOGIC DL205 analog combo module, Input: 8-channel, current, 0-20 mA, Output: 4-channel, current, 4-20 mA. | Stock | 488 | 508
F2-8AD4DA-2 | DirectLOGIC DL205 analog combo module, Input: 8-channel, voltage, 0-5 VDC and 0-10 VDC, Output: 4-channel, voltage, 0-5 VDC and 0-10 VDC. | Stock | 483 | 502
F2-CP128 | DirectLOGIC DL205 communication module, ASCII, 3 ports, buffered, 128k program memory, 26 MHz maximum switching frequency, (1) RS-232 and (2) RS-232/RS-422/RS-485 port(s). For use with D2-240, D2-250(-1), D2-260 and D2-262 CPU-based PLCs. | Stock | 465 | 484
F2-CP-M | DirectLOGIC DL205 user manual, free download only. For use with F2-CP128 overdrive coprocessor module. | Stock | 0
F-2D | Koyo mounting flange, 1.86in bolt hole circle, (1.05in height). For use with Koyo TRDA-2E series encoders. Flange and encoder mounting hardware included. | Stock | 36 | 41
F2-SDS-M | DirectLOGIC DL205 user manual, free download only. For use with F2-SDS-1 I/O base controller. | Stock | 0
F2-UNICON | Serial converter, RS-232 (RJ12) to RS-422/485 (6-pin terminal), 5 VDC from PLC nominal input, open frame, DIN rail mount. For use with DL05 and D2-240 CPUs. | Stock | 94 | 98
F3-04ADS | DirectLOGIC DL305 analog input module, 4-channel, current/voltage, 12-bit, isolated, input current signal range(s) of 0-20 mA, 4-20 mA, input voltage signal range(s) of 0-5 VDC, 0-10 VDC, 1-5 VDC, +/- 5 VDC, +/- 10 VDC. | Stock | 1140 | 1186
F3-04DA-1 | DirectLOGIC DL305 analog output module, 4-channel, current/voltage, 12-bit, output current signal range(s) of 4-12 mA and 4-20 mA, output voltage signal range(s) of 0-5 VDC and 0-10 VDC. | Stock | 691 | 719
F3-04DAS | DirectLOGIC DL305 analog output module, 4-channel, current/voltage, 12-bit, isolated, output current signal range(s) of 0-20 mA and 4-20 mA, output voltage signal range(s) of 0-5 VDC, 0-10 VDC, 1-5 VDC, +/- 5 VDC and +/- 10 VDC. | Stock | 958 | 996
F3-08AD-1 | DirectLOGIC DL305 analog input module, 8-channel, current, 12-bit, input current signal range(s) of 4-20 mA. | Stock | 639 | 665
F3-08THM-J | DirectLOGIC DL305 temperature input module, thermocouple, 8-channel, 12-bit resolution, input thermocouple type(s): J. | Stock | 906 | 942
F3-08TRS-1 | DirectLOGIC DL305 relay output module, 8-point, 12-24 VDC/12-240 VAC, (6) Form A (SPST) no-suppression, (2) Form C (SPDT) no-suppression, 8 isolated common(s), 1 point(s) per common, 10A/point. Removable terminal block included. | Stock | 230 | 239
F3-08TRS-2 | DirectLOGIC DL305 relay output module, 8-point, 12-24 VDC/12-240 VAC, (6) Form A (SPST) no-suppression, (2) Form C (SPDT) no-suppression, 8 isolated common(s), 1 point(s) per common, 5A/point. Removable terminal block included. | Stock | 245 | 255
F3-16AD | DirectLOGIC DL305 analog input module, 16-channel, current/voltage, 12-bit, input current signal range(s) of 0-20 mA, input voltage signal range(s) of 0-10 VDC, +/- 5 VDC, +/- 10 VDC. | Stock | 809 | 841
F3-16ND3F | DirectLOGIC DL305 discrete input module, 16-point, 5 VDC/12-24 VDC, sinking/sourcing, fast response, 2 common(s), 8 point(s) per common. Removable terminal block included. | Stock | 268 | 279
F32010DD | NITRA pneumatic air cylinder, all stainless steel non-repairable, 2in bore, 1in stroke, double acting, double end mount. | Stock | 116 | 121
F32010DD-M | NITRA pneumatic air cylinder, all stainless steel non-repairable, 2in bore, 1in stroke, double acting, magnetic piston, double end mount. | Stock | 132 | 137
F32010DN | NITRA pneumatic air cylinder, all stainless steel non-repairable, 2in bore, 1in stroke, double acting, front nose mount. | Stock | 101 | 105
F32020DD | NITRA pneumatic air cylinder, all stainless steel non-repairable, 2in bore, 2in stroke, double acting, double end mount. | Stock | 119 | 124
F32020DD-M | NITRA pneumatic air cylinder, all stainless steel non-repairable, 2in bore, 2in stroke, double acting, magnetic piston, double end mount. | Stock | 135 | 140
F32020DN | NITRA pneumatic air cylinder, all stainless steel non-repairable, 2in bore, 2in stroke, double acting, front nose mount. | Stock | 104 | 108
F32030DD | NITRA pneumatic air cylinder, all stainless steel non-repairable, 2in bore, 3in stroke, double acting, double end mount. | Stock | 122 | 127
F32030DD-M | NITRA pneumatic air cylinder, all stainless steel non-repairable, 2in bore, 3in stroke, double acting, magnetic piston, double end mount. | Stock | 137 | 142
F32030DN | NITRA pneumatic air cylinder, all stainless steel non-repairable, 2in bore, 3in stroke, double acting, front nose mount. | Stock | 108 | 112
F32040DD | NITRA pneumatic air cylinder, all stainless steel non-repairable, 2in bore, 4in stroke, double acting, double end mount. | Stock | 119 | 124
F32040DD-M | NITRA pneumatic air cylinder, all stainless steel non-repairable, 2in bore, 4in stroke, double acting, magnetic piston, double end mount. | Stock | 141 | 147
F32040DN | NITRA pneumatic air cylinder, all stainless steel non-repairable, 2in bore, 4in stroke, double acting, front nose mount. | Stock | 111 | 115
F32050DD | NITRA pneumatic air cylinder, all stainless steel non-repairable, 2in bore, 5in stroke, double acting, double end mount. | Stock | 127 | 132
F32050DD-M | NITRA pneumatic air cylinder, all stainless steel non-repairable, 2in bore, 5in stroke, double acting, magnetic piston, double end mount. | Stock | 144 | 150
F32050DN | NITRA pneumatic air cylinder, all stainless steel non-repairable, 2in bore, 5in stroke, double acting, front nose mount. | Stock | 113 | 118
F32060DD | NITRA pneumatic air cylinder, all stainless steel non-repairable, 2in bore, 6in stroke, double acting, double end mount. | Stock | 132 | 137
F32060DD-M | NITRA pneumatic air cylinder, all stainless steel non-repairable, 2in bore, 6in stroke, double acting, magnetic piston, double end mount. | Stock | 146 | 152
F32060DN | NITRA pneumatic air cylinder, all stainless steel non-repairable, 2in bore, 6in stroke, double acting, front nose mount. | Stock | 116 | 121
F32080DD | NITRA pneumatic air cylinder, all stainless steel non-repairable, 2in bore, 8in stroke, double acting, double end mount. | Stock | 136 | 141
F32080DD-M | NITRA pneumatic air cylinder, all stainless steel non-repairable, 2in bore, 8in stroke, double acting, magnetic piston, double end mount. | Stock | 153 | 159
F32100DD | NITRA pneumatic air cylinder, all stainless steel non-repairable, 2in bore, 10in stroke, double acting, double end mount. | Stock | 143 | 149
F32100DD-M | NITRA pneumatic air cylinder, all stainless steel non-repairable, 2in bore, 10in stroke, double acting, magnetic piston, double end mount. | Stock | 160 | 166
F32120DD | NITRA pneumatic air cylinder, all stainless steel non-repairable, 2in bore, 12in stroke, double acting, double end mount. | Stock | 148 | 154
F32120DD-M | NITRA pneumatic air cylinder, all stainless steel non-repairable, 2in bore, 12in stroke, double acting, magnetic piston, double end mount. | Stock | 165 | 172
F32140DD | NITRA pneumatic air cylinder, all stainless steel non-repairable, 2in bore, 14in stroke, double acting, double end mount. | Stock | 146 | 152
F32140DD-M | NITRA pneumatic air cylinder, all stainless steel non-repairable, 2in bore, 14in stroke, double acting, magnetic piston, double end mount. | Stock | 170 | 177
F32160DD | NITRA pneumatic air cylinder, all stainless steel non-repairable, 2in bore, 16in stroke, double acting, double end mount. | Stock | 161 | 167
F32160DD-M | NITRA pneumatic air cylinder, all stainless steel non-repairable, 2in bore, 16in stroke, double acting, magnetic piston, double end mount. | Stock | 176 | 183
F32180DD | NITRA pneumatic air cylinder, all stainless steel non-repairable, 2in bore, 18in stroke, double acting, double end mount. | Stock | 167 | 174
F32180DD-M | NITRA pneumatic air cylinder, all stainless steel non-repairable, 2in bore, 18in stroke, double acting, magnetic piston, double end mount. | Stock | 173 | 180
F-3D | Koyo mounting flange, 2.95in bolt hole circle (1.34in height). For use with Koyo TRDA-2E series encoders. Flange and encoder mounting hardware included. | Stock | 36 | 41
F3-FILL-CB | DirectLOGIC DL305 filler module with bare circuit board, replaces D3-FILL. | Stock | 52 | 54
F3-OMUX-2 | DirectLOGIC DL305 bridge CPU, (2) RS-422/RS-485 (9-pin D-sub female) port(s), OPTOMUX. | Stock | 786 | 817
F3-OMUX-M | DirectLOGIC DL305 user manual, free download only. For use with F3-OMUX-1 and F3-OMUX-2 CPUs. | Stock | 0
F3P-060 | AutomationDirect (Eaton) molded case circuit breaker, 60A, 600 VAC / 250 VDC, 3-pole, characteristics, thermal magnetic, 35kA @ 480 VAC interrupting rating, panel mount. Line and load lug terminals included. | Stock | 692 | 720
F3P-070 | AutomationDirect (Eaton) molded case circuit breaker, 70A, 600 VAC / 250 VDC, 3-pole, characteristics, thermal magnetic, 35kA @ 480 VAC interrupting rating, panel mount. Line and load lug terminals included. | Stock | 743 | 773
F3P-080 | AutomationDirect (Eaton) molded case circuit breaker, 80A, 600 VAC / 250 VDC, 3-pole, characteristics, thermal magnetic, 35kA @ 480 VAC interrupting rating, panel mount. Line and load lug terminals included. | Stock | 743 | 773
F3P-090 | AutomationDirect (Eaton) molded case circuit breaker, 90A, 600 VAC / 250 VDC, 3-pole, characteristics, thermal magnetic, 35kA @ 480 VAC interrupting rating, panel mount. Line and load lug terminals included. | Stock | 700 | 728
F3P-100 | AutomationDirect (Eaton) molded case circuit breaker, 100A, 600 VAC / 250 VDC, 3-pole, characteristics, thermal magnetic, 35kA @ 480 VAC interrupting rating, panel mount. Line and load lug terminals included. | Stock | 743 | 773
F3P-125 | AutomationDirect (Eaton) molded case circuit breaker, 125A, 600 VAC / 250 VDC, 3-pole, characteristics, thermal magnetic, 35kA @ 480 VAC interrupting rating, panel mount. Line and load lug terminals included. | Stock | 743 | 773
F3P-150 | AutomationDirect (Eaton) molded case circuit breaker, 150A, 600 VAC / 250 VDC, 3-pole, characteristics, thermal magnetic, 35kA @ 480 VAC interrupting rating, panel mount. Line and load lug terminals included. | Stock | 743 | 773
F3P-150-AUX | AutomationDirect (Eaton) molded case circuit breaker, 150A, 600 VAC / 250 VDC, 3-pole, characteristics, thermal magnetic, 35kA @ 480 VAC interrupting rating, panel mount. Line and load lug terminals and factory installed auxiliary contact included. | Stock | 815 | 848
F3P-150-STAC | AutomationDirect (Eaton) molded case circuit breaker, 150A, 600 VAC / 250 VDC, 3-pole, characteristics, thermal magnetic, 35kA @ 480 VAC interrupting rating, panel mount. Line and load lug terminals and factory installed 120 VAC shunt trip included. | Stock | 815 | 848
F3P-150-STDC | AutomationDirect (Eaton) molded case circuit breaker, 150A, 600 VAC / 250 VDC, 3-pole, characteristics, thermal magnetic, 35kA @ 480 VAC interrupting rating, panel mount. Line and load lug terminals and factory installed 24 VDC shunt trip included. | Stock | 815 | 848
F3P-150-UVAC | AutomationDirect (Eaton) molded case circuit breaker, 150A, 600 VAC / 250 VDC, 3-pole, characteristics, thermal magnetic, 35kA @ 480 VAC interrupting rating, panel mount. Line and load lug terminals and factory installed 120 VAC undervoltage release included. | Stock | 815 | 848
F3P-175 | AutomationDirect (Eaton) molded case circuit breaker, 175A, 600 VAC / 250 VDC, 3-pole, characteristics, thermal magnetic, 35kA @ 480 VAC interrupting rating, panel mount. Line and load lug terminals included. | Stock | 743 | 773
F3P-200 | AutomationDirect (Eaton) molded case circuit breaker, 200A, 600 VAC / 250 VDC, 3-pole, characteristics, thermal magnetic, 35kA @ 480 VAC interrupting rating, panel mount. Line and load lug terminals included. | Stock | 743 | 773
F3P-200-AUX | AutomationDirect (Eaton) molded case circuit breaker, 200A, 600 VAC / 250 VDC, 3-pole, characteristics, thermal magnetic, 35kA @ 480 VAC interrupting rating, panel mount. Line and load lug terminals and factory installed auxiliary contact included. | Stock | 815 | 848
F3P-200-STAC | AutomationDirect (Eaton) molded case circuit breaker, 200A, 600 VAC / 250 VDC, 3-pole, characteristics, thermal magnetic, 35kA @ 480 VAC interrupting rating, panel mount. Line and load lug terminals and factory installed 120 VAC shunt trip included. | Stock | 815 | 848
F3P-200-STDC | AutomationDirect (Eaton) molded case circuit breaker, 200A, 600 VAC / 250 VDC, 3-pole, characteristics, thermal magnetic, 35kA @ 480 VAC interrupting rating, panel mount. Line and load lug terminals and factory installed 24 VDC shunt trip included. | Stock | 815 | 848
F3P-200-UVAC | AutomationDirect (Eaton) molded case circuit breaker, 200A, 600 VAC / 250 VDC, 3-pole, characteristics, thermal magnetic, 35kA @ 480 VAC interrupting rating, panel mount. Line and load lug terminals and factory installed 120 VAC undervoltage release included. | Stock | 815 | 848
F3P-225 | AutomationDirect (Eaton) molded case circuit breaker, 225A, 600 VAC / 250 VDC, 3-pole, characteristics, thermal magnetic, 35kA @ 480 VAC interrupting rating, panel mount. Line and load lug terminals and terminal covers included. | Stock | 743 | 773
F3-PMUX-1 | DirectLOGIC DL305 bridge CPU, (1) 50-pin parallel bus port(s), PAMUX. | Stock | 593 | 617
F3S03C | Eaton flange handle, lever, external front mount, 2-position, lockable in OFF only, defeatable, NEMA 1/12. For use with Automationdirect (Eaton) 400A frame MCCBs. 3ft cable included. | Stock | 463 | 482
F3S03HP | Eaton flange handle, lever, external front mount, 2-position, lockable in OFF only, defeatable, NEMA 1/3R/12. For use with Automationdirect (Eaton) 400A frame MCCBs. 3ft cable included. | Stock | 328
F3S03HPX | Eaton flange handle, lever, external front mount, 2-position, lockable in OFF only, defeatable, NEMA 4/4X. For use with Automationdirect (Eaton) 400A frame MCCBs. 3ft cable included. | Stock | 361
F3S06C | Eaton flange handle, lever, external front mount, 2-position, lockable in OFF only, defeatable, NEMA 1/12. For use with Automationdirect (Eaton) 400A frame MCCBs. 6ft cable included. | Stock | 487 | 506
F3S06HP | Eaton flange handle, lever, external front mount, 2-position, lockable in OFF only, defeatable, NEMA 1/3R/12. For use with Automationdirect (Eaton) 400A frame MCCBs. 6ft cable included. | Stock | 344
F3S06HPX | Eaton flange handle, lever, external front mount, 2-position, lockable in OFF only, defeatable, NEMA 4/4X. For use with Automationdirect (Eaton) 400A frame MCCBs. 6ft cable included. | Stock | 379
F4-04AD | DirectLOGIC DL405 analog input module, 4-channel, current/voltage, 12-bit, input current signal range(s) of 4-20 mA, 0-20 mA, input voltage signal range(s) of 0-5 VDC, 0-10 VDC, 1-5 VDC, +/- 5 VDC, +/- 10 VDC, external 24 VDC required. | Stock | 586 | 609
F4-04ADS | DirectLOGIC DL405 analog input module, 4-channel, current/voltage, 12-bit, isolated, input current signal range(s) of 0-20 mA, 4-20 mA, input voltage signal range(s) of 0-5 VDC, 0-10 VDC, 1-5 VDC, +/- 5 VDC, +/- 10 VDC, external 24 VDC required. | Stock | 841 | 875
F4-04DA-1 | DirectLOGIC DL405 analog output module, 4-channel, current, 12-bit, output current signal range(s) of 4-20 mA, external 24 VDC required. | Stock | 496 | 516
F4-04DA-2 | DirectLOGIC DL405 analog output module, 4-channel, voltage, 12-bit, output voltage signal range(s) of 0-5 VDC, 0-10 VDC, +/- 5 VDC and +/- 10 VDC, external 24 VDC required. | Stock | 543 | 565
F4-04DAS-1 | DirectLOGIC DL405 analog output module, 4-channel, current, 16-bit, isolated, output current signal range(s) of 4-20 mA, external 24 VDC required. | Stock | 760 | 790
F4-08AD | DirectLOGIC DL405 analog input module, 8-channel, current/voltage, 12-bit, input current signal range(s) of 0-20 mA, 4-20 mA, input voltage signal range(s) of 0-5 VDC, 0-10 VDC, 1-5 VDC, +/- 5 VDC, +/- 10 VDC, external 24 VDC required. | Stock | 737 | 766
F4-08DA-1 | DirectLOGIC DL405 analog output module, 8-channel, current, 12-bit, output current signal range(s) of 4-20 mA, external 24 VDC required. | Stock | 808 | 840
F4-08DA-2 | DirectLOGIC DL405 analog output module, 8-channel, voltage, 12-bit, output voltage signal range(s) of 0-5 VDC and 0-10 VDC, external 24 VDC required. | Stock | 822 | 855
F4-08RTD | DirectLOGIC DL405 temperature input module, RTD, 8-channel, 16-bit resolution, input RTD type(s): Pt100, JPt100, Cu10, Cu25 and Pt1000. | Stock | 668 | 695
F4-08THM | DirectLOGIC DL405 temperature input module, thermocouple, 8-channel, 16-bit resolution, input thermocouple type(s): J, E, K, R, S, T, B, N, C. | Stock | 844 | 878
F4-08THM-J | DirectLOGIC DL405 temperature input module, thermocouple, 8-channel, 12-bit resolution, input thermocouple type(s): J. | Stock | 882 | 917
F4-08TRS-1 | DirectLOGIC DL405 relay output module, 8-point, 12-24 VDC/12-240 VAC, (4) Form A (SPST) no-suppression, (4) Form C (SPDT) no-suppression, 8 isolated common(s), 1 point(s) per common, 10A/point,40A/module. Removable terminal block included. | Stock | 227 | 236
F4-08TRS-2 | DirectLOGIC DL405 relay output module, 8-point, 12-24 VDC/12-240 VAC, (4) Form A (SPST) no-suppression, (4) Form C (SPDT) no-suppression, 8 isolated common(s), 1 point(s) per common, 5A/point,40A/module. Removable terminal block included. | Stock | 257 | 267
F4-16AD-1 | DirectLOGIC DL405 analog input module, 16-channel, current, 12-bit, input current signal range(s) of 0-20 mA, 4-20 mA, external 24 VDC required. | Stock | 812 | 844
F4-16AD-2 | DirectLOGIC DL405 analog input module, 16-channel, voltage, 12-bit, input voltage signal range(s) of 0-5 VDC, 0-10 VDC, external 24 VDC required. | Stock | 849 | 883
F4-16DA-1 | DirectLOGIC DL405 analog output module, 16-channel, current, 12-bit, output current signal range(s) of 4-20 mA, external 24 VDC required. | Stock | 974 | 1013
F4-16DA-2 | DirectLOGIC DL405 analog output module, 16-channel, voltage, 12-bit, output voltage signal range(s) of 0-5 VDC and 0-10 VDC, external 24 VDC required. | Stock | 991 | 1031
F4-4LTC | DirectLOGIC DL405 temperature controller module, 4 loops, RTD/thermocouple, jumper selectable inputs, solid state relays. For use with DL405 CPUs. (1) F4-CT current transformer included. | Stock | 744 | 774
F4-4LTC-M | DirectLOGIC DL405 user manual, free download only. For use with F4-4LTC temperature controller. | Stock | 0
F4-CP128-1 | DirectLOGIC DL405 communication module, ASCII, 3 ports, buffered, 128k program memory, 26 MHz maximum switching frequency, (1) RS-232 and (2) RS-232/RS-422/RS-485 port(s). For use with all DL405 PLCs. Commander programming software CD-ROM for Windows included. | Stock | 569 | 592
F4-CP-M | DirectLOGIC DL405 user manual, free download only. For use with F4-CP128-1 overdrive coprocessor module. Includes F4-BASIC-M manual. | Stock | 0
F4-MAS-MB | DirectLOGIC DL405 communication module, Modbus RTU, 2 ports, (2) RS-232/RS-422/RS-485 port(s). For use with all DL405 PLCs. | from vendor up to 2 business days | 433 | 450
F4-MASMB-M | DirectLOGIC DL405 user manual, free download only. For use with F4-MAS-MB Modbus network master module. | Stock | 0
F4S04C | Eaton flange handle, lever, external front mount, 2-position, lockable in OFF only, defeatable, NEMA 1/12. For use with Automationdirect (Eaton) 600A frame MCCBs. 4ft cable included. | Stock | 529 | 550
F4S04HP | Eaton flange handle, lever, external front mount, 2-position, lockable in OFF only, defeatable, NEMA 1/3R/12. For use with Automationdirect (Eaton) 600A frame MCCBs. 4ft cable included. | Stock | 385
F4S04HPX | Eaton flange handle, lever, external front mount, 2-position, lockable in OFF only, defeatable, NEMA 4/4X. For use with Automationdirect (Eaton) 600A frame MCCBs. 4ft cable included. | Stock | 415
F4S06C | Eaton flange handle, lever, external front mount, 2-position, lockable in OFF only, defeatable, NEMA 1/12. For use with Automationdirect (Eaton) 600A frame MCCBs. 6ft cable included. | Stock | 610 | 634
F4S06HP | Eaton flange handle, lever, external front mount, 2-position, lockable in OFF only, defeatable, NEMA 1/3R/12. For use with Automationdirect (Eaton) 600A frame MCCBs. 6ft cable included. | Stock | 443
F4S06HPX | Eaton flange handle, lever, external front mount, 2-position, lockable in OFF only, defeatable, NEMA 4/4X. For use with Automationdirect (Eaton) 600A frame MCCBs. 6ft cable included. | Stock | 477
F4-SDN-M | SHARE DATA NETWORK MANUAL. | Stock | 0
F4-SDS-M | F4-SDS USERS MANUAL. | Stock | 0
F4-SLV-MB-M | DirectLOGIC DL405 user manual, free download only. For use with F4-SLV-MB Modbus network slave module. Not recommended for new development. | Stock | 0
F-6D | Koyo mounting flange, 1.86in bolt hole circle, (1.34in height). For use with Koyo TRDA-2E series encoders. Flange and encoder mounting hardware included. | Stock | 36 | 41
F-7D | Koyo mounting flange, 1in bolt hole circle (0.20in height). For use with Koyo TRDA-2E series encoders. Flange and encoder mounting hardware included. | Stock | 36 | 41
F82C-2AD-AD0 | Norgren Excelon Plus 82 series air filter, coalescing oil removal, 1/4in female NPT inlet(s), 1/4in female NPT outlet(s), automatic drain, die-cast zinc bowl, sight gauge. For use with Excelon 82 series components. | Stock | 105
F82C-2AD-AP0 | Norgren Excelon Plus 82 series air filter, coalescing oil removal, 1/4in female NPT inlet(s), 1/4in female NPT outlet(s), automatic drain, polycarbonate bowl, bowl guard. For use with Excelon 82 series components. | Stock | 95
F82C-2AD-QD0 | Norgren Excelon Plus 82 series air filter, coalescing oil removal, 1/4in female NPT inlet(s), 1/4in female NPT outlet(s), manual drain, die-cast zinc bowl, sight gauge. For use with Excelon 82 series components. | Stock | 84
F82C-2AD-QP0 | Norgren Excelon Plus 82 series air filter, coalescing oil removal, 1/4in female NPT inlet(s), 1/4in female NPT outlet(s), manual drain, polycarbonate bowl, bowl guard. For use with Excelon 82 series components. | Stock | 74
F82C-3AD-AD0 | Norgren Excelon Plus 82 series air filter, coalescing oil removal, 3/8in female NPT inlet(s), 3/8in female NPT outlet(s), automatic drain, die-cast zinc bowl, sight gauge. For use with Excelon 82 series components. | Stock | 105
F82C-3AD-AP0 | Norgren Excelon Plus 82 series air filter, coalescing oil removal, 3/8in female NPT inlet(s), 3/8in female NPT outlet(s), automatic drain, polycarbonate bowl, bowl guard. For use with Excelon 82 series components. | Stock | 95
F82C-3AD-QD0 | Norgren Excelon Plus 82 series air filter, coalescing oil removal, 3/8in female NPT inlet(s), 3/8in female NPT outlet(s), manual drain, die-cast zinc bowl, sight gauge. For use with Excelon 82 series components. | Stock | 84
F82C-3AD-QP0 | Norgren Excelon Plus 82 series air filter, coalescing oil removal, 3/8in female NPT inlet(s), 3/8in female NPT outlet(s), manual drain, polycarbonate bowl, bowl guard. For use with Excelon 82 series components. | Stock | 74
F82G-2AN-AD3 | Norgren Excelon Plus 82 series air filter, particulate, 1/4in female NPT inlet(s), 1/4in female NPT outlet(s), automatic drain, die-cast zinc bowl, sight gauge. For use with Excelon 82 series components. | Stock | 62
F82G-2AN-AP3 | Norgren Excelon Plus 82 series air filter, particulate, 1/4in female NPT inlet(s), 1/4in female NPT outlet(s), automatic drain, polycarbonate bowl, bowl guard. For use with Excelon 82 series components. | Stock | 52
F82G-2AN-QD3 | Norgren Excelon Plus 82 series air filter, particulate, 1/4in female NPT inlet(s), 1/4in female NPT outlet(s), manual drain, die-cast zinc bowl, sight gauge. For use with Excelon 82 series components. | Stock | 41
F82G-2AN-QP3 | Norgren Excelon Plus 82 series air filter, particulate, 1/4in female NPT inlet(s), 1/4in female NPT outlet(s), manual drain, polycarbonate bowl, bowl guard. For use with Excelon 82 series components. | Stock | 30.5
F82G-3AN-AD3 | Norgren Excelon Plus 82 series air filter, particulate, 3/8in female NPT inlet(s), 3/8in female NPT outlet(s), automatic drain, die-cast zinc bowl, sight gauge. For use with Excelon 82 series components. | Stock | 62
F82G-3AN-AP3 | Norgren Excelon Plus 82 series air filter, particulate, 3/8in female NPT inlet(s), 3/8in female NPT outlet(s), automatic drain, polycarbonate bowl, bowl guard. For use with Excelon 82 series components. | Stock | 52
F82G-3AN-QD3 | Norgren Excelon Plus 82 series air filter, particulate, 3/8in female NPT inlet(s), 3/8in female NPT outlet(s), manual drain, die-cast zinc bowl, sight gauge. For use with Excelon 82 series components. | Stock | 41
F82G-3AN-QP3 | Norgren Excelon Plus 82 series air filter, particulate, 3/8in female NPT inlet(s), 3/8in female NPT outlet(s), manual drain, polycarbonate bowl, bowl guard. For use with Excelon 82 series components. | Stock | 30.5
F82V-2AN-EDA | Norgren Excelon Plus 82 series air filter, vapor removal, 1/4in female NPT inlet(s), 1/4in female NPT outlet(s), closed bowl drain, die-cast zinc bowl, sight gauge. For use with Excelon 82 series components. | Stock | 84
F82V-2AN-EPA | Norgren Excelon Plus 82 series air filter, vapor removal, 1/4in female NPT inlet(s), 1/4in female NPT outlet(s), closed bowl drain, polycarbonate bowl, bowl guard. For use with Excelon 82 series components. | Stock | 74
F82V-3AN-EDA | Norgren Excelon Plus 82 series air filter, vapor removal, 3/8in female NPT inlet(s), 3/8in female NPT outlet(s), closed bowl drain, die-cast zinc bowl, sight gauge. For use with Excelon 82 series components. | Stock | 84
F82V-3AN-EPA | Norgren Excelon Plus 82 series air filter, vapor removal, 3/8in female NPT inlet(s), 3/8in female NPT outlet(s), closed bowl drain, polycarbonate bowl, bowl guard. For use with Excelon 82 series components. | Stock | 74
F84C-3AD-AD0 | Norgren Excelon Plus 84 series air filter, coalescing oil removal, 3/8in female NPT inlet(s), 3/8in female NPT outlet(s), automatic drain, die-cast aluminum bowl, sight gauge. For use with Excelon 84 series components. | Stock | 172
F84C-3AD-AP0 | Norgren Excelon Plus 84 series air filter, coalescing oil removal, 3/8in female NPT inlet(s), 3/8in female NPT outlet(s), automatic drain, polycarbonate bowl, bowl guard. For use with Excelon 84 series components. | Stock | 145
F84C-4AD-AD0 | Norgren Excelon Plus 84 series air filter, coalescing oil removal, 1/2in female NPT inlet(s), 1/2in female NPT outlet(s), automatic drain, die-cast aluminum bowl, sight gauge. For use with Excelon 84 series components. | Stock | 172
F84C-4AD-AP0 | Norgren Excelon Plus 84 series air filter, coalescing oil removal, 1/2in female NPT inlet(s), 1/2in female NPT outlet(s), automatic drain, polycarbonate bowl, bowl guard. For use with Excelon 84 series components. | Stock | 145
F84C-6AD-AD0 | Norgren Excelon Plus 84 series air filter, coalescing oil removal, 3/4in female NPT inlet(s), 3/4in female NPT outlet(s), automatic drain, die-cast aluminum bowl, sight gauge. For use with Excelon 84 series components. | Stock | 172
F84C-6AD-AP0 | Norgren Excelon Plus 84 series air filter, coalescing oil removal, 3/4in female NPT inlet(s), 3/4in female NPT outlet(s), automatic drain, polycarbonate bowl, bowl guard. For use with Excelon 84 series components. | Stock | 145
F84G-3AN-AD3 | Norgren Excelon Plus 84 series air filter, particulate, 3/8in female NPT inlet(s), 3/8in female NPT outlet(s), automatic drain, die-cast aluminum bowl, sight gauge. For use with Excelon 84 series components. | Stock | 107
F84G-3AN-AP3 | Norgren Excelon Plus 84 series air filter, particulate, 3/8in female NPT inlet(s), 3/8in female NPT outlet(s), automatic drain, polycarbonate bowl, bowl guard. For use with Excelon 84 series components. | Stock | 80
F84G-3AN-QD3 | Norgren Excelon Plus 84 series air filter, particulate, 3/8in female NPT inlet(s), 3/8in female NPT outlet(s), manual drain, die-cast aluminum bowl, sight gauge. For use with Excelon 84 series components. | Stock | 80
F84G-3AN-QP3 | Norgren Excelon Plus 84 series air filter, particulate, 3/8in female NPT inlet(s), 3/8in female NPT outlet(s), manual drain, polycarbonate bowl, bowl guard. For use with Excelon 84 series components. | Stock | 53
F84G-4AN-AD3 | Norgren Excelon Plus 84 series air filter, particulate, 1/2in female NPT inlet(s), 1/2in female NPT outlet(s), automatic drain, die-cast aluminum bowl, sight gauge. For use with Excelon 84 series components. | Stock | 107
F84G-4AN-AP3 | Norgren Excelon Plus 84 series air filter, particulate, 1/2in female NPT inlet(s), 1/2in female NPT outlet(s), automatic drain, polycarbonate bowl, bowl guard. For use with Excelon 84 series components. | Stock | 80
F84G-4AN-QD3 | Norgren Excelon Plus 84 series air filter, particulate, 1/2in female NPT inlet(s), 1/2in female NPT outlet(s), manual drain, die-cast aluminum bowl, sight gauge. For use with Excelon 84 series components. | Stock | 80
F84G-4AN-QP3 | Norgren Excelon Plus 84 series air filter, particulate, 1/2in female NPT inlet(s), 1/2in female NPT outlet(s), manual drain, polycarbonate bowl, bowl guard. For use with Excelon 84 series components. | Stock | 53
F84G-6AN-AD3 | Norgren Excelon Plus 84 series air filter, particulate, 3/4in female NPT inlet(s), 3/4in female NPT outlet(s), automatic drain, die-cast aluminum bowl, sight gauge. For use with Excelon 84 series components. | Stock | 107
F84G-6AN-AP3 | Norgren Excelon Plus 84 series air filter, particulate, 3/4in female NPT inlet(s), 3/4in female NPT outlet(s), automatic drain, polycarbonate bowl, bowl guard. For use with Excelon 84 series components. | Stock | 80
F84G-6AN-QD3 | Norgren Excelon Plus 84 series air filter, particulate, 3/4in female NPT inlet(s), 3/4in female NPT outlet(s), manual drain, die-cast aluminum bowl, sight gauge. For use with Excelon 84 series components. | Stock | 80
F84G-6AN-QP3 | Norgren Excelon Plus 84 series air filter, particulate, 3/4in female NPT inlet(s), 3/4in female NPT outlet(s), manual drain, polycarbonate bowl, bowl guard. For use with Excelon 84 series components. | Stock | 53
F84V-3AN-EMA | Norgren Excelon Plus 84 series air filter, vapor removal, 3/8in female NPT inlet(s), 3/8in female NPT outlet(s), closed bowl drain, die-cast aluminum bowl, sight gauge. For use with Excelon 84 series components. | Stock | 145
F84V-3AN-EPA | Norgren Excelon Plus 84 series air filter, vapor removal, 3/8in female NPT inlet(s), 3/8in female NPT outlet(s), closed bowl drain, polycarbonate bowl, bowl guard. For use with Excelon 84 series components. | Stock | 118
F84V-4AN-EMA | Norgren Excelon Plus 84 series air filter, vapor removal, 1/2in female NPT inlet(s), 1/2in female NPT outlet(s), closed bowl drain, die-cast aluminum bowl, sight gauge. For use with Excelon 84 series components. | Stock | 145
F84V-4AN-EPA | Norgren Excelon Plus 84 series air filter, vapor removal, 1/2in female NPT inlet(s), 1/2in female NPT outlet(s), closed bowl drain, polycarbonate bowl, bowl guard. For use with Excelon 84 series components. | Stock | 118
F84V-6AN-EMA | Norgren Excelon Plus 84 series air filter, vapor removal, 3/4in female NPT inlet(s), 3/4in female NPT outlet(s), closed bowl drain, die-cast aluminum bowl. For use with Excelon 84 series components. | Stock | 145
F84V-6AN-EPA | Norgren Excelon Plus 84 series air filter, vapor removal, 3/4in female NPT inlet(s), 3/4in female NPT outlet(s), closed bowl drain, polycarbonate bowl, bowl guard. For use with Excelon 84 series components. | Stock | 118
F-8D | Koyo mounting flange, 2.95in bolt hole circle, (1.71in height). For use with Koyo TRDA-2E series encoders. Flange and encoder mounting hardware included. | Stock | 36 | 41
F8R6-LN-1F | ProSense photoelectric sensor, tubular, threaded, diffuse, visible red light emission, 1-60mm sensing distance, light-on, NPN, 500 Hz switching frequency, stainless steel housing, 3-pin M8 quick-disconnect. | Stock | 84 | 97
F8R6-LP-1F | ProSense photoelectric sensor, tubular, threaded, diffuse, visible red light emission, 1-60mm sensing distance, light-on, PNP, 500 Hz switching frequency, stainless steel housing, 3-pin M8 quick-disconnect. | Stock | 84 | 97
F8RE-00-1F | ProSense photoelectric sensor, tubular, threaded, stainless steel housing, through-beam emitter, visible red light emission, 0-2.2m sensing distance, 10-30 VDC operating voltage, 2-wire, 3-pin M8 quick-disconnect. | Stock | 75 | 87
F8RP-DN-1F | ProSense photoelectric sensor, tubular, threaded, polarized retroreflective, visible red light emission, 0-1m sensing distance, dark-on, NPN, 3-wire, 3-pin M8 quick-disconnect. | Stock | 84 | 97
F8RP-DP-1F | ProSense photoelectric sensor, tubular, threaded, polarized retroreflective, visible red light emission, 0-1m sensing distance, dark-on, PNP, 3-wire, 3-pin M8 quick-disconnect. | Stock | 84 | 97
F8RR-DN-1F | ProSense photoelectric sensor, tubular, threaded, stainless steel housing, through-beam receiver, 0-2.2m sensing distance, 10-30 VDC operating voltage, dark-on, NPN, 3-wire, 3-pin M8 quick-disconnect. | Stock | 75 | 87
F8RR-DP-1F | ProSense photoelectric sensor, tubular, threaded, stainless steel housing, through-beam receiver, 0-2.2m sensing distance, 10-30 VDC operating voltage, dark-on, PNP, 3-wire, 3-pin M8 quick-disconnect. | Stock | 75 | 87
F8RS-LN-1F | ProSense photoelectric sensor, tubular, threaded, stainless steel, diffuse with background suppression, 0-20mm sensing distance, light-on, NPN, 450 Hz switching frequency, 3-pin M8 quick-disconnect. | Stock | 140 | 162
F8RS-LN-2F | ProSense photoelectric sensor, tubular, threaded, stainless steel, diffuse with background suppression, 7-30mm sensing distance, light-on, NPN, potentiometer, 450 Hz switching frequency, 3-pin M8 quick-disconnect. | Stock | 140 | 162
F8RS-LP-1F | ProSense photoelectric sensor, tubular, threaded, stainless steel, diffuse with background suppression, 0-20mm sensing distance, light-on, PNP, 450 Hz switching frequency, 3-pin M8 quick-disconnect. | Stock | 140 | 162
F8RS-LP-2F | ProSense photoelectric sensor, tubular, threaded, stainless steel, diffuse with background suppression, 7-30mm sensing distance, light-on, PNP, potentiometer, 450 Hz switching frequency, 3-pin M8 quick-disconnect. | Stock | 140 | 162
FA-15HD | DirectLOGIC DL06 connector, 15-pin D-sub HD15 male to RJ12 female. For use with DL06 CPUs and DL205 D2-250, D2-250-1, D2-260 and D2-262 CPUs. | Stock | 16 | 16.5
FA-24PS | AutomationDirect switching power supply, 24 VDC output, 1.25A, 30W, 120/240 VAC nominal input, 1-phase, open frame, plastic housing, 35mm DIN rail mount, screw terminals, hazardous location rated. | Stock | 59 | 61
FA-24PS-90 | AutomationDirect switching power supply, 24 VDC output, 3.7A, 90W, 120/240 VAC nominal input, jumper selectable, 1-phase, open frame, plastic housing, 35mm DIN rail mount, screw terminals, hazardous location rated. | Stock | 81 | 84
FA-CABKIT | DirectLOGIC universal cable kit, for use with all DirectLOGIC PLCs with RS-232 ports. | Stock | 57 | 59
FA-DCDC-1 | AutomationDirect DC to DC converter, 12-24 VDC input, +/- 10 VDC, +/-5 VDC output, 0.125A, 3.75W, plastic housing, 35mm DIN rail mount, screw terminal, removable. | Stock | 93 | 97
FA-GFCI | AutomationDirect duplex-receptacle outlet, 15A combined, 125 VAC, ground-fault circuit interruption protection, 35mm DIN rail mount, for laptop computers and test equipment. | Stock | 50 | 52
FAI8-BN-0A | AutomationDirect photoelectric sensor, tubular, threaded, diffuse, infrared light emission, 1m sensing distance, complementary light-on/dark-on, NPN, 250 Hz switching frequency, plastic housing, pigtail. | Stock | 48 | 50
FAI8-BN-0E | AutomationDirect photoelectric sensor, tubular, threaded, diffuse, infrared light emission, 1m sensing distance, complementary light-on/dark-on, NPN, 250 Hz switching frequency, plastic housing, 4-pin M12 quick-disconnect. | Stock | 47 | 49
FAI8-BP-0A | AutomationDirect photoelectric sensor, tubular, threaded, diffuse, infrared light emission, 1m sensing distance, complementary light-on/dark-on, PNP, 250 Hz switching frequency, plastic housing, pigtail. | Stock | 48 | 50
FAI8-BP-0E | AutomationDirect photoelectric sensor, tubular, threaded, diffuse, infrared light emission, 1m sensing distance, complementary light-on/dark-on, PNP, 250 Hz switching frequency, plastic housing, 4-pin M12 quick-disconnect. | Stock | 47 | 49
FAID-BN-0A | AutomationDirect photoelectric sensor, tubular, threaded, plastic housing, through-beam receiver, 20m sensing distance, 10-30 VDC operating voltage, complementary light-on/dark-on, NPN, 4-wire, pigtail. | Stock | 41 | 42.5
FAID-BN-0E | AutomationDirect photoelectric sensor, tubular, threaded, plastic housing, through-beam receiver, 20m sensing distance, 10-30 VDC operating voltage, complementary light-on/dark-on, NPN, 4-wire, 4-pin M12 quick-disconnect. | Stock | 41 | 42.5
FAID-BP-0A | AutomationDirect photoelectric sensor, tubular, threaded, plastic housing, through-beam receiver, 20m sensing distance, 10-30 VDC operating voltage, complementary light-on/dark-on, PNP, 4-wire, pigtail. | Stock | 41 | 42.5
FAID-BP-0E | AutomationDirect photoelectric sensor, tubular, threaded, plastic housing, through-beam receiver, 20m sensing distance, 10-30 VDC operating voltage, complementary light-on/dark-on, PNP, 4-wire, 4-pin M12 quick-disconnect. | Stock | 40 | 41.5
FAIH-00-0A | AutomationDirect photoelectric sensor, tubular, threaded, plastic housing, through-beam emitter, infrared light emission, 20m sensing distance, 10-30 VDC operating voltage, 2-wire, pigtail. | Stock | 27 | 28
FAIH-00-0E | AutomationDirect photoelectric sensor, tubular, threaded, plastic housing, through-beam emitter, infrared light emission, 20m sensing distance, 10-30 VDC operating voltage, 2-wire, 4-pin M12 quick-disconnect. | Stock | 25.5 | 26.5
FA-ISOCON | AutomationDirect serial converter, RS-232 (RJ12) to RS-422/485 (5-pin terminal), isolation protection, 5 VDC from PLC or 24 VDC external nominal input, encapsulated, DIN rail or panel mount. | Stock | 134 | 139
FA-ISOCON-P | AutomationDirect terminal plugs, replacement. Package of 4. For use with FA-ISOCON. | Stock | 10.5 | 11
FAL4-BN-0A | AutomationDirect photoelectric sensor, tubular, threaded, diffuse, Class 1 laser light emission, 10-300mm sensing distance, complementary light-on/dark-on, NPN, potentiometer, 800 Hz switching frequency, plastic housing, pigtail. | Stock | 123 | 128
FAL4-BN-0E | AutomationDirect photoelectric sensor, tubular, threaded, diffuse, Class 1 laser light emission, 10-300mm sensing distance, complementary light-on/dark-on, NPN, potentiometer, 800 Hz switching frequency, plastic housing, 4-pin M12 quick-disconnect. | Stock | 123 | 128
FAL4-BP-0A | AutomationDirect photoelectric sensor, tubular, threaded, diffuse, Class 1 laser light emission, 10-300mm sensing distance, complementary light-on/dark-on, PNP, potentiometer, 800 Hz switching frequency, plastic housing, pigtail. | Stock | 123 | 128
FAL4-BP-0E | AutomationDirect photoelectric sensor, tubular, threaded, diffuse, Class 1 laser light emission, 10-300mm sensing distance, complementary light-on/dark-on, PNP, potentiometer, 800 Hz switching frequency, plastic housing, 4-pin M12 quick-disconnect. | Stock | 123 | 128
FALD-BN-0A | AutomationDirect photoelectric sensor, tubular, threaded, plastic housing, through-beam receiver, 0.1-50m sensing distance, 10-30 VDC operating voltage, complementary light-on/dark-on, NPN, 4-wire, pigtail. | Stock | 43 | 44.5
FALD-BN-0E | AutomationDirect photoelectric sensor, tubular, threaded, plastic housing, through-beam receiver, 0.1-50m sensing distance, 10-30 VDC operating voltage, complementary light-on/dark-on, NPN, 4-wire, 4-pin M12 quick-disconnect. | Stock | 43 | 44.5
FALD-BP-0A | AutomationDirect photoelectric sensor, tubular, threaded, plastic housing, through-beam receiver, 0.1-50m sensing distance, 10-30 VDC operating voltage, complementary light-on/dark-on, PNP, 4-wire, pigtail. | Stock | 43 | 44.5
FALD-BP-0E | AutomationDirect photoelectric sensor, tubular, threaded, plastic housing, through-beam receiver, 0.1-50m sensing distance, 10-30 VDC operating voltage, complementary light-on/dark-on, PNP, 4-wire, 4-pin M12 quick-disconnect. | Stock | 43 | 44.5
FALH-X0-0A | AutomationDirect photoelectric sensor, tubular, threaded, plastic housing, through-beam emitter, Class 1 laser light emission, 50m sensing distance, 10-30 VDC operating voltage, 2-wire, pigtail. | Stock | 86 | 89
FALH-X0-0E | AutomationDirect photoelectric sensor, tubular, threaded, plastic housing, through-beam emitter, Class 1 laser light emission, 50m sensing distance, 10-30 VDC operating voltage, 2-wire, 4-pin M12 quick-disconnect. | Stock | 86 | 89
FALN-BN-0A | AutomationDirect photoelectric sensor, tubular, threaded, polarized retroreflective, Class 1 laser light emission, 0.06-30m sensing distance, complementary light-on/dark-on, NPN, potentiometer, 4-wire, pigtail. | Stock | 123 | 128
FALN-BN-0E | AutomationDirect photoelectric sensor, tubular, threaded, polarized retroreflective, Class 1 laser light emission, 0.06-30m sensing distance, complementary light-on/dark-on, NPN, potentiometer, 4-wire, 4-pin M12 quick-disconnect. | Stock | 123 | 128
FALN-BP-0A | AutomationDirect photoelectric sensor, tubular, threaded, polarized retroreflective, Class 1 laser light emission, 0.06-30m sensing distance, complementary light-on/dark-on, PNP, potentiometer, 4-wire, pigtail. | Stock | 123 | 128
FALN-BP-0E | AutomationDirect photoelectric sensor, tubular, threaded, polarized retroreflective, Class 1 laser light emission, 0.06-30m sensing distance, complementary light-on/dark-on, PNP, potentiometer, 4-wire, 4-pin M12 quick-disconnect. | Stock | 123 | 128
FALS-BN-1E | AutomationDirect photoelectric sensor, tubular, threaded, nickel-plated brass, diffuse with background suppression, 30-100mm sensing distance, complementary light-on/dark-on, NPN, potentiometer, 1.5 kHz switching frequency, 4-pin M12 quick-disconnect. | Stock | 103 | 107
FALS-BN-3E | AutomationDirect photoelectric sensor, tubular, threaded, nickel-plated brass, diffuse with background suppression, 90-degree, 30-80mm sensing distance, complementary light-on/dark-on, NPN, potentiometer, 1.5 kHz switching frequency, 4-pin M12 quick-disconnect. | Stock | 111 | 115
FALS-BP-1E | AutomationDirect photoelectric sensor, tubular, threaded, nickel-plated brass, diffuse with background suppression, 30-100mm sensing distance, complementary light-on/dark-on, PNP, potentiometer, 1.5 kHz switching frequency, 4-pin M12 quick-disconnect. | Stock | 103 | 107
FALS-BP-3E | AutomationDirect photoelectric sensor, tubular, threaded, nickel-plated brass, diffuse with background suppression, 90-degree, 30-80mm sensing distance, complementary light-on/dark-on, PNP, potentiometer, 1.5 kHz switching frequency, 4-pin M12 quick-disconnect. | Stock | 111 | 115
FALW-BN-1E | AutomationDirect photoelectric sensor, tubular, threaded, nickel-plated brass, diffuse with background suppression, 30-150mm sensing distance, complementary light-on/dark-on, NPN, potentiometer, 1.5 kHz switching frequency, 4-pin M12 quick-disconnect. | Stock | 103 | 107
FALW-BN-3E | AutomationDirect photoelectric sensor, tubular, threaded, nickel-plated brass, diffuse with background suppression, 90-degree, 30-130mm sensing distance, complementary light-on/dark-on, NPN, potentiometer, 1.5 kHz switching frequency, 4-pin M12 quick-disconnect. | Stock | 111 | 115
FALW-BP-1E | AutomationDirect photoelectric sensor, tubular, threaded, nickel-plated brass, diffuse with background suppression, 30-150mm sensing distance, complementary light-on/dark-on, PNP, potentiometer, 1.5 kHz switching frequency, 4-pin M12 quick-disconnect. | Stock | 103 | 107
FALW-BP-3E | AutomationDirect photoelectric sensor, tubular, threaded, nickel-plated brass, diffuse with background suppression, 90-degree, 30-130mm sensing distance, complementary light-on/dark-on, PNP, potentiometer, 1.5 kHz switching frequency, 4-pin M12 quick-disconnect. | Stock | 111 | 115
FA-REC2 | AutomationDirect duplex-receptacle outlet, 15A combined, 125 VAC, 35mm DIN rail mount, for laptop computers and test equipment. | Stock | 35 | 36.5
FA-REC3 | AutomationDirect three-receptacle outlet, 15A combined, 125 VAC. | Stock | 29 | 30
FARN-BN-0A | AutomationDirect photoelectric sensor, tubular, threaded, polarized retroreflective, visible red light emission, 3m sensing distance, complementary light-on/dark-on, NPN, potentiometer, 4-wire, pigtail. | Stock | 40 | 41.5
FARN-BN-0E | AutomationDirect photoelectric sensor, tubular, threaded, polarized retroreflective, visible red light emission, 3m sensing distance, complementary light-on/dark-on, NPN, potentiometer, 4-wire, 4-pin M12 quick-disconnect. | Stock | 40 | 41.5
FARN-BP-0A | AutomationDirect photoelectric sensor, tubular, threaded, polarized retroreflective, visible red light emission, 3m sensing distance, complementary light-on/dark-on, PNP, potentiometer, 4-wire, pigtail. | Stock | 40 | 41.5
FARN-BP-0E | AutomationDirect photoelectric sensor, tubular, threaded, polarized retroreflective, visible red light emission, 3m sensing distance, complementary light-on/dark-on, PNP, potentiometer, 4-wire, 4-pin M12 quick-disconnect. | Stock | 40 | 41.5
FARS-0N-0A | AutomationDirect photoelectric sensor, tubular, threaded, plastic, diffuse with background suppression, 30-130mm sensing distance, selectable light-on/dark-on, NPN, potentiometer, 1 kHz switching frequency, 6.5ft/2m cable length, pigtail. | Stock | 49 | 51
FARS-0N-0E | AutomationDirect photoelectric sensor, tubular, threaded, plastic, diffuse with background suppression, 30-130mm sensing distance, selectable light-on/dark-on, NPN, potentiometer, 1 kHz switching frequency, 4-pin M12 quick-disconnect. | Stock | 49 | 51
FARS-0P-0A | AutomationDirect photoelectric sensor, tubular, threaded, plastic, diffuse with background suppression, 30-130mm sensing distance, selectable light-on/dark-on, PNP, potentiometer, 1 kHz switching frequency, 6.5ft/2m cable length, pigtail. | Stock | 49 | 51
FARS-0P-0E | AutomationDirect photoelectric sensor, tubular, threaded, plastic, diffuse with background suppression, 30-130mm sensing distance, selectable light-on/dark-on, PNP, potentiometer, 1 kHz switching frequency, 4-pin M12 quick-disconnect. | Stock | 49 | 51
FARS-BN-0A | AutomationDirect photoelectric sensor, tubular, threaded, plastic, diffuse with background suppression, 30-130mm sensing distance, complementary light-on/dark-on, NPN, potentiometer, 1 kHz switching frequency, 6.5ft/2m cable length, pigtail. | Stock | 49 | 51
FARS-BN-0E | AutomationDirect photoelectric sensor, tubular, threaded, plastic, diffuse with background suppression, 30-130mm sensing distance, complementary light-on/dark-on, NPN, potentiometer, 1 kHz switching frequency, 4-pin M12 quick-disconnect. | Stock | 49 | 51
FARS-BP-0A | AutomationDirect photoelectric sensor, tubular, threaded, plastic, diffuse with background suppression, 30-130mm sensing distance, complementary light-on/dark-on, PNP, potentiometer, 1 kHz switching frequency, 6.5ft/2m cable length, pigtail. | Stock | 48.5 | 50
FARS-BP-0E | AutomationDirect photoelectric sensor, tubular, threaded, plastic, diffuse with background suppression, 30-130mm sensing distance, complementary light-on/dark-on, PNP, potentiometer, 1 kHz switching frequency, 4-pin M12 quick-disconnect. | Stock | 49 | 51
FAZ-B10-1-NA-L-SP | Eaton miniature circuit breaker, current-limiting, 10A, 240 VAC / 48 VDC, 1-pole, B curve, thermal magnetic, 10kA @ 240 VAC interrupting rating, 35mm DIN rail mount. | Stock | 16.25 | 17
FAZ-B10-1-NA-SP | Eaton miniature circuit breaker, current-limiting, 10A, 277 VAC / 48 VDC, 1-pole, B curve, thermal magnetic, 10kA @ 277 VAC interrupting rating, 35mm DIN rail mount. | Stock | 23.5 | 24.5
FAZ-B10-1-SP | Eaton miniature supplementary protector, 10A, 277 VAC / 48 VDC, 1-pole, B curve, thermal magnetic, 10kA @ 277 VAC interrupting rating, 35mm DIN rail mount. | Stock | 12.5 | 13
FAZ-B10-2 | Eaton miniature supplementary protector, 10A, 480Y / 277 VAC / 96 VDC, 2-pole, B curve, thermal magnetic, 10kA @ 480Y/277 VAC interrupting rating, 35mm DIN rail mount. | Stock | 24 | 25
FAZ-B10-2-NA | Eaton miniature circuit breaker, current-limiting, 10A, 480Y / 277 VAC / 96 VDC, 2-pole, B curve, thermal magnetic, 10kA @ 480Y/277 VAC interrupting rating, 35mm DIN rail mount. | Stock | 46 | 48
FAZ-B10-2-NA-L | Eaton miniature circuit breaker, current-limiting, 10A, 240 VAC / 96 VDC, 2-pole, B curve, thermal magnetic, 10kA @ 240 VAC interrupting rating, 35mm DIN rail mount. | Stock | 33.5 | 35
FAZ-B10-3 | Eaton miniature supplementary protector, 10A, 480Y / 277 VAC / 96 VDC, 3-pole, B curve, thermal magnetic, 10kA @ 480Y/277 VAC interrupting rating, 35mm DIN rail mount. | Stock | 32.5 | 34
FAZ-B10-3-NA | Eaton miniature circuit breaker, current-limiting, 10A, 480Y / 277 VAC / 96 VDC, 3-pole, B curve, thermal magnetic, 10kA @ 480Y/277 VAC interrupting rating, 35mm DIN rail mount. | Stock | 71 | 74
FAZ-B10-3-NA-L | Eaton miniature circuit breaker, current-limiting, 10A, 240 VAC / 96 VDC, 3-pole, B curve, thermal magnetic, 10kA @ 240 VAC interrupting rating, 35mm DIN rail mount. | Stock | 51 | 53
FAZ-B1-1-NA-L-SP | Eaton miniature circuit breaker, current-limiting, 1A, 240 VAC / 48 VDC, 1-pole, B curve, thermal magnetic, 10kA @ 240 VAC interrupting rating, 35mm DIN rail mount. | Stock | 16.25 | 17
FAZ-B1-1-NA-SP | Eaton miniature circuit breaker, current-limiting, 1A, 277 VAC / 48 VDC, 1-pole, B curve, thermal magnetic, 10kA @ 277 VAC interrupting rating, 35mm DIN rail mount. | Stock | 23.5 | 24.5
FAZ-B1-1-SP | Eaton miniature supplementary protector, 1A, 277 VAC / 48 VDC, 1-pole, B curve, thermal magnetic, 10kA @ 277 VAC interrupting rating, 35mm DIN rail mount. | Stock | 12.5 | 13
FAZ-B1-2 | Eaton miniature supplementary protector, 1A, 480Y / 277 VAC / 96 VDC, 2-pole, B curve, thermal magnetic, 10kA @ 480Y/277 VAC interrupting rating, 35mm DIN rail mount. | Stock | 24 | 25
FAZ-B1-2-NA | Eaton miniature circuit breaker, current-limiting, 1A, 480Y / 277 VAC / 96 VDC, 2-pole, B curve, thermal magnetic, 10kA @ 480Y/277 VAC interrupting rating, 35mm DIN rail mount. | Stock | 46 | 48
FAZ-B1-2-NA-L | Eaton miniature circuit breaker, current-limiting, 1A, 240 VAC / 96 VDC, 2-pole, B curve, thermal magnetic, 10kA @ 240 VAC interrupting rating, 35mm DIN rail mount. | Stock | 33.5 | 35
FAZ-B1-3 | Eaton miniature supplementary protector, 1A, 480Y / 277 VAC / 96 VDC, 3-pole, B curve, thermal magnetic, 10kA @ 480Y/277 VAC interrupting rating, 35mm DIN rail mount. | Stock | 32.5 | 34
FAZ-B13-1-NA-L-SP | Eaton miniature circuit breaker, current-limiting, 13A, 240 VAC / 48 VDC, 1-pole, B curve, thermal magnetic, 10kA @ 240 VAC interrupting rating, 35mm DIN rail mount. | Stock | 16.25 | 17
FAZ-B13-1-NA-SP | Eaton miniature circuit breaker, current-limiting, 13A, 277 VAC / 48 VDC, 1-pole, B curve, thermal magnetic, 10kA @ 277 VAC interrupting rating, 35mm DIN rail mount. | Stock | 23.5 | 24.5
FAZ-B13-1-SP | Eaton miniature supplementary protector, 13A, 277 VAC / 48 VDC, 1-pole, B curve, thermal magnetic, 10kA @ 277 VAC interrupting rating, 35mm DIN rail mount. | Stock | 12.5 | 13
FAZ-B13-2 | Eaton miniature supplementary protector, 13A, 480Y / 277 VAC / 96 VDC, 2-pole, B curve, thermal magnetic, 10kA @ 480Y/277 VAC interrupting rating, 35mm DIN rail mount. | Stock | 24 | 25
FAZ-B13-2-NA | Eaton miniature circuit breaker, current-limiting, 13A, 480Y / 277 VAC / 96 VDC, 2-pole, B curve, thermal magnetic, 10kA @ 480Y/277 VAC interrupting rating, 35mm DIN rail mount. | Stock | 46 | 48
FAZ-B13-2-NA-L | Eaton miniature circuit breaker, current-limiting, 13A, 240 VAC / 96 VDC, 2-pole, B curve, thermal magnetic, 10kA @ 240 VAC interrupting rating, 35mm DIN rail mount. | Stock | 33.5 | 35
FAZ-B13-3 | Eaton miniature supplementary protector, 13A, 480Y / 277 VAC / 96 VDC, 3-pole, B curve, thermal magnetic, 10kA @ 480Y/277 VAC interrupting rating, 35mm DIN rail mount. | Stock | 32.5 | 34
FAZ-B13-3-NA | Eaton miniature circuit breaker, current-limiting, 13A, 480Y / 277 VAC / 96 VDC, 3-pole, B curve, thermal magnetic, 10kA @ 480Y/277 VAC interrupting rating, 35mm DIN rail mount. | Stock | 71 | 74
FAZ-B13-3-NA-L | Eaton miniature circuit breaker, current-limiting, 13A, 240 VAC / 96 VDC, 3-pole, B curve, thermal magnetic, 10kA @ 240 VAC interrupting rating, 35mm DIN rail mount. | Stock | 51 | 53
FAZ-B1-3-NA | Eaton miniature circuit breaker, current-limiting, 1A, 480Y / 277 VAC / 96 VDC, 3-pole, B curve, thermal magnetic, 10kA @ 480Y/277 VAC interrupting rating, 35mm DIN rail mount. | Stock | 71 | 74
FAZ-B1-3-NA-L | Eaton miniature circuit breaker, current-limiting, 1A, 240 VAC / 96 VDC, 3-pole, B curve, thermal magnetic, 10kA @ 240 VAC interrupting rating, 35mm DIN rail mount. | Stock | 51 | 53
FAZ-B15-1-NA-L-SP | Eaton miniature circuit breaker, current-limiting, 15A, 240 VAC / 48 VDC, 1-pole, B curve, thermal magnetic, 14kA @ 240 VAC interrupting rating, 35mm DIN rail mount. | Stock | 16.25 | 17
FAZ-B15-1-NA-SP | Eaton miniature circuit breaker, current-limiting, 15A, 277 VAC / 48 VDC, 1-pole, B curve, thermal magnetic, 14kA @ 277 VAC interrupting rating, 35mm DIN rail mount. | Stock | 23.5 | 24.5
FAZ-B15-1-SP | Eaton miniature supplementary protector, 15A, 277 VAC / 48 VDC, 1-pole, B curve, thermal magnetic, 10kA @ 277 VAC interrupting rating, 35mm DIN rail mount. | Stock | 12.5 | 13
FAZ-B15-2 | Eaton miniature supplementary protector, 15A, 480Y / 277 VAC / 96 VDC, 2-pole, B curve, thermal magnetic, 10kA @ 480Y/277 VAC interrupting rating, 35mm DIN rail mount. | Stock | 24 | 25
FAZ-B15-2-NA | Eaton miniature circuit breaker, current-limiting, 15A, 480Y / 277 VAC / 96 VDC, 2-pole, B curve, thermal magnetic, 14kA @ 480Y/277 VAC interrupting rating, 35mm DIN rail mount. | Stock | 46 | 48
FAZ-B15-2-NA-L | Eaton miniature circuit breaker, current-limiting, 15A, 240 VAC / 96 VDC, 2-pole, B curve, thermal magnetic, 14kA @ 240 VAC interrupting rating, 35mm DIN rail mount. | Stock | 33.5 | 35
FAZ-B15-3 | Eaton miniature supplementary protector, 15A, 480Y / 277 VAC / 96 VDC, 3-pole, B curve, thermal magnetic, 10kA @ 480Y/277 VAC interrupting rating, 35mm DIN rail mount. | Stock | 32.5 | 34
FAZ-B15-3-NA | Eaton miniature circuit breaker, current-limiting, 15A, 480Y / 277 VAC / 96 VDC, 3-pole, B curve, thermal magnetic, 14kA @ 480Y/277 VAC interrupting rating, 35mm DIN rail mount. | Stock | 71 | 74
FAZ-B15-3-NA-L | Eaton miniature circuit breaker, current-limiting, 15A, 240 VAC / 96 VDC, 3-pole, B curve, thermal magnetic, 14kA @ 240 VAC interrupting rating, 35mm DIN rail mount. | Stock | 51 | 53
FAZ-B16-1-NA-L-SP | Eaton miniature circuit breaker, current-limiting, 16A, 240 VAC / 48 VDC, 1-pole, B curve, thermal magnetic, 14kA @ 240 VAC interrupting rating, 35mm DIN rail mount. | Stock | 16.25 | 17
FAZ-B16-1-NA-SP | Eaton miniature circuit breaker, current-limiting, 16A, 277 VAC / 48 VDC, 1-pole, B curve, thermal magnetic, 14kA @ 277 VAC interrupting rating, 35mm DIN rail mount. | Stock | 23.5 | 24.5
FAZ-B16-1-SP | Eaton miniature supplementary protector, 16A, 277 VAC / 48 VDC, 1-pole, B curve, thermal magnetic, 10kA @ 277 VAC interrupting rating, 35mm DIN rail mount. | Stock | 12.5 | 13
FAZ-B16-2 | Eaton miniature supplementary protector, 16A, 480Y / 277 VAC / 96 VDC, 2-pole, B curve, thermal magnetic, 10kA @ 480Y/277 VAC interrupting rating, 35mm DIN rail mount. | Stock | 24 | 25
FAZ-B16-2-NA | Eaton miniature circuit breaker, current-limiting, 16A, 480Y / 277 VAC / 96 VDC, 2-pole, B curve, thermal magnetic, 14kA @ 480Y/277 VAC interrupting rating, 35mm DIN rail mount. | Stock | 46 | 48
FAZ-B16-2-NA-L | Eaton miniature circuit breaker, current-limiting, 16A, 240 VAC / 96 VDC, 2-pole, B curve, thermal magnetic, 14kA @ 240 VAC interrupting rating, 35mm DIN rail mount. | Stock | 33.5 | 35
FAZ-B16-3 | Eaton miniature supplementary protector, 16A, 480Y / 277 VAC / 96 VDC, 3-pole, B curve, thermal magnetic, 10kA @ 480Y/277 VAC interrupting rating, 35mm DIN rail mount. | Stock | 32.5 | 34
FAZ-B16-3-NA | Eaton miniature circuit breaker, current-limiting, 16A, 480Y / 277 VAC / 96 VDC, 3-pole, B curve, thermal magnetic, 14kA @ 480Y/277 VAC interrupting rating, 35mm DIN rail mount. | Stock | 71 | 74
FAZ-B16-3-NA-L | Eaton miniature circuit breaker, current-limiting, 16A, 240 VAC / 96 VDC, 3-pole, B curve, thermal magnetic, 14kA @ 240 VAC interrupting rating, 35mm DIN rail mount. | Stock | 51 | 53
FAZ-B1P5-1-NA-L-SP | Eaton miniature circuit breaker, current-limiting, 1.5A, 240 VAC / 48 VDC, 1-pole, B curve, thermal magnetic, 10kA @ 240 VAC interrupting rating, 35mm DIN rail mount. | Stock | 16.25 | 17
FAZ-B1P5-1-NA-SP | Eaton miniature circuit breaker, current-limiting, 1.5A, 277 VAC / 48 VDC, 1-pole, B curve, thermal magnetic, 10kA @ 277 VAC interrupting rating, 35mm DIN rail mount. | Stock | 23.5 | 24.5
FAZ-B1P5-2-NA | Eaton miniature circuit breaker, current-limiting, 1.5A, 480Y / 277 VAC / 96 VDC, 2-pole, B curve, thermal magnetic, 10kA @ 480Y/277 VAC interrupting rating, 35mm DIN rail mount. | Stock | 46 | 48
FAZ-B1P5-2-NA-L | Eaton miniature circuit breaker, current-limiting, 1.5A, 240 VAC / 96 VDC, 2-pole, B curve, thermal magnetic, 10kA @ 240 VAC interrupting rating, 35mm DIN rail mount. | Stock | 33.5 | 35
FAZ-B1P5-3-NA | Eaton miniature circuit breaker, current-limiting, 1.5A, 480Y / 277 VAC / 96 VDC, 3-pole, B curve, thermal magnetic, 10kA @ 480Y/277 VAC interrupting rating, 35mm DIN rail mount. | Stock | 71 | 74
FAZ-B1P5-3-NA-L | Eaton miniature circuit breaker, current-limiting, 1.5A, 240 VAC / 96 VDC, 3-pole, B curve, thermal magnetic, 10kA @ 240 VAC interrupting rating, 35mm DIN rail mount. | Stock | 51 | 53
FAZ-B20-1-NA-L-SP | Eaton miniature circuit breaker, current-limiting, 20A, 240 VAC / 48 VDC, 1-pole, B curve, thermal magnetic, 14kA @ 240 VAC interrupting rating, 35mm DIN rail mount. | Stock | 16.25 | 17
FAZ-B20-1-NA-SP | Eaton miniature circuit breaker, current-limiting, 20A, 277 VAC / 48 VDC, 1-pole, B curve, thermal magnetic, 14kA @ 277 VAC interrupting rating, 35mm DIN rail mount. | Stock | 23.5 | 24.5
FAZ-B20-1-SP | Eaton miniature supplementary protector, 20A, 277 VAC / 48 VDC, 1-pole, B curve, thermal magnetic, 10kA @ 277 VAC interrupting rating, 35mm DIN rail mount. | Stock | 12.5 | 13
FAZ-B20-2 | Eaton miniature supplementary protector, 20A, 480Y / 277 VAC / 96 VDC, 2-pole, B curve, thermal magnetic, 10kA @ 480Y/277 VAC interrupting rating, 35mm DIN rail mount. | Stock | 24 | 25
FAZ-B20-2-NA | Eaton miniature circuit breaker, current-limiting, 20A, 480Y / 277 VAC / 96 VDC, 2-pole, B curve, thermal magnetic, 14kA @ 480Y/277 VAC interrupting rating, 35mm DIN rail mount. | Stock | 46 | 48
FAZ-B20-2-NA-L | Eaton miniature circuit breaker, current-limiting, 20A, 240 VAC / 96 VDC, 2-pole, B curve, thermal magnetic, 14kA @ 240 VAC interrupting rating, 35mm DIN rail mount. | Stock | 33.5 | 35
FAZ-B20-3 | Eaton miniature supplementary protector, 20A, 480Y / 277 VAC / 96 VDC, 3-pole, B curve, thermal magnetic, 10kA @ 480Y/277 VAC interrupting rating, 35mm DIN rail mount. | Stock | 32.5 | 34
FAZ-B20-3-NA | Eaton miniature circuit breaker, current-limiting, 20A, 480Y / 277 VAC / 96 VDC, 3-pole, B curve, thermal magnetic, 14kA @ 480Y/277 VAC interrupting rating, 35mm DIN rail mount. | Stock | 71 | 74
FAZ-B20-3-NA-L | Eaton miniature circuit breaker, current-limiting, 20A, 240 VAC / 96 VDC, 3-pole, B curve, thermal magnetic, 14kA @ 240 VAC interrupting rating, 35mm DIN rail mount. | Stock | 51 | 53
FAZ-B2-1-NA-L-SP | Eaton miniature circuit breaker, current-limiting, 2A, 240 VAC / 48 VDC, 1-pole, B curve, thermal magnetic, 10kA @ 240 VAC interrupting rating, 35mm DIN rail mount. | Stock | 16.25 | 17
FAZ-B2-1-NA-SP | Eaton miniature circuit breaker, current-limiting, 2A, 277 VAC / 48 VDC, 1-pole, B curve, thermal magnetic, 10kA @ 277 VAC interrupting rating, 35mm DIN rail mount. | Stock | 23.5 | 24.5
FAZ-B2-1-SP | Eaton miniature supplementary protector, 2A, 277 VAC / 48 VDC, 1-pole, B curve, thermal magnetic, 10kA @ 277 VAC interrupting rating, 35mm DIN rail mount. | Stock | 12.5 | 13
FAZ-B2-2 | Eaton miniature supplementary protector, 2A, 480Y / 277 VAC / 96 VDC, 2-pole, B curve, thermal magnetic, 10kA @ 480Y/277 VAC interrupting rating, 35mm DIN rail mount. | Stock | 24 | 25
FAZ-B2-2-NA | Eaton miniature circuit breaker, current-limiting, 2A, 480Y / 277 VAC / 96 VDC, 2-pole, B curve, thermal magnetic, 10kA @ 480Y/277 VAC interrupting rating, 35mm DIN rail mount. | Stock | 46 | 48
FAZ-B2-2-NA-L | Eaton miniature circuit breaker, current-limiting, 2A, 240 VAC / 96 VDC, 2-pole, B curve, thermal magnetic, 10kA @ 240 VAC interrupting rating, 35mm DIN rail mount. | Stock | 33.5 | 35
FAZ-B2-3 | Eaton miniature supplementary protector, 2A, 480Y / 277 VAC / 96 VDC, 3-pole, B curve, thermal magnetic, 10kA @ 480Y/277 VAC interrupting rating, 35mm DIN rail mount. | Stock | 32.5 | 34
FAZ-B2-3-NA | Eaton miniature circuit breaker, current-limiting, 2A, 480Y / 277 VAC / 96 VDC, 3-pole, B curve, thermal magnetic, 10kA @ 480Y/277 VAC interrupting rating, 35mm DIN rail mount. | Stock | 71 | 74
FAZ-B2-3-NA-L | Eaton miniature circuit breaker, current-limiting, 2A, 240 VAC / 96 VDC, 3-pole, B curve, thermal magnetic, 10kA @ 240 VAC interrupting rating, 35mm DIN rail mount. | Stock | 51 | 53
FAZ-B25-1-NA-L-SP | Eaton miniature circuit breaker, current-limiting, 25A, 240 VAC / 48 VDC, 1-pole, B curve, thermal magnetic, 14kA @ 240 VAC interrupting rating, 35mm DIN rail mount. | Stock | 16.25 | 17
FAZ-B25-1-NA-SP | Eaton miniature circuit breaker, current-limiting, 25A, 277 VAC / 48 VDC, 1-pole, B curve, thermal magnetic, 14kA @ 277 VAC interrupting rating, 35mm DIN rail mount. | Stock | 23.5 | 24.5
FAZ-B25-1-SP | Eaton miniature supplementary protector, 25A, 277 VAC / 48 VDC, 1-pole, B curve, thermal magnetic, 10kA @ 277 VAC interrupting rating, 35mm DIN rail mount. | Stock | 12.5 | 13
FAZ-B25-2 | Eaton miniature supplementary protector, 25A, 480Y / 277 VAC / 96 VDC, 2-pole, B curve, thermal magnetic, 10kA @ 480Y/277 VAC interrupting rating, 35mm DIN rail mount. | Stock | 24 | 25
FAZ-B25-2-NA | Eaton miniature circuit breaker, current-limiting, 25A, 480Y / 277 VAC / 96 VDC, 2-pole, B curve, thermal magnetic, 14kA @ 480Y/277 VAC interrupting rating, 35mm DIN rail mount. | Stock | 46 | 48
FAZ-B25-2-NA-L | Eaton miniature circuit breaker, current-limiting, 25A, 240 VAC / 96 VDC, 2-pole, B curve, thermal magnetic, 14kA @ 240 VAC interrupting rating, 35mm DIN rail mount. | Stock | 33.5 | 35
FAZ-B25-3 | Eaton miniature supplementary protector, 25A, 480Y / 277 VAC / 96 VDC, 3-pole, B curve, thermal magnetic, 10kA @ 480Y/277 VAC interrupting rating, 35mm DIN rail mount. | Stock | 32.5 | 34
FAZ-B25-3-NA | Eaton miniature circuit breaker, current-limiting, 25A, 480Y / 277 VAC / 96 VDC, 3-pole, B curve, thermal magnetic, 14kA @ 480Y/277 VAC interrupting rating, 35mm DIN rail mount. | Stock | 71 | 74
FAZ-B25-3-NA-L | Eaton miniature circuit breaker, current-limiting, 25A, 240 VAC / 96 VDC, 3-pole, B curve, thermal magnetic, 14kA @ 240 VAC interrupting rating, 35mm DIN rail mount. | Stock | 51 | 53
FAZ-B30-1-NA-L-SP | Eaton miniature circuit breaker, current-limiting, 30A, 240 VAC / 48 VDC, 1-pole, B curve, thermal magnetic, 10kA @ 240 VAC interrupting rating, 35mm DIN rail mount. | Stock | 16.25 | 17
FAZ-B30-1-NA-SP | Eaton miniature circuit breaker, current-limiting, 30A, 277 VAC / 48 VDC, 1-pole, B curve, thermal magnetic, 10kA @ 277 VAC interrupting rating, 35mm DIN rail mount. | Stock | 23.5 | 24.5
FAZ-B30-1-SP | Eaton miniature supplementary protector, 30A, 277 VAC / 48 VDC, 1-pole, B curve, thermal magnetic, 10kA @ 277 VAC interrupting rating, 35mm DIN rail mount. | Stock | 12.5 | 13
FAZ-B30-2 | Eaton miniature supplementary protector, 30A, 480Y / 277 VAC / 96 VDC, 2-pole, B curve, thermal magnetic, 10kA @ 480Y/277 VAC interrupting rating, 35mm DIN rail mount. | Stock | 24 | 25
FAZ-B30-2-NA | Eaton miniature circuit breaker, current-limiting, 30A, 480Y / 277 VAC / 96 VDC, 2-pole, B curve, thermal magnetic, 10kA @ 480Y/277 VAC interrupting rating, 35mm DIN rail mount. | Stock | 46 | 48
FAZ-B30-2-NA-L | Eaton miniature circuit breaker, current-limiting, 30A, 240 VAC / 96 VDC, 2-pole, B curve, thermal magnetic, 10kA @ 240 VAC interrupting rating, 35mm DIN rail mount. | Stock | 33.5 | 35
FAZ-B30-3 | Eaton miniature supplementary protector, 30A, 480Y / 277 VAC / 96 VDC, 3-pole, B curve, thermal magnetic, 10kA @ 480Y/277 VAC interrupting rating, 35mm DIN rail mount. | Stock | 32.5 | 34
FAZ-B30-3-NA | Eaton miniature circuit breaker, current-limiting, 30A, 480Y / 277 VAC / 96 VDC, 3-pole, B curve, thermal magnetic, 10kA @ 480Y/277 VAC interrupting rating, 35mm DIN rail mount. | Stock | 71 | 74
FAZ-B30-3-NA-L | Eaton miniature circuit breaker, current-limiting, 30A, 240 VAC / 96 VDC, 3-pole, B curve, thermal magnetic, 10kA @ 240 VAC interrupting rating, 35mm DIN rail mount. | Stock | 51 | 53
FAZ-B3-1-NA-L-SP | Eaton miniature circuit breaker, current-limiting, 3A, 240 VAC / 48 VDC, 1-pole, B curve, thermal magnetic, 10kA @ 240 VAC interrupting rating, 35mm DIN rail mount. | Stock | 16.25 | 17
FAZ-B3-1-NA-SP | Eaton miniature circuit breaker, current-limiting, 3A, 277 VAC / 48 VDC, 1-pole, B curve, thermal magnetic, 10kA @ 277 VAC interrupting rating, 35mm DIN rail mount. | Stock | 23.5 | 24.5
FAZ-B3-1-SP | Eaton miniature supplementary protector, 3A, 277 VAC / 48 VDC, 1-pole, B curve, thermal magnetic, 10kA @ 277 VAC interrupting rating, 35mm DIN rail mount. | Stock | 12.5 | 13
FAZ-B3-2 | Eaton miniature supplementary protector, 3A, 480Y / 277 VAC / 96 VDC, 2-pole, B curve, thermal magnetic, 10kA @ 480Y/277 VAC interrupting rating, 35mm DIN rail mount. | Stock | 24 | 25
FAZ-B32-1-NA-L-SP | Eaton miniature circuit breaker, current-limiting, 32A, 240 VAC / 48 VDC, 1-pole, B curve, thermal magnetic, 10kA @ 240 VAC interrupting rating, 35mm DIN rail mount. | Stock | 16.25 | 17
FAZ-B32-1-NA-SP | Eaton miniature circuit breaker, current-limiting, 32A, 277 VAC / 48 VDC, 1-pole, B curve, thermal magnetic, 10kA @ 277 VAC interrupting rating, 35mm DIN rail mount. | Stock | 23.5 | 24.5
FAZ-B32-1-SP | Eaton miniature supplementary protector, 32A, 277 VAC / 48 VDC, 1-pole, B curve, thermal magnetic, 10kA @ 277 VAC interrupting rating, 35mm DIN rail mount. | Stock | 12.5 | 13
FAZ-B32-2 | Eaton miniature supplementary protector, 32A, 480Y / 277 VAC / 96 VDC, 2-pole, B curve, thermal magnetic, 10kA @ 480Y/277 VAC interrupting rating, 35mm DIN rail mount. | Stock | 24 | 25
FAZ-B32-2-NA | Eaton miniature circuit breaker, current-limiting, 32A, 480Y / 277 VAC / 96 VDC, 2-pole, B curve, thermal magnetic, 10kA @ 480Y/277 VAC interrupting rating, 35mm DIN rail mount. | Stock | 46 | 48
FAZ-B32-2-NA-L | Eaton miniature circuit breaker, current-limiting, 32A, 240 VAC / 96 VDC, 2-pole, B curve, thermal magnetic, 10kA @ 240 VAC interrupting rating, 35mm DIN rail mount. | Stock | 33.5 | 35
FAZ-B32-3 | Eaton miniature supplementary protector, 32A, 480Y / 277 VAC / 96 VDC, 3-pole, B curve, thermal magnetic, 10kA @ 480Y/277 VAC interrupting rating, 35mm DIN rail mount. | Stock | 32.5 | 34
FAZ-B32-3-NA | Eaton miniature circuit breaker, current-limiting, 32A, 480Y / 277 VAC / 96 VDC, 3-pole, B curve, thermal magnetic, 10kA @ 480Y/277 VAC interrupting rating, 35mm DIN rail mount. | Stock | 71 | 74
FAZ-B32-3-NA-L | Eaton miniature circuit breaker, current-limiting, 32A, 240 VAC / 96 VDC, 3-pole, B curve, thermal magnetic, 10kA @ 240 VAC interrupting rating, 35mm DIN rail mount. | Stock | 51 | 53
FAZ-B3-2-NA | Eaton miniature circuit breaker, current-limiting, 3A, 480Y / 277 VAC / 96 VDC, 2-pole, B curve, thermal magnetic, 10kA @ 480Y/277 VAC interrupting rating, 35mm DIN rail mount. | Stock | 46 | 48
FAZ-B3-2-NA-L | Eaton miniature circuit breaker, current-limiting, 3A, 240 VAC / 96 VDC, 2-pole, B curve, thermal magnetic, 10kA @ 240 VAC interrupting rating, 35mm DIN rail mount. | Stock | 33.5 | 35
FAZ-B3-3 | Eaton miniature supplementary protector, 3A, 480Y / 277 VAC / 96 VDC, 3-pole, B curve, thermal magnetic, 10kA @ 480Y/277 VAC interrupting rating, 35mm DIN rail mount. | Stock | 32.5 | 34
FAZ-B3-3-NA | Eaton miniature circuit breaker, current-limiting, 3A, 480Y / 277 VAC / 96 VDC, 3-pole, B curve, thermal magnetic, 10kA @ 480Y/277 VAC interrupting rating, 35mm DIN rail mount. | Stock | 71 | 74
FAZ-B3-3-NA-L | Eaton miniature circuit breaker, current-limiting, 3A, 240 VAC / 96 VDC, 3-pole, B curve, thermal magnetic, 10kA @ 240 VAC interrupting rating, 35mm DIN rail mount. | Stock | 51 | 53
FAZ-B35-1-NA-SP | Eaton miniature circuit breaker, current-limiting, 35A, 240 VAC / 48 VDC, 1-pole, B curve, thermal magnetic, 10kA @ 240 VAC interrupting rating, 35mm DIN rail mount. | Stock | 23.5 | 24.5
FAZ-B35-2-NA | Eaton miniature circuit breaker, current-limiting, 35A, 240 VAC / 96 VDC, 2-pole, B curve, thermal magnetic, 10kA @ 240 VAC interrupting rating, 35mm DIN rail mount. | Stock | 46 | 48
FAZ-B35-3-NA | Eaton miniature circuit breaker, current-limiting, 35A, 240 VAC / 96 VDC, 3-pole, B curve, thermal magnetic, 10kA @ 240 VAC interrupting rating, 35mm DIN rail mount. | Stock | 71 | 74
FAZ-B40-1-NA-SP | Eaton miniature circuit breaker, current-limiting, 40A, 240 VAC / 48 VDC, 1-pole, B curve, thermal magnetic, 10kA @ 240 VAC interrupting rating, 35mm DIN rail mount. | Stock | 23.5 | 24.5
FAZ-B40-1-SP | Eaton miniature supplementary protector, 40A, 277 VAC / 48 VDC, 1-pole, B curve, thermal magnetic, 5kA @ 277 VAC interrupting rating, 35mm DIN rail mount. | Stock | 12.5 | 13
FAZ-B40-2 | Eaton miniature supplementary protector, 40A, 480Y / 277 VAC / 96 VDC, 2-pole, B curve, thermal magnetic, 5kA @ 480Y/277 VAC interrupting rating, 35mm DIN rail mount. | Stock | 24 | 25
FAZ-B40-2-NA | Eaton miniature circuit breaker, current-limiting, 40A, 240 VAC / 96 VDC, 2-pole, B curve, thermal magnetic, 10kA @ 240 VAC interrupting rating, 35mm DIN rail mount. | Stock | 46 | 48
FAZ-B40-3 | Eaton miniature supplementary protector, 40A, 480Y / 277 VAC / 96 VDC, 3-pole, B curve, thermal magnetic, 5kA @ 480Y/277 VAC interrupting rating, 35mm DIN rail mount. | Stock | 32.5 | 34
FAZ-B40-3-NA | Eaton miniature circuit breaker, current-limiting, 40A, 240 VAC / 96 VDC, 3-pole, B curve, thermal magnetic, 10kA @ 240 VAC interrupting rating, 35mm DIN rail mount. | Stock | 71 | 74
FAZ-B4-1-NA-L-SP | Eaton miniature circuit breaker, current-limiting, 4A, 240 VAC / 48 VDC, 1-pole, B curve, thermal magnetic, 10kA @ 240 VAC interrupting rating, 35mm DIN rail mount. | Stock | 16.25 | 17
FAZ-B4-1-NA-SP | Eaton miniature circuit breaker, current-limiting, 4A, 277 VAC / 48 VDC, 1-pole, B curve, thermal magnetic, 10kA @ 277 VAC interrupting rating, 35mm DIN rail mount. | Stock | 23.5 | 24.5
FAZ-B4-1-SP | Eaton miniature supplementary protector, 4A, 277 VAC / 48 VDC, 1-pole, B curve, thermal magnetic, 10kA @ 277 VAC interrupting rating, 35mm DIN rail mount. | Stock | 12.5 | 13
FAZ-B4-2 | Eaton miniature supplementary protector, 4A, 480Y / 277 VAC / 96 VDC, 2-pole, B curve, thermal magnetic, 10kA @ 480Y/277 VAC interrupting rating, 35mm DIN rail mount. | Stock | 24 | 25
FAZ-B4-2-NA | Eaton miniature circuit breaker, current-limiting, 4A, 480Y / 277 VAC / 96 VDC, 2-pole, B curve, thermal magnetic, 10kA @ 480Y/277 VAC interrupting rating, 35mm DIN rail mount. | Stock | 46 | 48
FAZ-B4-2-NA-L | Eaton miniature circuit breaker, current-limiting, 4A, 240 VAC / 96 VDC, 2-pole, B curve, thermal magnetic, 10kA @ 240 VAC interrupting rating, 35mm DIN rail mount. | Stock | 33.5 | 35
FAZ-B4-3 | Eaton miniature supplementary protector, 4A, 480Y / 277 VAC / 96 VDC, 3-pole, B curve, thermal magnetic, 10kA @ 480Y/277 VAC interrupting rating, 35mm DIN rail mount. | Stock | 32.5 | 34
FAZ-B4-3-NA | Eaton miniature circuit breaker, current-limiting, 4A, 480Y / 277 VAC / 96 VDC, 3-pole, B curve, thermal magnetic, 10kA @ 480Y/277 VAC interrupting rating, 35mm DIN rail mount. | Stock | 71 | 74
FAZ-B4-3-NA-L | Eaton miniature circuit breaker, current-limiting, 4A, 240 VAC / 96 VDC, 3-pole, B curve, thermal magnetic, 10kA @ 240 VAC interrupting rating, 35mm DIN rail mount. | Stock | 51 | 53
FAZ-B50-1-NA-SP | Eaton miniature circuit breaker, current-limiting, 50A, 240 VAC / 48 VDC, 1-pole, B curve, thermal magnetic, 10kA @ 240 VAC interrupting rating, 35mm DIN rail mount. | Stock | 23.5 | 24.5
FAZ-B50-1-SP | Eaton miniature supplementary protector, 50A, 277 VAC / 48 VDC, 1-pole, B curve, thermal magnetic, 5kA @ 277 VAC interrupting rating, 35mm DIN rail mount. | Stock | 12.5 | 13
FAZ-B50-2 | Eaton miniature supplementary protector, 50A, 480Y / 277 VAC / 96 VDC, 2-pole, B curve, thermal magnetic, 5kA @ 480Y/277 VAC interrupting rating, 35mm DIN rail mount. | Stock | 24 | 25
FAZ-B50-2-NA | Eaton miniature circuit breaker, current-limiting, 50A, 240 VAC / 96 VDC, 2-pole, B curve, thermal magnetic, 10kA @ 240 VAC interrupting rating, 35mm DIN rail mount. | Stock | 46 | 48
FAZ-B50-3 | Eaton miniature supplementary protector, 50A, 480Y / 277 VAC / 96 VDC, 3-pole, B curve, thermal magnetic, 5kA @ 480Y/277 VAC interrupting rating, 35mm DIN rail mount. | Stock | 32.5 | 34
FAZ-B50-3-NA | Eaton miniature circuit breaker, current-limiting, 50A, 240 VAC / 96 VDC, 3-pole, B curve, thermal magnetic, 10kA @ 240 VAC interrupting rating, 35mm DIN rail mount. | Stock | 71 | 74
FAZ-B5-1-NA-L-SP | Eaton miniature circuit breaker, current-limiting, 5A, 240 VAC / 48 VDC, 1-pole, B curve, thermal magnetic, 10kA @ 240 VAC interrupting rating, 35mm DIN rail mount. | Stock | 16.25 | 17
FAZ-B5-1-NA-SP | Eaton miniature circuit breaker, current-limiting, 5A, 277 VAC / 48 VDC, 1-pole, B curve, thermal magnetic, 10kA @ 277 VAC interrupting rating, 35mm DIN rail mount. | Stock | 23.5 | 24.5
FAZ-B5-1-SP | Eaton miniature supplementary protector, 5A, 277 VAC / 48 VDC, 1-pole, B curve, thermal magnetic, 10kA @ 277 VAC interrupting rating, 35mm DIN rail mount. | Stock | 12.5 | 13
FAZ-B5-2 | Eaton miniature supplementary protector, 5A, 480Y / 277 VAC / 96 VDC, 2-pole, B curve, thermal magnetic, 10kA @ 480Y/277 VAC interrupting rating, 35mm DIN rail mount. | Stock | 24 | 25
FAZ-B5-2-NA | Eaton miniature circuit breaker, current-limiting, 5A, 480Y / 277 VAC / 96 VDC, 2-pole, B curve, thermal magnetic, 10kA @ 480Y/277 VAC interrupting rating, 35mm DIN rail mount. | Stock | 46 | 48
FAZ-B5-2-NA-L | Eaton miniature circuit breaker, current-limiting, 5A, 240 VAC / 96 VDC, 2-pole, B curve, thermal magnetic, 10kA @ 240 VAC interrupting rating, 35mm DIN rail mount. | Stock | 33.5 | 35
FAZ-B5-3 | Eaton miniature supplementary protector, 5A, 480Y / 277 VAC / 96 VDC, 3-pole, B curve, thermal magnetic, 10kA @ 480Y/277 VAC interrupting rating, 35mm DIN rail mount. | Stock | 32.5 | 34
FAZ-B5-3-NA | Eaton miniature circuit breaker, current-limiting, 5A, 480Y / 277 VAC / 96 VDC, 3-pole, B curve, thermal magnetic, 10kA @ 480Y/277 VAC interrupting rating, 35mm DIN rail mount. | Stock | 71 | 74
FAZ-B5-3-NA-L | Eaton miniature circuit breaker, current-limiting, 5A, 240 VAC / 96 VDC, 3-pole, B curve, thermal magnetic, 10kA @ 240 VAC interrupting rating, 35mm DIN rail mount. | Stock | 51 | 53
FAZ-B6-1-NA-L-SP | Eaton miniature circuit breaker, current-limiting, 6A, 240 VAC / 48 VDC, 1-pole, B curve, thermal magnetic, 10kA @ 240 VAC interrupting rating, 35mm DIN rail mount. | Stock | 16.25 | 17
FAZ-B6-1-NA-SP | Eaton miniature circuit breaker, current-limiting, 6A, 277 VAC / 48 VDC, 1-pole, B curve, thermal magnetic, 10kA @ 277 VAC interrupting rating, 35mm DIN rail mount. | Stock | 23.5 | 24.5
FAZ-B6-1-SP | Eaton miniature supplementary protector, 6A, 277 VAC / 48 VDC, 1-pole, B curve, thermal magnetic, 10kA @ 277 VAC interrupting rating, 35mm DIN rail mount. | Stock | 12.5 | 13
FAZ-B6-2 | Eaton miniature supplementary protector, 6A, 480Y / 277 VAC / 96 VDC, 2-pole, B curve, thermal magnetic, 10kA @ 480Y/277 VAC interrupting rating, 35mm DIN rail mount. | Stock | 24 | 25
FAZ-B6-2-NA | Eaton miniature circuit breaker, current-limiting, 6A, 480Y / 277 VAC / 96 VDC, 2-pole, B curve, thermal magnetic, 10kA @ 480Y/277 VAC interrupting rating, 35mm DIN rail mount. | Stock | 46 | 48
FAZ-B6-2-NA-L | Eaton miniature circuit breaker, current-limiting, 6A, 240 VAC / 96 VDC, 2-pole, B curve, thermal magnetic, 10kA @ 240 VAC interrupting rating, 35mm DIN rail mount. | Stock | 33.5 | 35
FAZ-B6-3 | Eaton miniature supplementary protector, 6A, 480Y / 277 VAC / 96 VDC, 3-pole, B curve, thermal magnetic, 10kA @ 480Y/277 VAC interrupting rating, 35mm DIN rail mount. | Stock | 32.5 | 34
FAZ-B63-1-NA-SP | Eaton miniature circuit breaker, current-limiting, 63A, 240 VAC / 48 VDC, 1-pole, B curve, thermal magnetic, 10kA @ 240 VAC interrupting rating, 35mm DIN rail mount. | Stock | 23.5 | 24.5
FAZ-B63-1-SP | Eaton miniature supplementary protector, 63A, 277 VAC / 48 VDC, 1-pole, B curve, thermal magnetic, 5kA @ 277 VAC interrupting rating, 35mm DIN rail mount. | Stock | 12.5 | 13
FAZ-B63-2 | Eaton miniature supplementary protector, 63A, 480Y / 277 VAC / 96 VDC, 2-pole, B curve, thermal magnetic, 5kA @ 480Y/277 VAC interrupting rating, 35mm DIN rail mount. | Stock | 24 | 25
FAZ-B63-2-NA | Eaton miniature circuit breaker, current-limiting, 63A, 240 VAC / 96 VDC, 2-pole, B curve, thermal magnetic, 10kA @ 240 VAC interrupting rating, 35mm DIN rail mount. | Stock | 46 | 48
FAZ-B63-3 | Eaton miniature supplementary protector, 63A, 480Y / 277 VAC / 96 VDC, 3-pole, B curve, thermal magnetic, 5kA @ 480Y/277 VAC interrupting rating, 35mm DIN rail mount. | Stock | 32.5 | 34
FAZ-B63-3-NA | Eaton miniature circuit breaker, current-limiting, 63A, 240 VAC / 96 VDC, 3-pole, B curve, thermal magnetic, 10kA @ 240 VAC interrupting rating, 35mm DIN rail mount. | Stock | 71 | 74
FAZ-B6-3-NA | Eaton miniature circuit breaker, current-limiting, 6A, 480Y / 277 VAC / 96 VDC, 3-pole, B curve, thermal magnetic, 10kA @ 480Y/277 VAC interrupting rating, 35mm DIN rail mount. | Stock | 71 | 74
FAZ-B6-3-NA-L | Eaton miniature circuit breaker, current-limiting, 6A, 240 VAC / 96 VDC, 3-pole, B curve, thermal magnetic, 10kA @ 240 VAC interrupting rating, 35mm DIN rail mount. | Stock | 51 | 53
FAZ-B7-1-NA-L-SP | Eaton miniature circuit breaker, current-limiting, 7A, 240 VAC / 48 VDC, 1-pole, B curve, thermal magnetic, 10kA @ 240 VAC interrupting rating, 35mm DIN rail mount. | Stock | 16.25 | 17
FAZ-B7-1-NA-SP | Eaton miniature circuit breaker, current-limiting, 7A, 277 VAC / 48 VDC, 1-pole, B curve, thermal magnetic, 10kA @ 277 VAC interrupting rating, 35mm DIN rail mount. | Stock | 23.5 | 24.5
FAZ-B7-1-SP | Eaton miniature supplementary protector, 7A, 277 VAC / 48 VDC, 1-pole, B curve, thermal magnetic, 10kA @ 277 VAC interrupting rating, 35mm DIN rail mount. | Stock | 12.5 | 13
FAZ-B7-2 | Eaton miniature supplementary protector, 7A, 480Y / 277 VAC / 96 VDC, 2-pole, B curve, thermal magnetic, 10kA @ 480Y/277 VAC interrupting rating, 35mm DIN rail mount. | Stock | 24 | 25
FAZ-B7-2-NA | Eaton miniature circuit breaker, current-limiting, 7A, 480Y / 277 VAC / 96 VDC, 2-pole, B curve, thermal magnetic, 10kA @ 480Y/277 VAC interrupting rating, 35mm DIN rail mount. | Stock | 46 | 48
FAZ-B7-2-NA-L | Eaton miniature circuit breaker, current-limiting, 7A, 240 VAC / 96 VDC, 2-pole, B curve, thermal magnetic, 10kA @ 240 VAC interrupting rating, 35mm DIN rail mount. | Stock | 33.5 | 35
FAZ-B7-3 | Eaton miniature supplementary protector, 7A, 480Y / 277 VAC / 96 VDC, 3-pole, B curve, thermal magnetic, 10kA @ 480Y/277 VAC interrupting rating, 35mm DIN rail mount. | Stock | 32.5 | 34
FAZ-B7-3-NA | Eaton miniature circuit breaker, current-limiting, 7A, 480Y / 277 VAC / 96 VDC, 3-pole, B curve, thermal magnetic, 10kA @ 480Y/277 VAC interrupting rating, 35mm DIN rail mount. | Stock | 71 | 74
FAZ-B7-3-NA-L | Eaton miniature circuit breaker, current-limiting, 7A, 240 VAC / 96 VDC, 3-pole, B curve, thermal magnetic, 10kA @ 240 VAC interrupting rating, 35mm DIN rail mount. | Stock | 51 | 53
FAZ-B8-1-NA-L-SP | Eaton miniature circuit breaker, current-limiting, 8A, 240 VAC / 48 VDC, 1-pole, B curve, thermal magnetic, 10kA @ 240 VAC interrupting rating, 35mm DIN rail mount. | Stock | 16.25 | 17
FAZ-B8-1-NA-SP | Eaton miniature circuit breaker, current-limiting, 8A, 277 VAC / 48 VDC, 1-pole, B curve, thermal magnetic, 10kA @ 277 VAC interrupting rating, 35mm DIN rail mount. | Stock | 23.5 | 24.5
FAZ-B8-1-SP | Eaton miniature supplementary protector, 8A, 277 VAC / 48 VDC, 1-pole, B curve, thermal magnetic, 10kA @ 277 VAC interrupting rating, 35mm DIN rail mount. | Stock | 12.5 | 13
FAZ-B8-2 | Eaton miniature supplementary protector, 8A, 480Y / 277 VAC / 96 VDC, 2-pole, B curve, thermal magnetic, 10kA @ 480Y/277 VAC interrupting rating, 35mm DIN rail mount. | Stock | 24 | 25
FAZ-B8-2-NA | Eaton miniature circuit breaker, current-limiting, 8A, 480Y / 277 VAC / 96 VDC, 2-pole, B curve, thermal magnetic, 10kA @ 480Y/277 VAC interrupting rating, 35mm DIN rail mount. | Stock | 46 | 48
FAZ-B8-2-NA-L | Eaton miniature circuit breaker, current-limiting, 8A, 240 VAC / 96 VDC, 2-pole, B curve, thermal magnetic, 10kA @ 240 VAC interrupting rating, 35mm DIN rail mount. | Stock | 33.5 | 35
FAZ-B8-3 | Eaton miniature supplementary protector, 8A, 480Y / 277 VAC / 96 VDC, 3-pole, B curve, thermal magnetic, 10kA @ 480Y/277 VAC interrupting rating, 35mm DIN rail mount. | Stock | 32.5 | 34
FAZ-B8-3-NA | Eaton miniature circuit breaker, current-limiting, 8A, 480Y / 277 VAC / 96 VDC, 3-pole, B curve, thermal magnetic, 10kA @ 480Y/277 VAC interrupting rating, 35mm DIN rail mount. | Stock | 71 | 74
FAZ-B8-3-NA-L | Eaton miniature circuit breaker, current-limiting, 8A, 240 VAC / 96 VDC, 3-pole, B curve, thermal magnetic, 10kA @ 240 VAC interrupting rating, 35mm DIN rail mount. | Stock | 51 | 53
FAZ-C0P5-1-NA-L-SP | Eaton miniature circuit breaker, current-limiting, 0.5A, 240 VAC / 48 VDC, 1-pole, C curve, thermal magnetic, 10kA @ 240 VAC interrupting rating, 35mm DIN rail mount. | Stock | 16.25 | 17
FAZ-C0P5-1-NA-SP | Eaton miniature circuit breaker, current-limiting, 0.5A, 277 VAC / 48 VDC, 1-pole, C curve, thermal magnetic, 10kA @ 277 VAC interrupting rating, 35mm DIN rail mount. | Stock | 24 | 25
FAZ-C0P5-1-SP | Eaton miniature supplementary protector, 0.5A, 277 VAC / 48 VDC, 1-pole, C curve, thermal magnetic, 10kA @ 277 VAC interrupting rating, 35mm DIN rail mount. | Stock | 12.5 | 13
FAZ-C0P5-2 | Eaton miniature supplementary protector, 0.5A, 480Y / 277 VAC / 96 VDC, 2-pole, C curve, thermal magnetic, 10kA @ 480Y/277 VAC interrupting rating, 35mm DIN rail mount. | Stock | 24 | 25
FAZ-C0P5-2-NA | Eaton miniature circuit breaker, current-limiting, 0.5A, 480Y / 277 VAC / 96 VDC, 2-pole, C curve, thermal magnetic, 10kA @ 480Y/277 VAC interrupting rating, 35mm DIN rail mount. | Stock | 47 | 49
FAZ-C0P5-2-NA-L | Eaton miniature circuit breaker, current-limiting, 0.5A, 240 VAC / 96 VDC, 2-pole, C curve, thermal magnetic, 10kA @ 240 VAC interrupting rating, 35mm DIN rail mount. | Stock | 33.5 | 35
FAZ-C0P5-3 | Eaton miniature supplementary protector, 0.5A, 480Y / 277 VAC / 96 VDC, 3-pole, C curve, thermal magnetic, 10kA @ 480Y/277 VAC interrupting rating, 35mm DIN rail mount. | Stock | 32.5 | 34
FAZ-C0P5-3-NA | Eaton miniature circuit breaker, current-limiting, 0.5A, 480Y / 277 VAC / 96 VDC, 3-pole, C curve, thermal magnetic, 10kA @ 480Y/277 VAC interrupting rating, 35mm DIN rail mount. | Stock | 73 | 76
FAZ-C0P5-3-NA-L | Eaton miniature circuit breaker, current-limiting, 0.5A, 240 VAC / 96 VDC, 3-pole, C curve, thermal magnetic, 10kA @ 240 VAC interrupting rating, 35mm DIN rail mount. | Stock | 51 | 53
FAZ-C10-1-NA-L-SP | Eaton miniature circuit breaker, current-limiting, 10A, 240 VAC / 48 VDC, 1-pole, C curve, thermal magnetic, 10kA @ 240 VAC interrupting rating, 35mm DIN rail mount. | Stock | 16.25 | 17
FAZ-C10-1-NA-SP | Eaton miniature circuit breaker, current-limiting, 10A, 277 VAC / 48 VDC, 1-pole, C curve, thermal magnetic, 10kA @ 277 VAC interrupting rating, 35mm DIN rail mount. | Stock | 24 | 25
FAZ-C10-1-SP | Eaton miniature supplementary protector, 10A, 277 VAC / 48 VDC, 1-pole, C curve, thermal magnetic, 10kA @ 277 VAC interrupting rating, 35mm DIN rail mount. | Stock | 12.5 | 13
FAZ-C10-2 | Eaton miniature supplementary protector, 10A, 480Y / 277 VAC / 96 VDC, 2-pole, C curve, thermal magnetic, 10kA @ 480Y/277 VAC interrupting rating, 35mm DIN rail mount. | Stock | 24 | 25
FAZ-C10-2-NA | Eaton miniature circuit breaker, current-limiting, 10A, 480Y / 277 VAC / 96 VDC, 2-pole, C curve, thermal magnetic, 10kA @ 480Y/277 VAC interrupting rating, 35mm DIN rail mount. | Stock | 47 | 49
FAZ-C10-2-NA-L | Eaton miniature circuit breaker, current-limiting, 10A, 240 VAC / 96 VDC, 2-pole, C curve, thermal magnetic, 10kA @ 240 VAC interrupting rating, 35mm DIN rail mount. | Stock | 33.5 | 35
FAZ-C10-3 | Eaton miniature supplementary protector, 10A, 480Y / 277 VAC / 96 VDC, 3-pole, C curve, thermal magnetic, 10kA @ 480Y/277 VAC interrupting rating, 35mm DIN rail mount. | Stock | 32.5 | 34
FAZ-C10-3-NA | Eaton miniature circuit breaker, current-limiting, 10A, 480Y / 277 VAC / 96 VDC, 3-pole, C curve, thermal magnetic, 10kA @ 480Y/277 VAC interrupting rating, 35mm DIN rail mount. | Stock | 73 | 76
FAZ-C10-3-NA-L | Eaton miniature circuit breaker, current-limiting, 10A, 240 VAC / 96 VDC, 3-pole, C curve, thermal magnetic, 10kA @ 240 VAC interrupting rating, 35mm DIN rail mount. | Stock | 51 | 53
FAZ-C1-1-NA-L-SP | Eaton miniature circuit breaker, current-limiting, 1A, 240 VAC / 48 VDC, 1-pole, C curve, thermal magnetic, 10kA @ 240 VAC interrupting rating, 35mm DIN rail mount. | Stock | 16.25 | 17
FAZ-C1-1-NA-SP | Eaton miniature circuit breaker, current-limiting, 1A, 277 VAC / 48 VDC, 1-pole, C curve, thermal magnetic, 10kA @ 277 VAC interrupting rating, 35mm DIN rail mount. | Stock | 24 | 25
FAZ-C1-1-SP | Eaton miniature supplementary protector, 1A, 277 VAC / 48 VDC, 1-pole, C curve, thermal magnetic, 10kA @ 277 VAC interrupting rating, 35mm DIN rail mount. | Stock | 12.5 | 13
FAZ-C1-2 | Eaton miniature supplementary protector, 1A, 480Y / 277 VAC / 96 VDC, 2-pole, C curve, thermal magnetic, 10kA @ 480Y/277 VAC interrupting rating, 35mm DIN rail mount. | Stock | 24 | 25
FAZ-C1-2-NA | Eaton miniature circuit breaker, current-limiting, 1A, 480Y / 277 VAC / 96 VDC, 2-pole, C curve, thermal magnetic, 10kA @ 480Y/277 VAC interrupting rating, 35mm DIN rail mount. | Stock | 47 | 49
FAZ-C1-2-NA-L | Eaton miniature circuit breaker, current-limiting, 1A, 240 VAC / 96 VDC, 2-pole, C curve, thermal magnetic, 10kA @ 240 VAC interrupting rating, 35mm DIN rail mount. | Stock | 33.5 | 35
FAZ-C1-3 | Eaton miniature supplementary protector, 1A, 480Y / 277 VAC / 96 VDC, 3-pole, C curve, thermal magnetic, 10kA @ 480Y/277 VAC interrupting rating, 35mm DIN rail mount. | Stock | 32.5 | 34
FAZ-C13-1-NA-L-SP | Eaton miniature circuit breaker, current-limiting, 13A, 240 VAC / 48 VDC, 1-pole, C curve, thermal magnetic, 10kA @ 240 VAC interrupting rating, 35mm DIN rail mount. | Stock | 16.25 | 17
FAZ-C13-1-NA-SP | Eaton miniature circuit breaker, current-limiting, 13A, 277 VAC / 48 VDC, 1-pole, C curve, thermal magnetic, 10kA @ 277 VAC interrupting rating, 35mm DIN rail mount. | Stock | 24 | 25
FAZ-C13-1-SP | Eaton miniature supplementary protector, 13A, 277 VAC / 48 VDC, 1-pole, C curve, thermal magnetic, 10kA @ 277 VAC interrupting rating, 35mm DIN rail mount. | Stock | 12.5 | 13
FAZ-C13-2 | Eaton miniature supplementary protector, 13A, 480Y / 277 VAC / 96 VDC, 2-pole, C curve, thermal magnetic, 10kA @ 480Y/277 VAC interrupting rating, 35mm DIN rail mount. | Stock | 24 | 25
FAZ-C13-2-NA | Eaton miniature circuit breaker, current-limiting, 13A, 480Y / 277 VAC / 96 VDC, 2-pole, C curve, thermal magnetic, 10kA @ 480Y/277 VAC interrupting rating, 35mm DIN rail mount. | Stock | 47 | 49
FAZ-C13-2-NA-L | Eaton miniature circuit breaker, current-limiting, 13A, 240 VAC / 96 VDC, 2-pole, C curve, thermal magnetic, 10kA @ 240 VAC interrupting rating, 35mm DIN rail mount. | Stock | 33.5 | 35
FAZ-C13-3 | Eaton miniature supplementary protector, 13A, 480Y / 277 VAC / 96 VDC, 3-pole, C curve, thermal magnetic, 10kA @ 480Y/277 VAC interrupting rating, 35mm DIN rail mount. | Stock | 32.5 | 34
FAZ-C13-3-NA | Eaton miniature circuit breaker, current-limiting, 13A, 480Y / 277 VAC / 96 VDC, 3-pole, C curve, thermal magnetic, 10kA @ 480Y/277 VAC interrupting rating, 35mm DIN rail mount. | Stock | 73 | 76
FAZ-C13-3-NA-L | Eaton miniature circuit breaker, current-limiting, 13A, 240 VAC / 96 VDC, 3-pole, C curve, thermal magnetic, 10kA @ 240 VAC interrupting rating, 35mm DIN rail mount. | Stock | 51 | 53
FAZ-C1-3-NA | Eaton miniature circuit breaker, current-limiting, 1A, 480Y / 277 VAC / 96 VDC, 3-pole, C curve, thermal magnetic, 10kA @ 480Y/277 VAC interrupting rating, 35mm DIN rail mount. | Stock | 73 | 76
FAZ-C1-3-NA-L | Eaton miniature circuit breaker, current-limiting, 1A, 240 VAC / 96 VDC, 3-pole, C curve, thermal magnetic, 10kA @ 240 VAC interrupting rating, 35mm DIN rail mount. | Stock | 51 | 53
FAZ-C15-1-NA-L-SP | Eaton miniature circuit breaker, current-limiting, 15A, 240 VAC / 48 VDC, 1-pole, C curve, thermal magnetic, 14kA @ 240 VAC interrupting rating, 35mm DIN rail mount. | Stock | 16.25 | 17
FAZ-C15-1-NA-SP | Eaton miniature circuit breaker, current-limiting, 15A, 277 VAC / 48 VDC, 1-pole, C curve, thermal magnetic, 14kA @ 277 VAC interrupting rating, 35mm DIN rail mount. | Stock | 24 | 25
FAZ-C15-1-SP | Eaton miniature supplementary protector, 15A, 277 VAC / 48 VDC, 1-pole, C curve, thermal magnetic, 10kA @ 277 VAC interrupting rating, 35mm DIN rail mount. | Stock | 12.5 | 13
FAZ-C15-2 | Eaton miniature supplementary protector, 15A, 480Y / 277 VAC / 96 VDC, 2-pole, C curve, thermal magnetic, 10kA @ 480Y/277 VAC interrupting rating, 35mm DIN rail mount. | Stock | 24 | 25
FAZ-C15-2-NA | Eaton miniature circuit breaker, current-limiting, 15A, 480Y / 277 VAC / 96 VDC, 2-pole, C curve, thermal magnetic, 14kA @ 480Y/277 VAC interrupting rating, 35mm DIN rail mount. | Stock | 47 | 49
FAZ-C15-2-NA-L | Eaton miniature circuit breaker, current-limiting, 15A, 240 VAC / 96 VDC, 2-pole, C curve, thermal magnetic, 14kA @ 240 VAC interrupting rating, 35mm DIN rail mount. | Stock | 33.5 | 35
FAZ-C15-3 | Eaton miniature supplementary protector, 15A, 480Y / 277 VAC / 96 VDC, 3-pole, C curve, thermal magnetic, 10kA @ 480Y/277 VAC interrupting rating, 35mm DIN rail mount. | Stock | 32.5 | 34
FAZ-C15-3-NA | Eaton miniature circuit breaker, current-limiting, 15A, 480Y / 277 VAC / 96 VDC, 3-pole, C curve, thermal magnetic, 14kA @ 480Y/277 VAC interrupting rating, 35mm DIN rail mount. | Stock | 73 | 76
FAZ-C15-3-NA-L | Eaton miniature circuit breaker, current-limiting, 15A, 240 VAC / 96 VDC, 3-pole, C curve, thermal magnetic, 14kA @ 240 VAC interrupting rating, 35mm DIN rail mount. | Stock | 51 | 53
FAZ-C16-1-NA-L-SP | Eaton miniature circuit breaker, current-limiting, 16A, 240 VAC / 48 VDC, 1-pole, C curve, thermal magnetic, 14kA @ 240 VAC interrupting rating, 35mm DIN rail mount. | Stock | 16.25 | 17
FAZ-C16-1-NA-SP | Eaton miniature circuit breaker, current-limiting, 16A, 277 VAC / 48 VDC, 1-pole, C curve, thermal magnetic, 14kA @ 277 VAC interrupting rating, 35mm DIN rail mount. | Stock | 24 | 25
FAZ-C16-1-SP | Eaton miniature supplementary protector, 16A, 277 VAC / 48 VDC, 1-pole, C curve, thermal magnetic, 10kA @ 277 VAC interrupting rating, 35mm DIN rail mount. | Stock | 12.5 | 13
FAZ-C16-2 | Eaton miniature supplementary protector, 16A, 480Y / 277 VAC / 96 VDC, 2-pole, C curve, thermal magnetic, 10kA @ 480Y/277 VAC interrupting rating, 35mm DIN rail mount. | Stock | 24 | 25
FAZ-C16-2-NA | Eaton miniature circuit breaker, current-limiting, 16A, 480Y / 277 VAC / 96 VDC, 2-pole, C curve, thermal magnetic, 14kA @ 480Y/277 VAC interrupting rating, 35mm DIN rail mount. | Stock | 47 | 49
FAZ-C16-2-NA-L | Eaton miniature circuit breaker, current-limiting, 16A, 240 VAC / 96 VDC, 2-pole, C curve, thermal magnetic, 14kA @ 240 VAC interrupting rating, 35mm DIN rail mount. | Stock | 33.5 | 35
FAZ-C16-3 | Eaton miniature supplementary protector, 16A, 480Y / 277 VAC / 96 VDC, 3-pole, C curve, thermal magnetic, 10kA @ 480Y/277 VAC interrupting rating, 35mm DIN rail mount. | Stock | 32.5 | 34
FAZ-C16-3-NA | Eaton miniature circuit breaker, current-limiting, 16A, 480Y / 277 VAC / 96 VDC, 3-pole, C curve, thermal magnetic, 14kA @ 480Y/277 VAC interrupting rating, 35mm DIN rail mount. | Stock | 73 | 76
FAZ-C16-3-NA-L | Eaton miniature circuit breaker, current-limiting, 16A, 240 VAC / 96 VDC, 3-pole, C curve, thermal magnetic, 14kA @ 240 VAC interrupting rating, 35mm DIN rail mount. | Stock | 51 | 53
FAZ-C1P5-1-NA-L-SP | Eaton miniature circuit breaker, current-limiting, 1.5A, 240 VAC / 48 VDC, 1-pole, C curve, thermal magnetic, 10kA @ 240 VAC interrupting rating, 35mm DIN rail mount. | Stock | 16.25 | 17
FAZ-C1P5-1-NA-SP | Eaton miniature circuit breaker, current-limiting, 1.5A, 277 VAC / 48 VDC, 1-pole, C curve, thermal magnetic, 10kA @ 277 VAC interrupting rating, 35mm DIN rail mount. | Stock | 24 | 25
FAZ-C1P5-2-NA | Eaton miniature circuit breaker, current-limiting, 1.5A, 480Y / 277 VAC / 96 VDC, 2-pole, C curve, thermal magnetic, 10kA @ 480Y/277 VAC interrupting rating, 35mm DIN rail mount. | Stock | 47 | 49
FAZ-C1P5-2-NA-L | Eaton miniature circuit breaker, current-limiting, 1.5A, 240 VAC / 96 VDC, 2-pole, C curve, thermal magnetic, 10kA @ 240 VAC interrupting rating, 35mm DIN rail mount. | Stock | 33.5 | 35
FAZ-C1P5-3-NA | Eaton miniature circuit breaker, current-limiting, 1.5A, 480Y / 277 VAC / 96 VDC, 3-pole, C curve, thermal magnetic, 10kA @ 480Y/277 VAC interrupting rating, 35mm DIN rail mount. | Stock | 73 | 76
FAZ-C1P5-3-NA-L | Eaton miniature circuit breaker, current-limiting, 1.5A, 240 VAC / 96 VDC, 3-pole, C curve, thermal magnetic, 10kA @ 240 VAC interrupting rating, 35mm DIN rail mount. | Stock | 51 | 53
FAZ-C20-1-NA-L-SP | Eaton miniature circuit breaker, current-limiting, 20A, 240 VAC / 48 VDC, 1-pole, C curve, thermal magnetic, 14kA @ 240 VAC interrupting rating, 35mm DIN rail mount. | Stock | 16.25 | 17
FAZ-C20-1-NA-SP | Eaton miniature circuit breaker, current-limiting, 20A, 277 VAC / 48 VDC, 1-pole, C curve, thermal magnetic, 14kA @ 277 VAC interrupting rating, 35mm DIN rail mount. | Stock | 24 | 25
FAZ-C20-1-SP | Eaton miniature supplementary protector, 20A, 277 VAC / 48 VDC, 1-pole, C curve, thermal magnetic, 10kA @ 277 VAC interrupting rating, 35mm DIN rail mount. | Stock | 12.5 | 13
FAZ-C20-2 | Eaton miniature supplementary protector, 20A, 480Y / 277 VAC / 96 VDC, 2-pole, C curve, thermal magnetic, 10kA @ 480Y/277 VAC interrupting rating, 35mm DIN rail mount. | Stock | 24 | 25
FAZ-C20-2-NA | Eaton miniature circuit breaker, current-limiting, 20A, 480Y / 277 VAC / 96 VDC, 2-pole, C curve, thermal magnetic, 14kA @ 480Y/277 VAC interrupting rating, 35mm DIN rail mount. | Stock | 47 | 49
FAZ-C20-2-NA-L | Eaton miniature circuit breaker, current-limiting, 20A, 240 VAC / 96 VDC, 2-pole, C curve, thermal magnetic, 14kA @ 240 VAC interrupting rating, 35mm DIN rail mount. | Stock | 33.5 | 35
FAZ-C20-3 | Eaton miniature supplementary protector, 20A, 480Y / 277 VAC / 96 VDC, 3-pole, C curve, thermal magnetic, 10kA @ 480Y/277 VAC interrupting rating, 35mm DIN rail mount. | Stock | 32.5 | 34
FAZ-C20-3-NA | Eaton miniature circuit breaker, current-limiting, 20A, 480Y / 277 VAC / 96 VDC, 3-pole, C curve, thermal magnetic, 14kA @ 480Y/277 VAC interrupting rating, 35mm DIN rail mount. | Stock | 73 | 76
FAZ-C20-3-NA-L | Eaton miniature circuit breaker, current-limiting, 20A, 240 VAC / 96 VDC, 3-pole, C curve, thermal magnetic, 14kA @ 240 VAC interrupting rating, 35mm DIN rail mount. | Stock | 51 | 53
FAZ-C2-1-NA-L-SP | Eaton miniature circuit breaker, current-limiting, 2A, 240 VAC / 48 VDC, 1-pole, C curve, thermal magnetic, 10kA @ 240 VAC interrupting rating, 35mm DIN rail mount. | Stock | 16.25 | 17
FAZ-C2-1-NA-SP | Eaton miniature circuit breaker, current-limiting, 2A, 277 VAC / 48 VDC, 1-pole, C curve, thermal magnetic, 10kA @ 277 VAC interrupting rating, 35mm DIN rail mount. | Stock | 24 | 25
FAZ-C2-1-SP | Eaton miniature supplementary protector, 2A, 277 VAC / 48 VDC, 1-pole, C curve, thermal magnetic, 10kA @ 277 VAC interrupting rating, 35mm DIN rail mount. | Stock | 12.5 | 13
FAZ-C2-2 | Eaton miniature supplementary protector, 2A, 480Y / 277 VAC / 96 VDC, 2-pole, C curve, thermal magnetic, 10kA @ 480Y/277 VAC interrupting rating, 35mm DIN rail mount. | Stock | 24 | 25
FAZ-C2-2-NA | Eaton miniature circuit breaker, current-limiting, 2A, 480Y / 277 VAC / 96 VDC, 2-pole, C curve, thermal magnetic, 10kA @ 480Y/277 VAC interrupting rating, 35mm DIN rail mount. | Stock | 47 | 49
FAZ-C2-2-NA-L | Eaton miniature circuit breaker, current-limiting, 2A, 240 VAC / 96 VDC, 2-pole, C curve, thermal magnetic, 10kA @ 240 VAC interrupting rating, 35mm DIN rail mount. | Stock | 33.5 | 35
FAZ-C2-3 | Eaton miniature supplementary protector, 2A, 480Y / 277 VAC / 96 VDC, 3-pole, C curve, thermal magnetic, 10kA @ 480Y/277 VAC interrupting rating, 35mm DIN rail mount. | Stock | 32.5 | 34
FAZ-C2-3-NA | Eaton miniature circuit breaker, current-limiting, 2A, 480Y / 277 VAC / 96 VDC, 3-pole, C curve, thermal magnetic, 10kA @ 480Y/277 VAC interrupting rating, 35mm DIN rail mount. | Stock | 73 | 76
FAZ-C2-3-NA-L | Eaton miniature circuit breaker, current-limiting, 2A, 240 VAC / 96 VDC, 3-pole, C curve, thermal magnetic, 10kA @ 240 VAC interrupting rating, 35mm DIN rail mount. | Stock | 51 | 53
FAZ-C25-1-NA-L-SP | Eaton miniature circuit breaker, current-limiting, 25A, 240 VAC / 48 VDC, 1-pole, C curve, thermal magnetic, 14kA @ 240 VAC interrupting rating, 35mm DIN rail mount. | Stock | 16.25 | 17
FAZ-C25-1-NA-SP | Eaton miniature circuit breaker, current-limiting, 25A, 277 VAC / 48 VDC, 1-pole, C curve, thermal magnetic, 14kA @ 277 VAC interrupting rating, 35mm DIN rail mount. | Stock | 24 | 25
FAZ-C25-1-SP | Eaton miniature supplementary protector, 25A, 277 VAC / 48 VDC, 1-pole, C curve, thermal magnetic, 10kA @ 277 VAC interrupting rating, 35mm DIN rail mount. | Stock | 12.5 | 13
FAZ-C25-2 | Eaton miniature supplementary protector, 25A, 480Y / 277 VAC / 96 VDC, 2-pole, C curve, thermal magnetic, 10kA @ 480Y/277 VAC interrupting rating, 35mm DIN rail mount. | Stock | 24 | 25
FAZ-C25-2-NA | Eaton miniature circuit breaker, current-limiting, 25A, 480Y / 277 VAC / 96 VDC, 2-pole, C curve, thermal magnetic, 14kA @ 480Y/277 VAC interrupting rating, 35mm DIN rail mount. | Stock | 47 | 49
FAZ-C25-2-NA-L | Eaton miniature circuit breaker, current-limiting, 25A, 240 VAC / 96 VDC, 2-pole, C curve, thermal magnetic, 14kA @ 240 VAC interrupting rating, 35mm DIN rail mount. | Stock | 33.5 | 35
FAZ-C25-3 | Eaton miniature supplementary protector, 25A, 480Y / 277 VAC / 96 VDC, 3-pole, C curve, thermal magnetic, 10kA @ 480Y/277 VAC interrupting rating, 35mm DIN rail mount. | Stock | 32.5 | 34
FAZ-C25-3-NA | Eaton miniature circuit breaker, current-limiting, 25A, 480Y / 277 VAC / 96 VDC, 3-pole, C curve, thermal magnetic, 14kA @ 480Y/277 VAC interrupting rating, 35mm DIN rail mount. | Stock | 73 | 76
FAZ-C25-3-NA-L | Eaton miniature circuit breaker, current-limiting, 25A, 240 VAC / 96 VDC, 3-pole, C curve, thermal magnetic, 14kA @ 240 VAC interrupting rating, 35mm DIN rail mount. | Stock | 51 | 53
FAZ-C30-1-NA-L-SP | Eaton miniature circuit breaker, current-limiting, 30A, 240 VAC / 48 VDC, 1-pole, C curve, thermal magnetic, 10kA @ 240 VAC interrupting rating, 35mm DIN rail mount. | Stock | 16.25 | 17
FAZ-C30-1-NA-SP | Eaton miniature circuit breaker, current-limiting, 30A, 277 VAC / 48 VDC, 1-pole, C curve, thermal magnetic, 10kA @ 277 VAC interrupting rating, 35mm DIN rail mount. | Stock | 24 | 25
FAZ-C30-1-SP | Eaton miniature supplementary protector, 30A, 277 VAC / 48 VDC, 1-pole, C curve, thermal magnetic, 10kA @ 277 VAC interrupting rating, 35mm DIN rail mount. | Stock | 12.5 | 13
FAZ-C30-2 | Eaton miniature supplementary protector, 30A, 480Y / 277 VAC / 96 VDC, 2-pole, C curve, thermal magnetic, 10kA @ 480Y/277 VAC interrupting rating, 35mm DIN rail mount. | Stock | 24 | 25
FAZ-C30-2-NA | Eaton miniature circuit breaker, current-limiting, 30A, 480Y / 277 VAC / 96 VDC, 2-pole, C curve, thermal magnetic, 10kA @ 480Y/277 VAC interrupting rating, 35mm DIN rail mount. | Stock | 47 | 49
FAZ-C30-2-NA-L | Eaton miniature circuit breaker, current-limiting, 30A, 240 VAC / 96 VDC, 2-pole, C curve, thermal magnetic, 10kA @ 240 VAC interrupting rating, 35mm DIN rail mount. | Stock | 33.5 | 35
FAZ-C30-3 | Eaton miniature supplementary protector, 30A, 480Y / 277 VAC / 96 VDC, 3-pole, C curve, thermal magnetic, 10kA @ 480Y/277 VAC interrupting rating, 35mm DIN rail mount. | Stock | 32.5 | 34
FAZ-C30-3-NA | Eaton miniature circuit breaker, current-limiting, 30A, 480Y / 277 VAC / 96 VDC, 3-pole, C curve, thermal magnetic, 10kA @ 480Y/277 VAC interrupting rating, 35mm DIN rail mount. | Stock | 73 | 76
FAZ-C30-3-NA-L | Eaton miniature circuit breaker, current-limiting, 30A, 240 VAC / 96 VDC, 3-pole, C curve, thermal magnetic, 10kA @ 240 VAC interrupting rating, 35mm DIN rail mount. | Stock | 51 | 53
FAZ-C3-1-NA-L-SP | Eaton miniature circuit breaker, current-limiting, 3A, 240 VAC / 48 VDC, 1-pole, C curve, thermal magnetic, 10kA @ 240 VAC interrupting rating, 35mm DIN rail mount. | Stock | 16.25 | 17
FAZ-C3-1-NA-SP | Eaton miniature circuit breaker, current-limiting, 3A, 277 VAC / 48 VDC, 1-pole, C curve, thermal magnetic, 10kA @ 277 VAC interrupting rating, 35mm DIN rail mount. | Stock | 24 | 25
FAZ-C3-1-SP | Eaton miniature supplementary protector, 3A, 277 VAC / 48 VDC, 1-pole, C curve, thermal magnetic, 10kA @ 277 VAC interrupting rating, 35mm DIN rail mount. | Stock | 12.5 | 13
FAZ-C3-2 | Eaton miniature supplementary protector, 3A, 480Y / 277 VAC / 96 VDC, 2-pole, C curve, thermal magnetic, 10kA @ 480Y/277 VAC interrupting rating, 35mm DIN rail mount. | Stock | 24 | 25
FAZ-C32-1-NA-L-SP | Eaton miniature circuit breaker, current-limiting, 32A, 240 VAC / 48 VDC, 1-pole, C curve, thermal magnetic, 10kA @ 240 VAC interrupting rating, 35mm DIN rail mount. | Stock | 16.25 | 17
FAZ-C32-1-NA-SP | Eaton miniature circuit breaker, current-limiting, 32A, 277 VAC / 48 VDC, 1-pole, C curve, thermal magnetic, 10kA @ 277 VAC interrupting rating, 35mm DIN rail mount. | Stock | 24 | 25
FAZ-C32-1-SP | Eaton miniature supplementary protector, 32A, 277 VAC / 48 VDC, 1-pole, C curve, thermal magnetic, 10kA @ 277 VAC interrupting rating, 35mm DIN rail mount. | Stock | 12.5 | 13
FAZ-C32-2 | Eaton miniature supplementary protector, 32A, 480Y / 277 VAC / 96 VDC, 2-pole, C curve, thermal magnetic, 10kA @ 480Y/277 VAC interrupting rating, 35mm DIN rail mount. | Stock | 24 | 25
FAZ-C32-2-NA | Eaton miniature circuit breaker, current-limiting, 32A, 480Y / 277 VAC / 96 VDC, 2-pole, C curve, thermal magnetic, 10kA @ 480Y/277 VAC interrupting rating, 35mm DIN rail mount. | Stock | 47 | 49
FAZ-C32-2-NA-L | Eaton miniature circuit breaker, current-limiting, 32A, 240 VAC / 96 VDC, 2-pole, C curve, thermal magnetic, 10kA @ 240 VAC interrupting rating, 35mm DIN rail mount. | Stock | 33.5 | 35
FAZ-C32-3 | Eaton miniature supplementary protector, 32A, 480Y / 277 VAC / 96 VDC, 3-pole, C curve, thermal magnetic, 10kA @ 480Y/277 VAC interrupting rating, 35mm DIN rail mount. | Stock | 32.5 | 34
FAZ-C32-3-NA | Eaton miniature circuit breaker, current-limiting, 32A, 480Y / 277 VAC / 96 VDC, 3-pole, C curve, thermal magnetic, 10kA @ 480Y/277 VAC interrupting rating, 35mm DIN rail mount. | Stock | 73 | 76
FAZ-C32-3-NA-L | Eaton miniature circuit breaker, current-limiting, 32A, 240 VAC / 96 VDC, 3-pole, C curve, thermal magnetic, 10kA @ 240 VAC interrupting rating, 35mm DIN rail mount. | Stock | 51 | 53
FAZ-C3-2-NA | Eaton miniature circuit breaker, current-limiting, 3A, 480Y / 277 VAC / 96 VDC, 2-pole, C curve, thermal magnetic, 10kA @ 480Y/277 VAC interrupting rating, 35mm DIN rail mount. | Stock | 47 | 49
FAZ-C3-2-NA-L | Eaton miniature circuit breaker, current-limiting, 3A, 240 VAC / 96 VDC, 2-pole, C curve, thermal magnetic, 10kA @ 240 VAC interrupting rating, 35mm DIN rail mount. | Stock | 33.5 | 35
FAZ-C3-3 | Eaton miniature supplementary protector, 3A, 480Y / 277 VAC / 96 VDC, 3-pole, C curve, thermal magnetic, 10kA @ 480Y/277 VAC interrupting rating, 35mm DIN rail mount. | Stock | 32.5 | 34
FAZ-C3-3-NA | Eaton miniature circuit breaker, current-limiting, 3A, 480Y / 277 VAC / 96 VDC, 3-pole, C curve, thermal magnetic, 10kA @ 480Y/277 VAC interrupting rating, 35mm DIN rail mount. | Stock | 73 | 76
FAZ-C3-3-NA-L | Eaton miniature circuit breaker, current-limiting, 3A, 240 VAC / 96 VDC, 3-pole, C curve, thermal magnetic, 10kA @ 240 VAC interrupting rating, 35mm DIN rail mount. | Stock | 51 | 53
FAZ-C35-1-NA-SP | Eaton miniature circuit breaker, current-limiting, 35A, 240 VAC / 48 VDC, 1-pole, C curve, thermal magnetic, 10kA @ 240 VAC interrupting rating, 35mm DIN rail mount. | Stock | 24 | 25
FAZ-C35-2-NA | Eaton miniature circuit breaker, current-limiting, 35A, 240 VAC / 48 VDC, 2-pole, C curve, thermal magnetic, 10kA @ 240 VAC interrupting rating, 35mm DIN rail mount. | Stock | 47 | 49
FAZ-C35-3-NA | Eaton miniature circuit breaker, current-limiting, 35A, 240 VAC / 48 VDC, 3-pole, C curve, thermal magnetic, 10kA @ 240 VAC interrupting rating, 35mm DIN rail mount. | Stock | 73 | 76
FAZ-C40-1-NA-SP | Eaton miniature circuit breaker, current-limiting, 40A, 240 VAC / 48 VDC, 1-pole, C curve, thermal magnetic, 10kA @ 240 VAC interrupting rating, 35mm DIN rail mount. | Stock | 24 | 25
FAZ-C40-1-SP | Eaton miniature supplementary protector, 40A, 277 VAC / 48 VDC, 1-pole, C curve, thermal magnetic, 5kA @ 277 VAC interrupting rating, 35mm DIN rail mount. | Stock | 12.5 | 13
FAZ-C40-2 | Eaton miniature supplementary protector, 40A, 480Y / 277 VAC / 96 VDC, 2-pole, C curve, thermal magnetic, 5kA @ 480Y/277 VAC interrupting rating, 35mm DIN rail mount. | Stock | 24 | 25
FAZ-C40-2-NA | Eaton miniature circuit breaker, current-limiting, 40A, 240 VAC / 48 VDC, 2-pole, C curve, thermal magnetic, 10kA @ 240 VAC interrupting rating, 35mm DIN rail mount. | Stock | 47 | 49
FAZ-C40-3 | Eaton miniature supplementary protector, 40A, 480Y / 277 VAC / 96 VDC, 3-pole, C curve, thermal magnetic, 5kA @ 480Y/277 VAC interrupting rating, 35mm DIN rail mount. | Stock | 32.5 | 34
FAZ-C40-3-NA | Eaton miniature circuit breaker, current-limiting, 40A, 240 VAC / 48 VDC, 3-pole, C curve, thermal magnetic, 10kA @ 240 VAC interrupting rating, 35mm DIN rail mount. | Stock | 73 | 76
FAZ-C4-1-NA-L-SP | Eaton miniature circuit breaker, current-limiting, 4A, 240 VAC / 48 VDC, 1-pole, C curve, thermal magnetic, 10kA @ 240 VAC interrupting rating, 35mm DIN rail mount. | Stock | 16.25 | 17
FAZ-C4-1-NA-SP | Eaton miniature circuit breaker, current-limiting, 4A, 277 VAC / 48 VDC, 1-pole, C curve, thermal magnetic, 10kA @ 277 VAC interrupting rating, 35mm DIN rail mount. | Stock | 24 | 25
FAZ-C4-1-SP | Eaton miniature supplementary protector, 4A, 277 VAC / 48 VDC, 1-pole, C curve, thermal magnetic, 10kA @ 277 VAC interrupting rating, 35mm DIN rail mount. | Stock | 12.5 | 13
FAZ-C4-2 | Eaton miniature supplementary protector, 4A, 480Y / 277 VAC / 96 VDC, 2-pole, C curve, thermal magnetic, 10kA @ 480Y/277 VAC interrupting rating, 35mm DIN rail mount. | Stock | 24 | 25
FAZ-C4-2-NA | Eaton miniature circuit breaker, current-limiting, 4A, 480Y / 277 VAC / 96 VDC, 2-pole, C curve, thermal magnetic, 10kA @ 480Y/277 VAC interrupting rating, 35mm DIN rail mount. | Stock | 47 | 49
FAZ-C4-2-NA-L | Eaton miniature circuit breaker, current-limiting, 4A, 240 VAC / 96 VDC, 2-pole, C curve, thermal magnetic, 10kA @ 240 VAC interrupting rating, 35mm DIN rail mount. | Stock | 33.5 | 35
FAZ-C4-3 | Eaton miniature supplementary protector, 4A, 480Y / 277 VAC / 96 VDC, 3-pole, C curve, thermal magnetic, 10kA @ 480Y/277 VAC interrupting rating, 35mm DIN rail mount. | Stock | 32.5 | 34
FAZ-C4-3-NA | Eaton miniature circuit breaker, current-limiting, 4A, 480Y / 277 VAC / 96 VDC, 3-pole, C curve, thermal magnetic, 10kA @ 480Y/277 VAC interrupting rating, 35mm DIN rail mount. | Stock | 73 | 76
FAZ-C4-3-NA-L | Eaton miniature circuit breaker, current-limiting, 4A, 240 VAC / 96 VDC, 3-pole, C curve, thermal magnetic, 10kA @ 240 VAC interrupting rating, 35mm DIN rail mount. | Stock | 51 | 53
FAZ-C50-1-NA-SP | Eaton miniature circuit breaker, current-limiting, 50A, 240 VAC / 48 VDC, 1-pole, C curve, thermal magnetic, 10kA @ 240 VAC interrupting rating, 35mm DIN rail mount. | Stock | 23.5 | 24.5
FAZ-C50-1-SP | Eaton miniature supplementary protector, 50A, 277 VAC / 48 VDC, 1-pole, C curve, thermal magnetic, 5kA @ 277 VAC interrupting rating, 35mm DIN rail mount. | Stock | 12.5 | 13
FAZ-C50-2 | Eaton miniature supplementary protector, 50A, 480Y / 277 VAC / 96 VDC, 2-pole, C curve, thermal magnetic, 5kA @ 480Y/277 VAC interrupting rating, 35mm DIN rail mount. | Stock | 24 | 25
FAZ-C50-2-NA | Eaton miniature circuit breaker, current-limiting, 50A, 240 VAC / 96 VDC, 2-pole, C curve, thermal magnetic, 10kA @ 240 VAC interrupting rating, 35mm DIN rail mount. | Stock | 46 | 48
FAZ-C50-3 | Eaton miniature supplementary protector, 50A, 480Y / 277 VAC / 96 VDC, 3-pole, C curve, thermal magnetic, 5kA @ 480Y/277 VAC interrupting rating, 35mm DIN rail mount. | Stock | 32.5 | 34
FAZ-C50-3-NA | Eaton miniature circuit breaker, current-limiting, 50A, 240 VAC / 96 VDC, 3-pole, C curve, thermal magnetic, 10kA @ 240 VAC interrupting rating, 35mm DIN rail mount. | Stock | 71 | 74
FAZ-C5-1-NA-L-SP | Eaton miniature circuit breaker, current-limiting, 5A, 240 VAC / 48 VDC, 1-pole, C curve, thermal magnetic, 10kA @ 240 VAC interrupting rating, 35mm DIN rail mount. | Stock | 16.25 | 17
FAZ-C5-1-NA-SP | Eaton miniature circuit breaker, current-limiting, 5A, 277 VAC / 48 VDC, 1-pole, C curve, thermal magnetic, 10kA @ 277 VAC interrupting rating, 35mm DIN rail mount. | Stock | 24 | 25
FAZ-C5-1-SP | Eaton miniature supplementary protector, 5A, 277 VAC / 48 VDC, 1-pole, C curve, thermal magnetic, 10kA @ 277 VAC interrupting rating, 35mm DIN rail mount. | Stock | 12.5 | 13
FAZ-C5-2 | Eaton miniature supplementary protector, 5A, 480Y / 277 VAC / 96 VDC, 2-pole, C curve, thermal magnetic, 10kA @ 480Y/277 VAC interrupting rating, 35mm DIN rail mount. | Stock | 24 | 25
FAZ-C5-2-NA | Eaton miniature circuit breaker, current-limiting, 5A, 480Y / 277 VAC / 96 VDC, 2-pole, C curve, thermal magnetic, 10kA @ 480Y/277 VAC interrupting rating, 35mm DIN rail mount. | Stock | 47 | 49
FAZ-C5-2-NA-L | Eaton miniature circuit breaker, current-limiting, 5A, 240 VAC / 96 VDC, 2-pole, C curve, thermal magnetic, 10kA @ 240 VAC interrupting rating, 35mm DIN rail mount. | Stock | 33.5 | 35
FAZ-C5-3 | Eaton miniature supplementary protector, 5A, 480Y / 277 VAC / 96 VDC, 3-pole, C curve, thermal magnetic, 10kA @ 480Y/277 VAC interrupting rating, 35mm DIN rail mount. | Stock | 32.5 | 34
FAZ-C5-3-NA | Eaton miniature circuit breaker, current-limiting, 5A, 480Y / 277 VAC / 96 VDC, 3-pole, C curve, thermal magnetic, 10kA @ 480Y/277 VAC interrupting rating, 35mm DIN rail mount. | Stock | 73 | 76
FAZ-C5-3-NA-L | Eaton miniature circuit breaker, current-limiting, 5A, 240 VAC / 96 VDC, 3-pole, C curve, thermal magnetic, 10kA @ 240 VAC interrupting rating, 35mm DIN rail mount. | Stock | 51 | 53
FAZ-C6-1-NA-L-SP | Eaton miniature circuit breaker, current-limiting, 6A, 240 VAC / 48 VDC, 1-pole, C curve, thermal magnetic, 10kA @ 240 VAC interrupting rating, 35mm DIN rail mount. | Stock | 16.25 | 17
FAZ-C6-1-NA-SP | Eaton miniature circuit breaker, current-limiting, 6A, 277 VAC / 48 VDC, 1-pole, C curve, thermal magnetic, 10kA @ 277 VAC interrupting rating, 35mm DIN rail mount. | Stock | 24 | 25
FAZ-C6-1-SP | Eaton miniature supplementary protector, 6A, 277 VAC / 48 VDC, 1-pole, C curve, thermal magnetic, 10kA @ 277 VAC interrupting rating, 35mm DIN rail mount. | Stock | 12.5 | 13
FAZ-C6-2 | Eaton miniature supplementary protector, 6A, 480Y / 277 VAC / 96 VDC, 2-pole, C curve, thermal magnetic, 10kA @ 480Y/277 VAC interrupting rating, 35mm DIN rail mount. | Stock | 24 | 25
FAZ-C6-2-NA | Eaton miniature circuit breaker, current-limiting, 6A, 480Y / 277 VAC / 96 VDC, 2-pole, C curve, thermal magnetic, 10kA @ 480Y/277 VAC interrupting rating, 35mm DIN rail mount. | Stock | 47 | 49
FAZ-C6-2-NA-L | Eaton miniature circuit breaker, current-limiting, 6A, 240 VAC / 96 VDC, 2-pole, C curve, thermal magnetic, 10kA @ 240 VAC interrupting rating, 35mm DIN rail mount. | Stock | 33.5 | 35
FAZ-C6-3 | Eaton miniature supplementary protector, 6A, 480Y / 277 VAC / 96 VDC, 3-pole, C curve, thermal magnetic, 10kA @ 480Y/277 VAC interrupting rating, 35mm DIN rail mount. | Stock | 32.5 | 34
FAZ-C63-1-NA-SP | Eaton miniature circuit breaker, current-limiting, 63A, 240 VAC / 48 VDC, 1-pole, C curve, thermal magnetic, 10kA @ 240 VAC interrupting rating, 35mm DIN rail mount. | Stock | 23.5 | 24.5
FAZ-C63-1-SP | Eaton miniature supplementary protector, 63A, 277 VAC / 48 VDC, 1-pole, C curve, thermal magnetic, 5kA @ 277 VAC interrupting rating, 35mm DIN rail mount. | Stock | 12.5 | 13
FAZ-C63-2 | Eaton miniature supplementary protector, 63A, 480Y / 277 VAC / 96 VDC, 2-pole, C curve, thermal magnetic, 5kA @ 480Y/277 VAC interrupting rating, 35mm DIN rail mount. | Stock | 24 | 25
FAZ-C63-2-NA | Eaton miniature circuit breaker, current-limiting, 63A, 240 VAC / 96 VDC, 2-pole, C curve, thermal magnetic, 10kA @ 240 VAC interrupting rating, 35mm DIN rail mount. | Stock | 46 | 48
FAZ-C63-3 | Eaton miniature supplementary protector, 63A, 480Y / 277 VAC / 96 VDC, 3-pole, C curve, thermal magnetic, 5kA @ 480Y/277 VAC interrupting rating, 35mm DIN rail mount. | Stock | 32.5 | 34
FAZ-C63-3-NA | Eaton miniature circuit breaker, current-limiting, 63A, 240 VAC / 96 VDC, 3-pole, C curve, thermal magnetic, 10kA @ 240 VAC interrupting rating, 35mm DIN rail mount. | Stock | 71 | 74
FAZ-C6-3-NA | Eaton miniature circuit breaker, current-limiting, 6A, 480Y / 277 VAC / 96 VDC, 3-pole, C curve, thermal magnetic, 10kA @ 480Y/277 VAC interrupting rating, 35mm DIN rail mount. | Stock | 73 | 76
FAZ-C6-3-NA-L | Eaton miniature circuit breaker, current-limiting, 6A, 240 VAC / 96 VDC, 3-pole, C curve, thermal magnetic, 10kA @ 240 VAC interrupting rating, 35mm DIN rail mount. | Stock | 51 | 53
FAZ-C7-1-NA-L-SP | Eaton miniature circuit breaker, current-limiting, 7A, 240 VAC / 48 VDC, 1-pole, C curve, thermal magnetic, 10kA @ 240 VAC interrupting rating, 35mm DIN rail mount. | Stock | 16.25 | 17
FAZ-C7-1-NA-SP | Eaton miniature circuit breaker, current-limiting, 7A, 277 VAC / 48 VDC, 1-pole, C curve, thermal magnetic, 10kA @ 277 VAC interrupting rating, 35mm DIN rail mount. | Stock | 24 | 25
FAZ-C7-1-SP | Eaton miniature supplementary protector, 7A, 277 VAC / 48 VDC, 1-pole, C curve, thermal magnetic, 10kA @ 277 VAC interrupting rating, 35mm DIN rail mount. | Stock | 12.5 | 13
FAZ-C7-2 | Eaton miniature supplementary protector, 7A, 480Y / 277 VAC / 96 VDC, 2-pole, C curve, thermal magnetic, 10kA @ 480Y/277 VAC interrupting rating, 35mm DIN rail mount. | Stock | 24 | 25
FAZ-C7-2-NA | Eaton miniature circuit breaker, current-limiting, 7A, 480Y / 277 VAC / 96 VDC, 2-pole, C curve, thermal magnetic, 10kA @ 480Y/277 VAC interrupting rating, 35mm DIN rail mount. | Stock | 47 | 49
FAZ-C7-2-NA-L | Eaton miniature circuit breaker, current-limiting, 7A, 240 VAC / 96 VDC, 2-pole, C curve, thermal magnetic, 10kA @ 240 VAC interrupting rating, 35mm DIN rail mount. | Stock | 33.5 | 35
FAZ-C7-3 | Eaton miniature supplementary protector, 7A, 480Y / 277 VAC / 96 VDC, 3-pole, C curve, thermal magnetic, 10kA @ 480Y/277 VAC interrupting rating, 35mm DIN rail mount. | Stock | 32.5 | 34
FAZ-C7-3-NA | Eaton miniature circuit breaker, current-limiting, 7A, 480Y / 277 VAC / 96 VDC, 3-pole, C curve, thermal magnetic, 10kA @ 480Y/277 VAC interrupting rating, 35mm DIN rail mount. | Stock | 73 | 76
FAZ-C7-3-NA-L | Eaton miniature circuit breaker, current-limiting, 7A, 240 VAC / 96 VDC, 3-pole, C curve, thermal magnetic, 10kA @ 240 VAC interrupting rating, 35mm DIN rail mount. | Stock | 51 | 53
FAZ-C8-1-NA-L-SP | Eaton miniature circuit breaker, current-limiting, 8A, 240 VAC / 48 VDC, 1-pole, C curve, thermal magnetic, 10kA @ 240 VAC interrupting rating, 35mm DIN rail mount. | Stock | 16.25 | 17
FAZ-C8-1-NA-SP | Eaton miniature circuit breaker, current-limiting, 8A, 277 VAC / 48 VDC, 1-pole, C curve, thermal magnetic, 10kA @ 277 VAC interrupting rating, 35mm DIN rail mount. | Stock | 24 | 25
FAZ-C8-1-SP | Eaton miniature supplementary protector, 8A, 277 VAC / 48 VDC, 1-pole, C curve, thermal magnetic, 10kA @ 277 VAC interrupting rating, 35mm DIN rail mount. | Stock | 12.5 | 13
FAZ-C8-2 | Eaton miniature supplementary protector, 8A, 480Y / 277 VAC / 96 VDC, 2-pole, C curve, thermal magnetic, 10kA @ 480Y/277 VAC interrupting rating, 35mm DIN rail mount. | Stock | 24 | 25
FAZ-C8-2-NA | Eaton miniature circuit breaker, current-limiting, 8A, 480Y / 277 VAC / 96 VDC, 2-pole, C curve, thermal magnetic, 10kA @ 480Y/277 VAC interrupting rating, 35mm DIN rail mount. | Stock | 47 | 49
FAZ-C8-2-NA-L | Eaton miniature circuit breaker, current-limiting, 8A, 240 VAC / 96 VDC, 2-pole, C curve, thermal magnetic, 10kA @ 240 VAC interrupting rating, 35mm DIN rail mount. | Stock | 33.5 | 35
FAZ-C8-3 | Eaton miniature supplementary protector, 8A, 480Y / 277 VAC / 96 VDC, 3-pole, C curve, thermal magnetic, 10kA @ 480Y/277 VAC interrupting rating, 35mm DIN rail mount. | Stock | 32.5 | 34
FAZ-C8-3-NA | Eaton miniature circuit breaker, current-limiting, 8A, 480Y / 277 VAC / 96 VDC, 3-pole, C curve, thermal magnetic, 10kA @ 480Y/277 VAC interrupting rating, 35mm DIN rail mount. | Stock | 73 | 76
FAZ-C8-3-NA-L | Eaton miniature circuit breaker, current-limiting, 8A, 240 VAC / 96 VDC, 3-pole, C curve, thermal magnetic, 10kA @ 240 VAC interrupting rating, 35mm DIN rail mount. | Stock | 51 | 53
FAZ-D0P5-1-NA-L-SP | Eaton miniature circuit breaker, current-limiting, 0.5A, 240 VAC / 48 VDC, 1-pole, D curve, thermal magnetic, 10kA @ 240 VAC interrupting rating, 35mm DIN rail mount. | Stock | 16.25 | 17
FAZ-D0P5-1-NA-SP | Eaton miniature circuit breaker, current-limiting, 0.5A, 277 VAC / 48 VDC, 1-pole, D curve, thermal magnetic, 10kA @ 277 VAC interrupting rating, 35mm DIN rail mount. | Stock | 24 | 25
FAZ-D0P5-1-SP | Eaton miniature supplementary protector, 0.5A, 277 VAC / 48 VDC, 1-pole, D curve, thermal magnetic, 5kA @ 277 VAC interrupting rating, 35mm DIN rail mount. | Stock | 12.5 | 13
FAZ-D0P5-2 | Eaton miniature supplementary protector, 0.5A, 480Y / 277 VAC / 96 VDC, 2-pole, D curve, thermal magnetic, 5kA @ 480Y/277 VAC interrupting rating, 35mm DIN rail mount. | Stock | 24 | 25
FAZ-D0P5-2-NA | Eaton miniature circuit breaker, current-limiting, 0.5A, 480Y / 277 VAC / 96 VDC, 2-pole, D curve, thermal magnetic, 10kA @ 480Y/277 VAC interrupting rating, 35mm DIN rail mount. | Stock | 47 | 49
FAZ-D0P5-2-NA-L | Eaton miniature circuit breaker, current-limiting, 0.5A, 240 VAC / 96 VDC, 2-pole, D curve, thermal magnetic, 10kA @ 240 VAC interrupting rating, 35mm DIN rail mount. | Stock | 33.5 | 35
FAZ-D0P5-3 | Eaton miniature supplementary protector, 0.5A, 480Y / 277 VAC / 96 VDC, 3-pole, D curve, thermal magnetic, 5kA @ 480Y/277 VAC interrupting rating, 35mm DIN rail mount. | Stock | 32.5 | 34
FAZ-D0P5-3-NA | Eaton miniature circuit breaker, current-limiting, 0.5A, 480Y / 277 VAC / 96 VDC, 3-pole, D curve, thermal magnetic, 10kA @ 480Y/277 VAC interrupting rating, 35mm DIN rail mount. | Stock | 73 | 76
FAZ-D0P5-3-NA-L | Eaton miniature circuit breaker, current-limiting, 0.5A, 240 VAC / 96 VDC, 3-pole, D curve, thermal magnetic, 10kA @ 240 VAC interrupting rating, 35mm DIN rail mount. | Stock | 51 | 53
FAZ-D10-1-NA-L-SP | Eaton miniature circuit breaker, current-limiting, 10A, 240 VAC / 48 VDC, 1-pole, D curve, thermal magnetic, 10kA @ 240 VAC interrupting rating, 35mm DIN rail mount. | Stock | 16.25 | 17
FAZ-D10-1-NA-SP | Eaton miniature circuit breaker, current-limiting, 10A, 277 VAC / 48 VDC, 1-pole, D curve, thermal magnetic, 10kA @ 277 VAC interrupting rating, 35mm DIN rail mount. | Stock | 24 | 25
FAZ-D10-1-SP | Eaton miniature supplementary protector, 10A, 277 VAC / 48 VDC, 1-pole, D curve, thermal magnetic, 5kA @ 277 VAC interrupting rating, 35mm DIN rail mount. | Stock | 12.5 | 13
FAZ-D10-2 | Eaton miniature supplementary protector, 10A, 480Y / 277 VAC / 96 VDC, 2-pole, D curve, thermal magnetic, 5kA @ 480Y/277 VAC interrupting rating, 35mm DIN rail mount. | Stock | 24 | 25
FAZ-D10-2-NA | Eaton miniature circuit breaker, current-limiting, 10A, 480Y / 277 VAC / 96 VDC, 2-pole, D curve, thermal magnetic, 10kA @ 480Y/277 VAC interrupting rating, 35mm DIN rail mount. | Stock | 47 | 49
FAZ-D10-2-NA-L | Eaton miniature circuit breaker, current-limiting, 10A, 240 VAC / 96 VDC, 2-pole, D curve, thermal magnetic, 10kA @ 240 VAC interrupting rating, 35mm DIN rail mount. | Stock | 33.5 | 35
FAZ-D10-3 | Eaton miniature supplementary protector, 10A, 480Y / 277 VAC / 96 VDC, 3-pole, D curve, thermal magnetic, 5kA @ 480Y/277 VAC interrupting rating, 35mm DIN rail mount. | Stock | 32.5 | 34
FAZ-D10-3-NA | Eaton miniature circuit breaker, current-limiting, 10A, 480Y / 277 VAC / 96 VDC, 3-pole, D curve, thermal magnetic, 10kA @ 480Y/277 VAC interrupting rating, 35mm DIN rail mount. | Stock | 73 | 76
FAZ-D10-3-NA-L | Eaton miniature circuit breaker, current-limiting, 10A, 240 VAC / 96 VDC, 3-pole, D curve, thermal magnetic, 10kA @ 240 VAC interrupting rating, 35mm DIN rail mount. | Stock | 51 | 53
FAZ-D1-1-NA-L-SP | Eaton miniature circuit breaker, current-limiting, 1A, 240 VAC / 48 VDC, 1-pole, D curve, thermal magnetic, 10kA @ 240 VAC interrupting rating, 35mm DIN rail mount. | Stock | 16.25 | 17
FAZ-D1-1-NA-SP | Eaton miniature circuit breaker, current-limiting, 1A, 277 VAC / 48 VDC, 1-pole, D curve, thermal magnetic, 10kA @ 277 VAC interrupting rating, 35mm DIN rail mount. | Stock | 24 | 25
FAZ-D1-1-SP | Eaton miniature supplementary protector, 1A, 277 VAC / 48 VDC, 1-pole, D curve, thermal magnetic, 5kA @ 277 VAC interrupting rating, 35mm DIN rail mount. | Stock | 12.5 | 13
FAZ-D1-2 | Eaton miniature supplementary protector, 1A, 480Y / 277 VAC / 96 VDC, 2-pole, D curve, thermal magnetic, 5kA @ 480Y/277 VAC interrupting rating, 35mm DIN rail mount. | Stock | 24 | 25
FAZ-D1-2-NA | Eaton miniature circuit breaker, current-limiting, 1A, 480Y / 277 VAC / 96 VDC, 2-pole, D curve, thermal magnetic, 10kA @ 480Y/277 VAC interrupting rating, 35mm DIN rail mount. | Stock | 47 | 49
FAZ-D1-2-NA-L | Eaton miniature circuit breaker, current-limiting, 1A, 240 VAC / 96 VDC, 2-pole, D curve, thermal magnetic, 10kA @ 240 VAC interrupting rating, 35mm DIN rail mount. | Stock | 33.5 | 35
FAZ-D1-3 | Eaton miniature supplementary protector, 1A, 480Y / 277 VAC / 96 VDC, 3-pole, D curve, thermal magnetic, 5kA @ 480Y/277 VAC interrupting rating, 35mm DIN rail mount. | Stock | 32.5 | 34
FAZ-D13-1-NA-L-SP | Eaton miniature circuit breaker, current-limiting, 13A, 240 VAC / 48 VDC, 1-pole, D curve, thermal magnetic, 14kA @ 240 VAC interrupting rating, 35mm DIN rail mount. | Stock | 16.25 | 17
FAZ-D13-1-NA-SP | Eaton miniature circuit breaker, current-limiting, 13A, 277 VAC / 48 VDC, 1-pole, D curve, thermal magnetic, 14kA @ 277 VAC interrupting rating, 35mm DIN rail mount. | Stock | 24 | 25
FAZ-D13-1-SP | Eaton miniature supplementary protector, 13A, 277 VAC / 48 VDC, 1-pole, D curve, thermal magnetic, 5kA @ 277 VAC interrupting rating, 35mm DIN rail mount. | Stock | 12.5 | 13
FAZ-D13-2 | Eaton miniature supplementary protector, 13A, 480Y / 277 VAC / 96 VDC, 2-pole, D curve, thermal magnetic, 5kA @ 480Y/277 VAC interrupting rating, 35mm DIN rail mount. | Stock | 24 | 25
FAZ-D13-2-NA | Eaton miniature circuit breaker, current-limiting, 13A, 480Y / 277 VAC / 96 VDC, 2-pole, D curve, thermal magnetic, 14kA @ 480Y/277 VAC interrupting rating, 35mm DIN rail mount. | Stock | 47 | 49
FAZ-D13-2-NA-L | Eaton miniature circuit breaker, current-limiting, 13A, 240 VAC / 96 VDC, 2-pole, D curve, thermal magnetic, 14kA @ 240 VAC interrupting rating, 35mm DIN rail mount. | Stock | 33.5 | 35
FAZ-D13-3 | Eaton miniature supplementary protector, 13A, 480Y / 277 VAC / 96 VDC, 3-pole, D curve, thermal magnetic, 5kA @ 480Y/277 VAC interrupting rating, 35mm DIN rail mount. | Stock | 32.5 | 34
FAZ-D13-3-NA | Eaton miniature circuit breaker, current-limiting, 13A, 480Y / 277 VAC / 96 VDC, 3-pole, D curve, thermal magnetic, 14kA @ 480Y/277 VAC interrupting rating, 35mm DIN rail mount. | Stock | 73 | 76
FAZ-D13-3-NA-L | Eaton miniature circuit breaker, current-limiting, 13A, 240 VAC / 96 VDC, 3-pole, D curve, thermal magnetic, 14kA @ 240 VAC interrupting rating, 35mm DIN rail mount. | Stock | 51 | 53
FAZ-D1-3-NA | Eaton miniature circuit breaker, current-limiting, 1A, 480Y / 277 VAC / 96 VDC, 3-pole, D curve, thermal magnetic, 10kA @ 480Y/277 VAC interrupting rating, 35mm DIN rail mount. | Stock | 73 | 76
FAZ-D1-3-NA-L | Eaton miniature circuit breaker, current-limiting, 1A, 240 VAC / 96 VDC, 3-pole, D curve, thermal magnetic, 10kA @ 240 VAC interrupting rating, 35mm DIN rail mount. | Stock | 51 | 53
FAZ-D15-1-NA-L-SP | Eaton miniature circuit breaker, current-limiting, 15A, 240 VAC / 48 VDC, 1-pole, D curve, thermal magnetic, 14kA @ 240 VAC interrupting rating, 35mm DIN rail mount. | Stock | 16.25 | 17
FAZ-D15-1-NA-SP | Eaton miniature circuit breaker, current-limiting, 15A, 277 VAC / 48 VDC, 1-pole, D curve, thermal magnetic, 14kA @ 277 VAC interrupting rating, 35mm DIN rail mount. | Stock | 24 | 25
FAZ-D15-1-SP | Eaton miniature supplementary protector, 15A, 277 VAC / 48 VDC, 1-pole, D curve, thermal magnetic, 5kA @ 277 VAC interrupting rating, 35mm DIN rail mount. | Stock | 12.5 | 13
FAZ-D15-2 | Eaton miniature supplementary protector, 15A, 480Y / 277 VAC / 96 VDC, 2-pole, D curve, thermal magnetic, 5kA @ 480Y/277 VAC interrupting rating, 35mm DIN rail mount. | Stock | 24 | 25
FAZ-D15-2-NA | Eaton miniature circuit breaker, current-limiting, 15A, 480Y / 277 VAC / 96 VDC, 2-pole, D curve, thermal magnetic, 14kA @ 480Y/277 VAC interrupting rating, 35mm DIN rail mount. | Stock | 47 | 49
FAZ-D15-2-NA-L | Eaton miniature circuit breaker, current-limiting, 15A, 240 VAC / 96 VDC, 2-pole, D curve, thermal magnetic, 14kA @ 240 VAC interrupting rating, 35mm DIN rail mount. | Stock | 33.5 | 35
FAZ-D15-3 | Eaton miniature supplementary protector, 15A, 480Y / 277 VAC / 96 VDC, 3-pole, D curve, thermal magnetic, 5kA @ 480Y/277 VAC interrupting rating, 35mm DIN rail mount. | Stock | 32.5 | 34
FAZ-D15-3-NA | Eaton miniature circuit breaker, current-limiting, 15A, 480Y / 277 VAC / 96 VDC, 3-pole, D curve, thermal magnetic, 14kA @ 480Y/277 VAC interrupting rating, 35mm DIN rail mount. | Stock | 73 | 76
FAZ-D15-3-NA-L | Eaton miniature circuit breaker, current-limiting, 15A, 240 VAC / 96 VDC, 3-pole, D curve, thermal magnetic, 14kA @ 240 VAC interrupting rating, 35mm DIN rail mount. | Stock | 51 | 53
FAZ-D16-1-NA-L-SP | Eaton miniature circuit breaker, current-limiting, 16A, 240 VAC / 48 VDC, 1-pole, D curve, thermal magnetic, 14kA @ 240 VAC interrupting rating, 35mm DIN rail mount. | Stock | 16.25 | 17
FAZ-D16-1-NA-SP | Eaton miniature circuit breaker, current-limiting, 16A, 277 VAC / 48 VDC, 1-pole, D curve, thermal magnetic, 14kA @ 277 VAC interrupting rating, 35mm DIN rail mount. | Stock | 24 | 25
FAZ-D16-1-SP | Eaton miniature supplementary protector, 16A, 277 VAC / 48 VDC, 1-pole, D curve, thermal magnetic, 5kA @ 277 VAC interrupting rating, 35mm DIN rail mount. | Stock | 12.5 | 13
FAZ-D16-2 | Eaton miniature supplementary protector, 16A, 480Y / 277 VAC / 96 VDC, 2-pole, D curve, thermal magnetic, 5kA @ 480Y/277 VAC interrupting rating, 35mm DIN rail mount. | Stock | 24 | 25
FAZ-D16-2-NA | Eaton miniature circuit breaker, current-limiting, 16A, 480Y / 277 VAC / 96 VDC, 2-pole, D curve, thermal magnetic, 14kA @ 480Y/277 VAC interrupting rating, 35mm DIN rail mount. | Stock | 47 | 49
FAZ-D16-2-NA-L | Eaton miniature circuit breaker, current-limiting, 16A, 240 VAC / 96 VDC, 2-pole, D curve, thermal magnetic, 14kA @ 240 VAC interrupting rating, 35mm DIN rail mount. | Stock | 33.5 | 35
FAZ-D16-3 | Eaton miniature supplementary protector, 16A, 480Y / 277 VAC / 96 VDC, 3-pole, D curve, thermal magnetic, 5kA @ 480Y/277 VAC interrupting rating, 35mm DIN rail mount. | Stock | 32.5 | 34
FAZ-D16-3-NA | Eaton miniature circuit breaker, current-limiting, 16A, 480Y / 277 VAC / 96 VDC, 3-pole, D curve, thermal magnetic, 14kA @ 480Y/277 VAC interrupting rating, 35mm DIN rail mount. | Stock | 73 | 76
FAZ-D16-3-NA-L | Eaton miniature circuit breaker, current-limiting, 16A, 240 VAC / 96 VDC, 3-pole, D curve, thermal magnetic, 14kA @ 240 VAC interrupting rating, 35mm DIN rail mount. | Stock | 51 | 53
FAZ-D1P5-1-NA-L-SP | Eaton miniature circuit breaker, current-limiting, 1.5A, 240 VAC / 48 VDC, 1-pole, D curve, thermal magnetic, 10kA @ 240 VAC interrupting rating, 35mm DIN rail mount. | Stock | 16.25 | 17
FAZ-D1P5-1-NA-SP | Eaton miniature circuit breaker, current-limiting, 1.5A, 277 VAC / 48 VDC, 1-pole, D curve, thermal magnetic, 10kA @ 277 VAC interrupting rating, 35mm DIN rail mount. | Stock | 24 | 25
FAZ-D1P5-2-NA | Eaton miniature circuit breaker, current-limiting, 1.5A, 480Y / 277 VAC / 96 VDC, 2-pole, D curve, thermal magnetic, 10kA @ 480Y/277 VAC interrupting rating, 35mm DIN rail mount. | Stock | 47 | 49
FAZ-D1P5-2-NA-L | Eaton miniature circuit breaker, current-limiting, 1.5A, 240 VAC / 96 VDC, 2-pole, D curve, thermal magnetic, 10kA @ 240 VAC interrupting rating, 35mm DIN rail mount. | Stock | 33.5 | 35
FAZ-D1P5-3-NA | Eaton miniature circuit breaker, current-limiting, 1.5A, 480Y / 277 VAC / 96 VDC, 3-pole, D curve, thermal magnetic, 10kA @ 480Y/277 VAC interrupting rating, 35mm DIN rail mount. | Stock | 73 | 76
FAZ-D1P5-3-NA-L | Eaton miniature circuit breaker, current-limiting, 1.5A, 240 VAC / 96 VDC, 3-pole, D curve, thermal magnetic, 10kA @ 240 VAC interrupting rating, 35mm DIN rail mount. | Stock | 51 | 53
FAZ-D20-1-NA-L-SP | Eaton miniature circuit breaker, current-limiting, 20A, 240 VAC / 48 VDC, 1-pole, D curve, thermal magnetic, 14kA @ 240 VAC interrupting rating, 35mm DIN rail mount. | Stock | 16.25 | 17
FAZ-D20-1-NA-SP | Eaton miniature circuit breaker, current-limiting, 20A, 277 VAC / 48 VDC, 1-pole, D curve, thermal magnetic, 14kA @ 277 VAC interrupting rating, 35mm DIN rail mount. | Stock | 24 | 25
FAZ-D20-1-SP | Eaton miniature supplementary protector, 20A, 277 VAC / 48 VDC, 1-pole, D curve, thermal magnetic, 5kA @ 277 VAC interrupting rating, 35mm DIN rail mount. | Stock | 12.5 | 13
FAZ-D20-2 | Eaton miniature supplementary protector, 20A, 480Y / 277 VAC / 96 VDC, 2-pole, D curve, thermal magnetic, 5kA @ 480Y/277 VAC interrupting rating, 35mm DIN rail mount. | Stock | 24 | 25
FAZ-D20-2-NA | Eaton miniature circuit breaker, current-limiting, 20A, 480Y / 277 VAC / 96 VDC, 2-pole, D curve, thermal magnetic, 14kA @ 480Y/277 VAC interrupting rating, 35mm DIN rail mount. | Stock | 47 | 49
FAZ-D20-2-NA-L | Eaton miniature circuit breaker, current-limiting, 20A, 240 VAC / 96 VDC, 2-pole, D curve, thermal magnetic, 14kA @ 240 VAC interrupting rating, 35mm DIN rail mount. | Stock | 33.5 | 35
FAZ-D20-3 | Eaton miniature supplementary protector, 20A, 480Y / 277 VAC / 96 VDC, 3-pole, D curve, thermal magnetic, 5kA @ 480Y/277 VAC interrupting rating, 35mm DIN rail mount. | Stock | 32.5 | 34
FAZ-D20-3-NA | Eaton miniature circuit breaker, current-limiting, 20A, 480Y / 277 VAC / 96 VDC, 3-pole, D curve, thermal magnetic, 14kA @ 480Y/277 VAC interrupting rating, 35mm DIN rail mount. | Stock | 73 | 76
FAZ-D20-3-NA-L | Eaton miniature circuit breaker, current-limiting, 20A, 240 VAC / 96 VDC, 3-pole, D curve, thermal magnetic, 14kA @ 240 VAC interrupting rating, 35mm DIN rail mount. | Stock | 51 | 53
FAZ-D2-1-NA-L-SP | Eaton miniature circuit breaker, current-limiting, 2A, 240 VAC / 48 VDC, 1-pole, D curve, thermal magnetic, 10kA @ 240 VAC interrupting rating, 35mm DIN rail mount. | Stock | 16.25 | 17
FAZ-D2-1-NA-SP | Eaton miniature circuit breaker, current-limiting, 2A, 277 VAC / 48 VDC, 1-pole, D curve, thermal magnetic, 10kA @ 277 VAC interrupting rating, 35mm DIN rail mount. | Stock | 24 | 25
FAZ-D2-1-SP | Eaton miniature supplementary protector, 2A, 277 VAC / 48 VDC, 1-pole, D curve, thermal magnetic, 5kA @ 277 VAC interrupting rating, 35mm DIN rail mount. | Stock | 12.5 | 13
FAZ-D2-2 | Eaton miniature supplementary protector, 2A, 480Y / 277 VAC / 96 VDC, 2-pole, D curve, thermal magnetic, 5kA @ 480Y/277 VAC interrupting rating, 35mm DIN rail mount. | Stock | 24 | 25
FAZ-D2-2-NA | Eaton miniature circuit breaker, current-limiting, 2A, 480Y / 277 VAC / 96 VDC, 2-pole, D curve, thermal magnetic, 10kA @ 480Y/277 VAC interrupting rating, 35mm DIN rail mount. | Stock | 47 | 49
FAZ-D2-2-NA-L | Eaton miniature circuit breaker, current-limiting, 2A, 240 VAC / 96 VDC, 2-pole, D curve, thermal magnetic, 10kA @ 240 VAC interrupting rating, 35mm DIN rail mount. | Stock | 33.5 | 35
FAZ-D2-3 | Eaton miniature supplementary protector, 2A, 480Y / 277 VAC / 96 VDC, 3-pole, D curve, thermal magnetic, 5kA @ 480Y/277 VAC interrupting rating, 35mm DIN rail mount. | Stock | 32.5 | 34
FAZ-D2-3-NA | Eaton miniature circuit breaker, current-limiting, 2A, 480Y / 277 VAC / 96 VDC, 3-pole, D curve, thermal magnetic, 10kA @ 480Y/277 VAC interrupting rating, 35mm DIN rail mount. | Stock | 73 | 76
FAZ-D2-3-NA-L | Eaton miniature circuit breaker, current-limiting, 2A, 240 VAC / 96 VDC, 3-pole, D curve, thermal magnetic, 10kA @ 240 VAC interrupting rating, 35mm DIN rail mount. | Stock | 51 | 53
FAZ-D25-1-NA-L-SP | Eaton miniature circuit breaker, current-limiting, 25A, 240 VAC / 48 VDC, 1-pole, D curve, thermal magnetic, 10kA @ 240 VAC interrupting rating, 35mm DIN rail mount. | Stock | 16.25 | 17
FAZ-D25-1-NA-SP | Eaton miniature circuit breaker, current-limiting, 25A, 277 VAC / 48 VDC, 1-pole, D curve, thermal magnetic, 10kA @ 277 VAC interrupting rating, 35mm DIN rail mount. | Stock | 24 | 25
FAZ-D25-1-SP | Eaton miniature supplementary protector, 25A, 277 VAC / 48 VDC, 1-pole, D curve, thermal magnetic, 5kA @ 277 VAC interrupting rating, 35mm DIN rail mount. | Stock | 12.5 | 13
FAZ-D25-2 | Eaton miniature supplementary protector, 25A, 480Y / 277 VAC / 96 VDC, 2-pole, D curve, thermal magnetic, 5kA @ 480Y/277 VAC interrupting rating, 35mm DIN rail mount. | Stock | 24 | 25
FAZ-D25-2-NA | Eaton miniature circuit breaker, current-limiting, 25A, 480Y / 277 VAC / 96 VDC, 2-pole, D curve, thermal magnetic, 10kA @ 480Y/277 VAC interrupting rating, 35mm DIN rail mount. | Stock | 47 | 49
FAZ-D25-2-NA-L | Eaton miniature circuit breaker, current-limiting, 25A, 240 VAC / 96 VDC, 2-pole, D curve, thermal magnetic, 10kA @ 240 VAC interrupting rating, 35mm DIN rail mount. | Stock | 33.5 | 35
FAZ-D25-3 | Eaton miniature supplementary protector, 25A, 480Y / 277 VAC / 96 VDC, 3-pole, D curve, thermal magnetic, 5kA @ 480Y/277 VAC interrupting rating, 35mm DIN rail mount. | Stock | 32.5 | 34
FAZ-D25-3-NA | Eaton miniature circuit breaker, current-limiting, 25A, 480Y / 277 VAC / 96 VDC, 3-pole, D curve, thermal magnetic, 10kA @ 480Y/277 VAC interrupting rating, 35mm DIN rail mount. | Stock | 73 | 76
FAZ-D25-3-NA-L | Eaton miniature circuit breaker, current-limiting, 25A, 240 VAC / 96 VDC, 3-pole, D curve, thermal magnetic, 10kA @ 240 VAC interrupting rating, 35mm DIN rail mount. | Stock | 51 | 53
FAZ-D30-1-NA-L-SP | Eaton miniature circuit breaker, current-limiting, 30A, 240 VAC / 48 VDC, 1-pole, D curve, thermal magnetic, 10kA @ 240 VAC interrupting rating, 35mm DIN rail mount. | Stock | 16.25 | 17
FAZ-D30-1-NA-SP | Eaton miniature circuit breaker, current-limiting, 30A, 277 VAC / 48 VDC, 1-pole, D curve, thermal magnetic, 10kA @ 277 VAC interrupting rating, 35mm DIN rail mount. | Stock | 24 | 25
FAZ-D30-1-SP | Eaton miniature supplementary protector, 30A, 277 VAC / 48 VDC, 1-pole, D curve, thermal magnetic, 5kA @ 277 VAC interrupting rating, 35mm DIN rail mount. | Stock | 12.5 | 13
FAZ-D30-2 | Eaton miniature supplementary protector, 30A, 480Y / 277 VAC / 96 VDC, 2-pole, D curve, thermal magnetic, 5kA @ 480Y/277 VAC interrupting rating, 35mm DIN rail mount. | Stock | 24 | 25
FAZ-D30-2-NA | Eaton miniature circuit breaker, current-limiting, 30A, 480Y / 277 VAC / 96 VDC, 2-pole, D curve, thermal magnetic, 10kA @ 480Y/277 VAC interrupting rating, 35mm DIN rail mount. | Stock | 47 | 49
FAZ-D30-2-NA-L | Eaton miniature circuit breaker, current-limiting, 30A, 240 VAC / 96 VDC, 2-pole, D curve, thermal magnetic, 10kA @ 240 VAC interrupting rating, 35mm DIN rail mount. | Stock | 33.5 | 35
FAZ-D30-3 | Eaton miniature supplementary protector, 30A, 480Y / 277 VAC / 96 VDC, 3-pole, D curve, thermal magnetic, 5kA @ 480Y/277 VAC interrupting rating, 35mm DIN rail mount. | Stock | 32.5 | 34
FAZ-D30-3-NA | Eaton miniature circuit breaker, current-limiting, 30A, 480Y / 277 VAC / 96 VDC, 3-pole, D curve, thermal magnetic, 10kA @ 480Y/277 VAC interrupting rating, 35mm DIN rail mount. | Stock | 73 | 76
FAZ-D30-3-NA-L | Eaton miniature circuit breaker, current-limiting, 30A, 240 VAC / 96 VDC, 3-pole, D curve, thermal magnetic, 10kA @ 240 VAC interrupting rating, 35mm DIN rail mount. | Stock | 51 | 53
FAZ-D3-1-NA-L-SP | Eaton miniature circuit breaker, current-limiting, 3A, 240 VAC / 48 VDC, 1-pole, D curve, thermal magnetic, 10kA @ 240 VAC interrupting rating, 35mm DIN rail mount. | Stock | 16.25 | 17
FAZ-D3-1-NA-SP | Eaton miniature circuit breaker, current-limiting, 3A, 277 VAC / 48 VDC, 1-pole, D curve, thermal magnetic, 10kA @ 277 VAC interrupting rating, 35mm DIN rail mount. | Stock | 24 | 25
FAZ-D3-1-SP | Eaton miniature supplementary protector, 3A, 277 VAC / 48 VDC, 1-pole, D curve, thermal magnetic, 5kA @ 277 VAC interrupting rating, 35mm DIN rail mount. | Stock | 12.5 | 13
FAZ-D3-2 | Eaton miniature supplementary protector, 3A, 480Y / 277 VAC / 96 VDC, 2-pole, D curve, thermal magnetic, 5kA @ 480Y/277 VAC interrupting rating, 35mm DIN rail mount. | Stock | 24 | 25
FAZ-D32-1-NA-L-SP | Eaton miniature circuit breaker, current-limiting, 32A, 240 VAC / 48 VDC, 1-pole, D curve, thermal magnetic, 10kA @ 240 VAC interrupting rating, 35mm DIN rail mount. | Stock | 16.25 | 17
FAZ-D32-1-NA-SP | Eaton miniature circuit breaker, current-limiting, 32A, 277 VAC / 48 VDC, 1-pole, D curve, thermal magnetic, 10kA @ 277 VAC interrupting rating, 35mm DIN rail mount. | Stock | 24 | 25
FAZ-D32-1-SP | Eaton miniature supplementary protector, 32A, 277 VAC / 48 VDC, 1-pole, D curve, thermal magnetic, 5kA @ 277 VAC interrupting rating, 35mm DIN rail mount. | Stock | 12.5 | 13
FAZ-D32-2 | Eaton miniature supplementary protector, 32A, 480Y / 277 VAC / 96 VDC, 2-pole, D curve, thermal magnetic, 5kA @ 480Y/277 VAC interrupting rating, 35mm DIN rail mount. | Stock | 24 | 25
FAZ-D32-2-NA | Eaton miniature circuit breaker, current-limiting, 32A, 480Y / 277 VAC / 96 VDC, 2-pole, D curve, thermal magnetic, 10kA @ 480Y/277 VAC interrupting rating, 35mm DIN rail mount. | Stock | 47 | 49
FAZ-D32-2-NA-L | Eaton miniature circuit breaker, current-limiting, 32A, 240 VAC / 96 VDC, 2-pole, D curve, thermal magnetic, 10kA @ 240 VAC interrupting rating, 35mm DIN rail mount. | Stock | 33.5 | 35
FAZ-D32-3 | Eaton miniature supplementary protector, 32A, 480Y / 277 VAC / 96 VDC, 3-pole, D curve, thermal magnetic, 5kA @ 480Y/277 VAC interrupting rating, 35mm DIN rail mount. | Stock | 32.5 | 34
FAZ-D32-3-NA | Eaton miniature circuit breaker, current-limiting, 32A, 480Y / 277 VAC / 96 VDC, 3-pole, D curve, thermal magnetic, 10kA @ 480Y/277 VAC interrupting rating, 35mm DIN rail mount. | Stock | 73 | 76
FAZ-D32-3-NA-L | Eaton miniature circuit breaker, current-limiting, 32A, 240 VAC / 96 VDC, 3-pole, D curve, thermal magnetic, 10kA @ 240 VAC interrupting rating, 35mm DIN rail mount. | Stock | 51 | 53
FAZ-D3-2-NA | Eaton miniature circuit breaker, current-limiting, 3A, 480Y / 277 VAC / 96 VDC, 2-pole, D curve, thermal magnetic, 10kA @ 480Y/277 VAC interrupting rating, 35mm DIN rail mount. | Stock | 47 | 49
FAZ-D3-2-NA-L | Eaton miniature circuit breaker, current-limiting, 3A, 240 VAC / 96 VDC, 2-pole, D curve, thermal magnetic, 10kA @ 240 VAC interrupting rating, 35mm DIN rail mount. | Stock | 33.5 | 35
FAZ-D3-3 | Eaton miniature supplementary protector, 3A, 480Y / 277 VAC / 96 VDC, 3-pole, D curve, thermal magnetic, 5kA @ 480Y/277 VAC interrupting rating, 35mm DIN rail mount. | Stock | 32.5 | 34
FAZ-D3-3-NA | Eaton miniature circuit breaker, current-limiting, 3A, 480Y / 277 VAC / 96 VDC, 3-pole, D curve, thermal magnetic, 10kA @ 480Y/277 VAC interrupting rating, 35mm DIN rail mount. | Stock | 73 | 76
FAZ-D3-3-NA-L | Eaton miniature circuit breaker, current-limiting, 3A, 240 VAC / 96 VDC, 3-pole, D curve, thermal magnetic, 10kA @ 240 VAC interrupting rating, 35mm DIN rail mount. | Stock | 51 | 53
FAZ-D35-1-NA-SP | Eaton miniature circuit breaker, current-limiting, 35A, 240 VAC / 48 VDC, 1-pole, D curve, thermal magnetic, 10kA @ 240 VAC interrupting rating, 35mm DIN rail mount. | Stock | 24 | 25
FAZ-D35-2-NA | Eaton miniature circuit breaker, current-limiting, 35A, 240 VAC / 48 VDC, 2-pole, D curve, thermal magnetic, 10kA @ 240 VAC interrupting rating, 35mm DIN rail mount. | Stock | 47 | 49
FAZ-D35-3-NA | Eaton miniature circuit breaker, current-limiting, 35A, 240 VAC / 48 VDC, 3-pole, D curve, thermal magnetic, 10kA @ 240 VAC interrupting rating, 35mm DIN rail mount. | Stock | 73 | 76
FAZ-D40-1-NA-SP | Eaton miniature circuit breaker, current-limiting, 40A, 240 VAC / 48 VDC, 1-pole, D curve, thermal magnetic, 10kA @ 240 VAC interrupting rating, 35mm DIN rail mount. | Stock | 24 | 25
FAZ-D40-1-SP | Eaton miniature supplementary protector, 40A, 277 VAC / 48 VDC, 1-pole, D curve, thermal magnetic, 5kA @ 277 VAC interrupting rating, 35mm DIN rail mount. | Stock | 12.5 | 13
FAZ-D40-2 | Eaton miniature supplementary protector, 40A, 480Y / 277 VAC / 96 VDC, 2-pole, D curve, thermal magnetic, 5kA @ 480Y/277 VAC interrupting rating, 35mm DIN rail mount. | Stock | 24 | 25
FAZ-D40-2-NA | Eaton miniature circuit breaker, current-limiting, 40A, 240 VAC / 48 VDC, 2-pole, D curve, thermal magnetic, 10kA @ 240 VAC interrupting rating, 35mm DIN rail mount. | Stock | 47 | 49
FAZ-D40-3 | Eaton miniature supplementary protector, 40A, 480Y / 277 VAC / 96 VDC, 3-pole, D curve, thermal magnetic, 5kA @ 480Y/277 VAC interrupting rating, 35mm DIN rail mount. | Stock | 32.5 | 34
FAZ-D40-3-NA | Eaton miniature circuit breaker, current-limiting, 40A, 240 VAC / 48 VDC, 3-pole, D curve, thermal magnetic, 10kA @ 240 VAC interrupting rating, 35mm DIN rail mount. | Stock | 73 | 76
FAZ-D4-1-NA-L-SP | Eaton miniature circuit breaker, current-limiting, 4A, 240 VAC / 48 VDC, 1-pole, D curve, thermal magnetic, 10kA @ 240 VAC interrupting rating, 35mm DIN rail mount. | Stock | 16.25 | 17
FAZ-D4-1-NA-SP | Eaton miniature circuit breaker, current-limiting, 4A, 277 VAC / 48 VDC, 1-pole, D curve, thermal magnetic, 10kA @ 277 VAC interrupting rating, 35mm DIN rail mount. | Stock | 24 | 25
FAZ-D4-1-SP | Eaton miniature supplementary protector, 4A, 277 VAC / 48 VDC, 1-pole, D curve, thermal magnetic, 5kA @ 277 VAC interrupting rating, 35mm DIN rail mount. | Stock | 12.5 | 13
FAZ-D4-2 | Eaton miniature supplementary protector, 4A, 480Y / 277 VAC / 96 VDC, 2-pole, D curve, thermal magnetic, 5kA @ 480Y/277 VAC interrupting rating, 35mm DIN rail mount. | Stock | 24 | 25
FAZ-D4-2-NA | Eaton miniature circuit breaker, current-limiting, 4A, 480Y / 277 VAC / 96 VDC, 2-pole, D curve, thermal magnetic, 10kA @ 480Y/277 VAC interrupting rating, 35mm DIN rail mount. | Stock | 47 | 49
FAZ-D4-2-NA-L | Eaton miniature circuit breaker, current-limiting, 4A, 240 VAC / 96 VDC, 2-pole, D curve, thermal magnetic, 10kA @ 240 VAC interrupting rating, 35mm DIN rail mount. | Stock | 33.5 | 35
FAZ-D4-3 | Eaton miniature supplementary protector, 4A, 480Y / 277 VAC / 96 VDC, 3-pole, D curve, thermal magnetic, 5kA @ 480Y/277 VAC interrupting rating, 35mm DIN rail mount. | Stock | 32.5 | 34
FAZ-D4-3-NA | Eaton miniature circuit breaker, current-limiting, 4A, 480Y / 277 VAC / 96 VDC, 3-pole, D curve, thermal magnetic, 10kA @ 480Y/277 VAC interrupting rating, 35mm DIN rail mount. | Stock | 73 | 76
FAZ-D4-3-NA-L | Eaton miniature circuit breaker, current-limiting, 4A, 240 VAC / 96 VDC, 3-pole, D curve, thermal magnetic, 10kA @ 240 VAC interrupting rating, 35mm DIN rail mount. | Stock | 51 | 53
FAZ-D5-1-NA-L-SP | Eaton miniature circuit breaker, current-limiting, 5A, 240 VAC / 48 VDC, 1-pole, D curve, thermal magnetic, 10kA @ 240 VAC interrupting rating, 35mm DIN rail mount. | Stock | 16.25 | 17
FAZ-D5-1-NA-SP | Eaton miniature circuit breaker, current-limiting, 5A, 277 VAC / 48 VDC, 1-pole, D curve, thermal magnetic, 10kA @ 277 VAC interrupting rating, 35mm DIN rail mount. | Stock | 24 | 25
FAZ-D5-1-SP | Eaton miniature supplementary protector, 5A, 277 VAC / 48 VDC, 1-pole, D curve, thermal magnetic, 5kA @ 277 VAC interrupting rating, 35mm DIN rail mount. | Stock | 12.5 | 13
FAZ-D5-2 | Eaton miniature supplementary protector, 5A, 480Y / 277 VAC / 96 VDC, 2-pole, D curve, thermal magnetic, 5kA @ 480Y/277 VAC interrupting rating, 35mm DIN rail mount. | Stock | 24 | 25
FAZ-D5-2-NA | Eaton miniature circuit breaker, current-limiting, 5A, 480Y / 277 VAC / 96 VDC, 2-pole, D curve, thermal magnetic, 10kA @ 480Y/277 VAC interrupting rating, 35mm DIN rail mount. | Stock | 47 | 49
FAZ-D5-2-NA-L | Eaton miniature circuit breaker, current-limiting, 5A, 240 VAC / 96 VDC, 2-pole, D curve, thermal magnetic, 10kA @ 240 VAC interrupting rating, 35mm DIN rail mount. | Stock | 33.5 | 35
FAZ-D5-3 | Eaton miniature supplementary protector, 5A, 480Y / 277 VAC / 96 VDC, 3-pole, D curve, thermal magnetic, 5kA @ 480Y/277 VAC interrupting rating, 35mm DIN rail mount. | Stock | 32.5 | 34
FAZ-D5-3-NA | Eaton miniature circuit breaker, current-limiting, 5A, 480Y / 277 VAC / 96 VDC, 3-pole, D curve, thermal magnetic, 10kA @ 480Y/277 VAC interrupting rating, 35mm DIN rail mount. | Stock | 73 | 76
FAZ-D5-3-NA-L | Eaton miniature circuit breaker, current-limiting, 5A, 240 VAC / 96 VDC, 3-pole, D curve, thermal magnetic, 10kA @ 240 VAC interrupting rating, 35mm DIN rail mount. | Stock | 51 | 53
FAZ-D6-1-NA-L-SP | Eaton miniature circuit breaker, current-limiting, 6A, 240 VAC / 48 VDC, 1-pole, D curve, thermal magnetic, 10kA @ 240 VAC interrupting rating, 35mm DIN rail mount. | Stock | 16.25 | 17
FAZ-D6-1-NA-SP | Eaton miniature circuit breaker, current-limiting, 6A, 277 VAC / 48 VDC, 1-pole, D curve, thermal magnetic, 10kA @ 277 VAC interrupting rating, 35mm DIN rail mount. | Stock | 24 | 25
FAZ-D6-1-SP | Eaton miniature supplementary protector, 6A, 277 VAC / 48 VDC, 1-pole, D curve, thermal magnetic, 5kA @ 277 VAC interrupting rating, 35mm DIN rail mount. | Stock | 12.5 | 13
FAZ-D6-2 | Eaton miniature supplementary protector, 6A, 480Y / 277 VAC / 96 VDC, 2-pole, D curve, thermal magnetic, 5kA @ 480Y/277 VAC interrupting rating, 35mm DIN rail mount. | Stock | 24 | 25
FAZ-D6-2-NA | Eaton miniature circuit breaker, current-limiting, 6A, 480Y / 277 VAC / 96 VDC, 2-pole, D curve, thermal magnetic, 10kA @ 480Y/277 VAC interrupting rating, 35mm DIN rail mount. | Stock | 47 | 49
FAZ-D6-2-NA-L | Eaton miniature circuit breaker, current-limiting, 6A, 240 VAC / 96 VDC, 2-pole, D curve, thermal magnetic, 10kA @ 240 VAC interrupting rating, 35mm DIN rail mount. | Stock | 33.5 | 35
FAZ-D6-3 | Eaton miniature supplementary protector, 6A, 480Y / 277 VAC / 96 VDC, 3-pole, D curve, thermal magnetic, 5kA @ 480Y/277 VAC interrupting rating, 35mm DIN rail mount. | Stock | 32.5 | 34
FAZ-D6-3-NA | Eaton miniature circuit breaker, current-limiting, 6A, 480Y / 277 VAC / 96 VDC, 3-pole, D curve, thermal magnetic, 10kA @ 480Y/277 VAC interrupting rating, 35mm DIN rail mount. | Stock | 73 | 76
FAZ-D6-3-NA-L | Eaton miniature circuit breaker, current-limiting, 6A, 240 VAC / 96 VDC, 3-pole, D curve, thermal magnetic, 10kA @ 240 VAC interrupting rating, 35mm DIN rail mount. | Stock | 51 | 53
FAZ-D7-1-NA-L-SP | Eaton miniature circuit breaker, current-limiting, 7A, 240 VAC / 48 VDC, 1-pole, D curve, thermal magnetic, 10kA @ 240 VAC interrupting rating, 35mm DIN rail mount. | Stock | 16.25 | 17
FAZ-D7-1-NA-SP | Eaton miniature circuit breaker, current-limiting, 7A, 277 VAC / 48 VDC, 1-pole, D curve, thermal magnetic, 10kA @ 277 VAC interrupting rating, 35mm DIN rail mount. | Stock | 24 | 25
FAZ-D7-1-SP | Eaton miniature supplementary protector, 7A, 277 VAC / 48 VDC, 1-pole, D curve, thermal magnetic, 5kA @ 277 VAC interrupting rating, 35mm DIN rail mount. | Stock | 12.5 | 13
FAZ-D7-2 | Eaton miniature supplementary protector, 7A, 480Y / 277 VAC / 96 VDC, 2-pole, D curve, thermal magnetic, 5kA @ 480Y/277 VAC interrupting rating, 35mm DIN rail mount. | Stock | 24 | 25
FAZ-D7-2-NA | Eaton miniature circuit breaker, current-limiting, 7A, 480Y / 277 VAC / 96 VDC, 2-pole, D curve, thermal magnetic, 10kA @ 480Y/277 VAC interrupting rating, 35mm DIN rail mount. | Stock | 47 | 49
FAZ-D7-2-NA-L | Eaton miniature circuit breaker, current-limiting, 7A, 240 VAC / 96 VDC, 2-pole, D curve, thermal magnetic, 10kA @ 240 VAC interrupting rating, 35mm DIN rail mount. | Stock | 33.5 | 35
FAZ-D7-3 | Eaton miniature supplementary protector, 7A, 480Y / 277 VAC / 96 VDC, 3-pole, D curve, thermal magnetic, 5kA @ 480Y/277 VAC interrupting rating, 35mm DIN rail mount. | Stock | 32.5 | 34
FAZ-D7-3-NA | Eaton miniature circuit breaker, current-limiting, 7A, 480Y / 277 VAC / 96 VDC, 3-pole, D curve, thermal magnetic, 10kA @ 480Y/277 VAC interrupting rating, 35mm DIN rail mount. | Stock | 73 | 76
FAZ-D7-3-NA-L | Eaton miniature circuit breaker, current-limiting, 7A, 240 VAC / 96 VDC, 3-pole, D curve, thermal magnetic, 10kA @ 240 VAC interrupting rating, 35mm DIN rail mount. | Stock | 51 | 53
FAZ-D8-1-NA-L-SP | Eaton miniature circuit breaker, current-limiting, 8A, 240 VAC / 48 VDC, 1-pole, D curve, thermal magnetic, 10kA @ 240 VAC interrupting rating, 35mm DIN rail mount. | Stock | 16.25 | 17
FAZ-D8-1-NA-SP | Eaton miniature circuit breaker, current-limiting, 8A, 277 VAC / 48 VDC, 1-pole, D curve, thermal magnetic, 10kA @ 277 VAC interrupting rating, 35mm DIN rail mount. | Stock | 24 | 25
FAZ-D8-1-SP | Eaton miniature supplementary protector, 8A, 277 VAC / 48 VDC, 1-pole, D curve, thermal magnetic, 5kA @ 277 VAC interrupting rating, 35mm DIN rail mount. | Stock | 12.5 | 13
FAZ-D8-2 | Eaton miniature supplementary protector, 8A, 480Y / 277 VAC / 96 VDC, 2-pole, D curve, thermal magnetic, 5kA @ 480Y/277 VAC interrupting rating, 35mm DIN rail mount. | Stock | 24 | 25
FAZ-D8-2-NA | Eaton miniature circuit breaker, current-limiting, 8A, 480Y / 277 VAC / 96 VDC, 2-pole, D curve, thermal magnetic, 10kA @ 480Y/277 VAC interrupting rating, 35mm DIN rail mount. | Stock | 47 | 49
FAZ-D8-2-NA-L | Eaton miniature circuit breaker, current-limiting, 8A, 240 VAC / 96 VDC, 2-pole, D curve, thermal magnetic, 10kA @ 240 VAC interrupting rating, 35mm DIN rail mount. | Stock | 33.5 | 35
FAZ-D8-3 | Eaton miniature supplementary protector, 8A, 480Y / 277 VAC / 96 VDC, 3-pole, D curve, thermal magnetic, 5kA @ 480Y/277 VAC interrupting rating, 35mm DIN rail mount. | Stock | 32.5 | 34
FAZ-D8-3-NA | Eaton miniature circuit breaker, current-limiting, 8A, 480Y / 277 VAC / 96 VDC, 3-pole, D curve, thermal magnetic, 10kA @ 480Y/277 VAC interrupting rating, 35mm DIN rail mount. | Stock | 73 | 76
FAZ-D8-3-NA-L | Eaton miniature circuit breaker, current-limiting, 8A, 240 VAC / 96 VDC, 3-pole, D curve, thermal magnetic, 10kA @ 240 VAC interrupting rating, 35mm DIN rail mount. | Stock | 51 | 53
FAZ-XAA-C110-415V | Eaton shunt trip, 110-415 VAC/110-230 VDC coil voltage. For use with Eaton FAZ series supplementary protectors. | Stock | 47 | 49
FAZ-XAA-C12-110V | Eaton shunt trip, 12-110 VAC/12-60 VDC coil voltage. For use with Eaton FAZ series supplementary protectors. | Stock | 47 | 49
FAZ-XAA-NA110-415V | Eaton shunt trip, 110-415 VAC/110-230 VDC coil voltage. For use with Eaton FAZ-NA series miniature circuit breakers. | Stock | 39.5 | 41
FAZ-XAA-NA12-110V | Eaton shunt trip, 12-110 VAC/12-60 VDC coil voltage. For use with Eaton FAZ-NA series miniature circuit breakers. | Stock | 39.5 | 41
FAZ-XAM002 | Eaton alarm/auxiliary contact, (2) SPDT contact(s), 2A @ 230VAC/0.5A @ 110VAC/VDC. For use with Eaton FAZ series supplementary protectors. | Stock | 27 | 28
FAZ-XHIN11-SP | Eaton auxiliary contact, DPST contact(s), 2A @ 230VAC/0.5A @ 110VAC/VDC. For use with Eaton FAZ series supplementary protectors. | Stock | 27 | 28
FB10M-12R | NITRA pneumatic push-to-connect fitting, female, bulkhead, nickel-plated brass body, nickel-plated brass threads, 10mm tube to R1/2 BSPT connection(s). Package of 5. | Stock | 29.5 | 32
FB10M-14R | NITRA pneumatic push-to-connect fitting, female, bulkhead, nickel-plated brass body, nickel-plated brass threads, 10mm tube to R1/4 BSPT connection(s). Package of 5. | Stock | 28.5 | 31
FB10M-18R | NITRA pneumatic push-to-connect fitting, female, bulkhead, nickel-plated brass body, nickel-plated brass threads, 10mm tube to R1/8 BSPT connection(s). Package of 5. | Stock | 28 | 30.5
FB10M-38R | NITRA pneumatic push-to-connect fitting, female, bulkhead, nickel-plated brass body, nickel-plated brass threads, 10mm tube to R3/8 BSPT connection(s). Package of 5. | Stock | 29 | 31.5
FB12-12N | NITRA pneumatic push-to-connect fitting, female, bulkhead, nickel-plated brass body, nickel-plated brass threads, 1/2in tube to 1/2in NPT connection(s). Package of 5. | Stock | 35.5 | 38.5
FB12-14N | NITRA pneumatic push-to-connect fitting, female, bulkhead, nickel-plated brass body, nickel-plated brass threads, 1/2in tube to 1/4in NPT connection(s). Package of 5. | Stock | 30 | 32.5
FB12-38N | NITRA pneumatic push-to-connect fitting, female, bulkhead, nickel-plated brass body, nickel-plated brass threads, 1/2in tube to 3/8in NPT connection(s). Package of 5. | Stock | 31 | 34
FB12M-12R | NITRA pneumatic push-to-connect fitting, female, bulkhead, nickel-plated brass body, nickel-plated brass threads, 12mm tube to R1/2 BSPT connection(s). Package of 5. | Stock | 35.5 | 38.5
FB12M-14R | NITRA pneumatic push-to-connect fitting, female, bulkhead, nickel-plated brass body, nickel-plated brass threads, 12mm tube to R1/4 BSPT connection(s). Package of 5. | Stock | 30.5 | 33
FB12M-38R | NITRA pneumatic push-to-connect fitting, female, bulkhead, nickel-plated brass body, nickel-plated brass threads, 12mm tube to R3/8 BSPT connection(s). Package of 5. | Stock | 30.5 | 33
FB14-14N | NITRA pneumatic push-to-connect fitting, female, bulkhead, nickel-plated brass body, nickel-plated brass threads, 1/4in tube to 1/4in NPT connection(s). Package of 5. | Stock | 17.5 | 19
FB14-18N | NITRA pneumatic push-to-connect fitting, female, bulkhead, nickel-plated brass body, nickel-plated brass threads, 1/4in tube to 1/8in NPT connection(s). Package of 5. | Stock | 17.5 | 19
FB38-14N | NITRA pneumatic push-to-connect fitting, female, bulkhead, nickel-plated brass body, nickel-plated brass threads, 3/8in tube to 1/4in NPT connection(s). Package of 5. | Stock | 28 | 30.5
FB38-38N | NITRA pneumatic push-to-connect fitting, female, bulkhead, nickel-plated brass body, nickel-plated brass threads, 3/8in tube to 3/8in NPT connection(s). Package of 5. | Stock | 28.5 | 31
FB4M-14R | NITRA pneumatic push-to-connect fitting, female, bulkhead, nickel-plated brass body, nickel-plated brass threads, 5/32in (4mm) tube to R1/4 BSPT connection(s). Package of 5. | Stock | 17.5 | 19
FB4M-18R | NITRA pneumatic push-to-connect fitting, female, bulkhead, nickel-plated brass body, nickel-plated brass threads, 5/32in (4mm) tube to R1/8 BSPT connection(s). Package of 5. | Stock | 16.5 | 18
FB516-14N | NITRA pneumatic push-to-connect fitting, female, bulkhead, nickel-plated brass body, nickel-plated brass threads, 5/16in (8mm) tube to 1/4in NPT connection(s). Package of 5. | Stock | 20.5 | 22.5
FB516-38N | NITRA pneumatic push-to-connect fitting, female, bulkhead, nickel-plated brass body, nickel-plated brass threads, 5/16in (8mm) tube to 3/8in NPT connection(s). Package of 5. | Stock | 21.5 | 23.5
FB532-18N | NITRA pneumatic push-to-connect fitting, female, bulkhead, nickel-plated brass body, nickel-plated brass threads, 5/32in (4mm) tube to 1/8in NPT connection(s). Package of 5. | Stock | 16.5 | 18
FB6-DN-0E | AutomationDirect photoelectric sensor, tubular, threaded, diffuse, visible red light emission, 400mm sensing distance, dark-on, NPN, potentiometer, 1 kHz switching frequency, plastic housing, 4-pin M12 quick-disconnect. | Stock | 23 | 24.5
FB6-DP-0E | AutomationDirect photoelectric sensor, tubular, threaded, diffuse, visible red light emission, 400mm sensing distance, dark-on, PNP, potentiometer, 1 kHz switching frequency, plastic housing, 4-pin M12 quick-disconnect. | Stock | 23 | 24.5
FB6-LN-0E | AutomationDirect photoelectric sensor, tubular, threaded, diffuse, visible red light emission, 400mm sensing distance, light-on, NPN, potentiometer, 1 kHz switching frequency, plastic housing, 4-pin M12 quick-disconnect. | Stock | 23 | 24.5
FB6-LP-0E | AutomationDirect photoelectric sensor, tubular, threaded, diffuse, visible red light emission, 400mm sensing distance, light-on, PNP, potentiometer, 1 kHz switching frequency, plastic housing, 4-pin M12 quick-disconnect. | Stock | 23 | 24.5
FB6M-14R | NITRA pneumatic push-to-connect fitting, female, bulkhead, nickel-plated brass body, nickel-plated brass threads, 6mm tube to R1/4 BSPT connection(s). Package of 5. | Stock | 17 | 18.5
FB6M-18R | NITRA pneumatic push-to-connect fitting, female, bulkhead, nickel-plated brass body, nickel-plated brass threads, 6mm tube to R1/8 BSPT connection(s). Package of 5. | Stock | 17 | 18.5
FB6M-38R | NITRA pneumatic push-to-connect fitting, female, bulkhead, nickel-plated brass body, nickel-plated brass threads, 6mm tube to R3/8 BSPT connection(s). Package of 5. | Stock | 28 | 30.5
FB8M-12R | NITRA pneumatic push-to-connect fitting, female, bulkhead, nickel-plated brass body, nickel-plated brass threads, 5/16in (8mm) tube to R1/2 BSPT connection(s). Package of 5. | Stock | 24.5 | 26.5
FB8M-14R | NITRA pneumatic push-to-connect fitting, female, bulkhead, nickel-plated brass body, nickel-plated brass threads, 5/16in (8mm) tube to R1/4 BSPT connection(s). Package of 5. | Stock | 23 | 25
FB8M-18R | NITRA pneumatic push-to-connect fitting, female, bulkhead, nickel-plated brass body, nickel-plated brass threads, 5/16in (8mm) tube to R1/8 BSPT connection(s). Package of 5. | Stock | 22.5 | 24.5
FB8M-38R | NITRA pneumatic push-to-connect fitting, female, bulkhead, nickel-plated brass body, nickel-plated brass threads, 5/16in (8mm) tube to R3/8 BSPT connection(s). Package of 5. | Stock | 23.5 | 25.5
FBE-00-0E | AutomationDirect photoelectric sensor, tubular, threaded, plastic housing, through-beam emitter, visible red light emission, 8m sensing distance, 10-30 VDC operating voltage, 2-wire, 4-pin M12 quick-disconnect. | Stock | 20 | 21.5
FBKT | NITRA pneumatic mounting bracket, plated steel. For use with push-to-connect fittings. | Stock | 2.5
FBKT-8 | NITRA mounting bracket, for use with FR-8 series water regulators. | Stock | 6.75 | 7
FBP-DN-0E | AutomationDirect photoelectric sensor, tubular, threaded, polarized retroreflective, visible red light emission, 2.5m sensing distance, dark-on, NPN, 3-wire, 4-pin M12 quick-disconnect. | Stock | 23 | 24.5
FBP-DP-0E | AutomationDirect photoelectric sensor, tubular, threaded, polarized retroreflective, visible red light emission, 2.5m sensing distance, dark-on, PNP, 3-wire, 4-pin M12 quick-disconnect. | Stock | 23 | 24.5
FBP-LN-0E | AutomationDirect photoelectric sensor, tubular, threaded, polarized retroreflective, visible red light emission, 2.5m sensing distance, light-on, NPN, 3-wire, 4-pin M12 quick-disconnect. | Stock | 23 | 24.5
FBP-LP-0E | AutomationDirect photoelectric sensor, tubular, threaded, polarized retroreflective, visible red light emission, 2.5m sensing distance, light-on, PNP, 3-wire, 4-pin M12 quick-disconnect. | Stock | 23 | 24.5
FBR-DN-0E | AutomationDirect photoelectric sensor, tubular, threaded, plastic housing, through-beam receiver, 8m sensing distance, 10-30 VDC operating voltage, dark-on, NPN, 3-wire, 4-pin M12 quick-disconnect. | Stock | 21.5 | 23
FBR-DP-0E | AutomationDirect photoelectric sensor, tubular, threaded, plastic housing, through-beam receiver, 8m sensing distance, 10-30 VDC operating voltage, dark-on, PNP, 3-wire, 4-pin M12 quick-disconnect. | Stock | 21.5 | 23
FBR-LN-0E | AutomationDirect photoelectric sensor, tubular, threaded, plastic housing, through-beam receiver, 8m sensing distance, 10-30 VDC operating voltage, light-on, NPN, 3-wire, 4-pin M12 quick-disconnect. | Stock | 21.5 | 23
FBR-LP-0E | AutomationDirect photoelectric sensor, tubular, threaded, plastic housing, through-beam receiver, 8m sensing distance, 10-30 VDC operating voltage, light-on, PNP, 3-wire, 4-pin M12 quick-disconnect. | Stock | 21.5 | 23
FC-11 | Signal conditioner, isolated, current input, current output, 24 VDC operating voltage, 35mm DIN rail or panel mount, removable screw terminal plugs. | Stock | 116 | 121
FC-33 | Signal conditioner, isolated, current or voltage input, current or voltage output, 24 VDC operating voltage, 35mm DIN rail or panel mount, removable screw terminal plugs. | Stock | 155 | 161
FC-35B | Signal conditioner, isolated, current or voltage input, bi-polar voltage output, 24 VDC operating voltage, 35mm DIN rail or panel mount, removable screw terminal plugs. | Stock | 178 | 185
FC-35MM | Terminal block, replacement, 3.5mm. Package of 14. For use with FC series signal conditioners. | Stock | 26.5 | 27.5
FC-3RLY2 | Limit alarm, current, voltage input, (2) SPDT relay output, 24 VAC/VDC operating voltage, 35mm DIN rail or panel mount, removable screw terminal block(s). | Stock | 113 | 118
FC-3RLY4 | Limit alarm, current, voltage input, (4) SPST relay output, 24 VAC/VDC operating voltage, 35mm DIN rail or panel mount, removable screw terminal block(s). | Stock | 121 | 126
FC-5MM | Terminal block, replacement, 5mm. Package of 5. For use with FC series signal conditioners. | Stock | 14.5 | 15
FC-B34 | Signal conditioner, isolated, bi-polar voltage input, current or voltage output, 24 VDC operating voltage, 35mm DIN rail or panel mount, removable screw terminal plugs. | Stock | 177 | 184
FC-ISO-C | Signal conditioner, isolated, differential or single ended line driver input, open collector output, 7.8 to 24 VDC operating voltage, 35mm DIN rail or panel mount, removable screw terminal plugs. | Stock | 134 | 139
FC-ISO-D | Signal conditioner, isolated, differential or single ended line driver input, differential line driver output, 24 VDC operating voltage, 35mm DIN rail or panel mount, removable screw terminal plugs. | Stock | 126 | 131
FC-P3 | Signal conditioner, isolated, potentiometer input, current or voltage output, 24 VAC/VDC operating voltage, 35mm DIN rail or panel mount, removable screw terminal plugs. | Stock | 154 | 160
FC-R1 | AutomationDirect temperature transmitter, isolated, RTD input, deg F or deg C, 4-20 mA output, 24 VDC operating voltage, 35mm DIN rail or panel mount, removable screw terminal plugs. | Stock | 155 | 161
FC-T1 | AutomationDirect temperature transmitter, isolated, thermocouple or millivolt input, deg F or deg C, 4-20 mA output, 24 VDC operating voltage, 35mm DIN rail or panel mount, removable screw terminal plugs. | Stock | 155 | 161
FD2016 | AttaBox Triton series disconnect enclosure, NEMA 1/3/3R/4X/12, right flange, 20 x 16 x 8in (HxWxD), wall mount, fiberglass reinforced polyester, Pantone 428 C glacier gray, single-door, 1/4-turn semi-flush latch. | from vendor up to 5 business days | 1299 | 1530
FD2412 | AttaBox Triton series disconnect enclosure, NEMA 1/3/3R/4X/12, right flange, 24 x 12 x 10in (HxWxD), wall mount, fiberglass reinforced polyester, Pantone 428 C glacier gray, single-door, 1/4-turn semi-flush latch. | from vendor up to 5 business days | 1396 | 1644
FD2424 | AttaBox Triton series disconnect enclosure, NEMA 1/3/3R/4X/12, right flange, 24 x 24 x 10in (HxWxD), wall mount, fiberglass reinforced polyester, Pantone 428 C glacier gray, single-door, 1/4-turn semi-flush latch. | from vendor up to 5 business days | 1771 | 2086
FD3024 | AttaBox Triton series disconnect enclosure, NEMA 1/3/3R/4X/12, right flange, 30 x 24 x 10in (HxWxD), wall mount, fiberglass reinforced polyester, Pantone 428 C glacier gray, single-door, 1/4-turn semi-flush latch. | from vendor up to 5 business days | 1779 | 2095
FD3630 | AttaBox Triton series disconnect enclosure, NEMA 1/3/3R/4X/12, right flange, 36 x 30 x 10in (HxWxD), wall mount, fiberglass reinforced polyester, Pantone 428 C glacier gray, single-door, 1/4-turn semi-flush latch. | from vendor up to 5 business days | 2043 | 2406
FDS1212GY | Hammond enclosure folding shelf, 12 x 12in, carbon steel, ANSI 61 gray, powder coat finish, installs inside or outside of enclosure. | Stock | 146 | 156
FDS1212LG | Hammond enclosure folding shelf, 12 x 12in, carbon steel, RAL 7035 light gray, powder coat finish, installs inside or outside of enclosure. | Stock | 146 | 156
FDS1212S16 | Hammond enclosure folding shelf, 12 x 12in, 316 stainless steel, #4 brush finish, installs inside or outside of enclosure. | Stock | 642 | 683
FDS1818GY | Hammond enclosure folding shelf, 18 x 18in, carbon steel, ANSI 61 gray, powder coat finish, installs inside or outside of enclosure. | Stock | 182 | 196
FDS1818LG | Hammond enclosure folding shelf, 18 x 18in, carbon steel, RAL 7035 light gray, powder coat finish, installs inside or outside of enclosure. | Stock | 182 | 196
FDS1818S16 | Hammond enclosure folding shelf, 18 x 18in, 316 stainless steel, #4 brush finish, installs inside or outside of enclosure. | Stock | 847 | 901
FDS2424GY | Hammond enclosure folding shelf, 24 x 24in, carbon steel, ANSI 61 gray, powder coat finish, installs inside or outside of enclosure. | Stock | 203 | 218
FDS2424LG | Hammond enclosure folding shelf, 24 x 24in, carbon steel, RAL 7035 light gray, powder coat finish, installs inside or outside of enclosure. | Stock | 203 | 218
FDS2424S16 | Hammond enclosure folding shelf, 24 x 24in, 316 stainless steel, #4 brush finish, installs inside or outside of enclosure. | from vendor up to 15 business days | 934 | 994
FE10M-12R | NITRA pneumatic push-to-connect fitting, female, elbow, rotating, thermoplastic (PBT) body, nickel-plated brass threads, 10mm tube to R1/2 BSPT connection(s). Package of 5. | Stock | 19 | 20.5
FE10M-14R | NITRA pneumatic push-to-connect fitting, female, elbow, rotating, thermoplastic (PBT) body, nickel-plated brass threads, 10mm tube to R1/4 BSPT connection(s). Package of 5. | Stock | 16 | 17.5
FE10M-38R | NITRA pneumatic push-to-connect fitting, female, elbow, rotating, thermoplastic (PBT) body, nickel-plated brass threads, 10mm tube to R3/8 BSPT connection(s). Package of 5. | Stock | 18 | 19.5
FE12-12N | NITRA pneumatic push-to-connect fitting, female, elbow, rotating, thermoplastic (PBT) body, nickel-plated brass threads, 1/2in tube to 1/2in NPT connection(s). Package of 5. | Stock | 28 | 30.5
FE12-38N | NITRA pneumatic push-to-connect fitting, female, elbow, rotating, thermoplastic (PBT) body, nickel-plated brass threads, 1/2in tube to 3/8in NPT connection(s). Package of 5. | Stock | 26.5 | 29
FE12M-12R | NITRA pneumatic push-to-connect fitting, female, elbow, rotating, thermoplastic (PBT) body, nickel-plated brass threads, 12mm tube to R1/2 BSPT connection(s). Package of 5. | Stock | 28 | 30.5
FE12M-14R | NITRA pneumatic push-to-connect fitting, female, elbow, rotating, thermoplastic (PBT) body, nickel-plated brass threads, 12mm tube to R1/4 BSPT connection(s). Package of 5. | Stock | 25.5 | 28
FE12M-38R | NITRA pneumatic push-to-connect fitting, female, elbow, rotating, thermoplastic (PBT) body, nickel-plated brass threads, 12mm tube to R3/8 BSPT connection(s). Package of 5. | Stock | 26.5 | 29
FE14-14N | NITRA pneumatic push-to-connect fitting, female, elbow, rotating, thermoplastic (PBT) body, nickel-plated brass threads, 1/4in tube to 1/4in NPT connection(s). Package of 5. | Stock | 15.5 | 17
FE14-18N | NITRA pneumatic push-to-connect fitting, female, elbow, rotating, thermoplastic (PBT) body, nickel-plated brass threads, 1/4in tube to 1/8in NPT connection(s). Package of 5. | Stock | 14.5 | 16
FE14-38N | NITRA pneumatic push-to-connect fitting, female, elbow, rotating, thermoplastic (PBT) body, nickel-plated brass threads, 1/4in tube to R3/8 NPT connection(s). Package of 5. | Stock | 17.5 | 19
FE38-12N | NITRA pneumatic push-to-connect fitting, female, elbow, rotating, thermoplastic (PBT) body, nickel-plated brass threads, 3/8in tube to 1/2in NPT connection(s). Package of 5. | Stock | 19 | 20.5
FE38-14N | NITRA pneumatic push-to-connect fitting, female, elbow, rotating, thermoplastic (PBT) body, nickel-plated brass threads, 3/8in tube to 1/4in NPT connection(s). Package of 5. | Stock | 16 | 17.5
FE38-38N | NITRA pneumatic push-to-connect fitting, female, elbow, rotating, thermoplastic (PBT) body, nickel-plated brass threads, 3/8in tube to 3/8in NPT connection(s). Package of 5. | Stock | 18 | 19.5
FE4M-18R | NITRA pneumatic push-to-connect fitting, female, elbow, rotating, thermoplastic (PBT) body, nickel-plated brass threads, 5/32in (4mm) tube to R1/8 BSPT connection(s). Package of 5. | Stock | 14 | 15.5
FE4M-M5 | NITRA pneumatic push-to-connect fitting, female, elbow, rotating, thermoplastic (PBT) body, nickel-plated brass threads, 5/32in (4mm) tube to M5 X 0.8 threaded connection(s). Package of 5. | Stock | 15 | 16.5
FE516-14N | NITRA pneumatic push-to-connect fitting, female, elbow, rotating, thermoplastic (PBT) body, nickel-plated brass threads, 5/16in (8mm) tube to 1/4in NPT connection(s). Package of 5. | Stock | 17.5 | 19
FE516-18N | NITRA pneumatic push-to-connect fitting, female, elbow, rotating, thermoplastic (PBT) body, nickel-plated brass threads, 5/16in (8mm) tube to 1/8in NPT connection(s). Package of 5. | Stock | 16.5 | 18
FE516-38N | NITRA pneumatic push-to-connect fitting, female, elbow, rotating, thermoplastic (PBT) body, nickel-plated brass threads, 5/16in (8mm) tube to 3/8in NPT connection(s). Package of 5. | Stock | 17.5 | 19
FE532-14N | NITRA pneumatic push-to-connect fitting, female, elbow, rotating, thermoplastic (PBT) body, nickel-plated brass threads, 5/32in (4mm) tube to 1/4in NPT connection(s). Package of 5. | Stock | 15 | 16.5
FE532-18N | NITRA pneumatic push-to-connect fitting, female, elbow, rotating, thermoplastic (PBT) body, nickel-plated brass threads, 5/32in (4mm) tube to 1/8in NPT connection(s). Package of 5. | Stock | 14 | 15.5
FE6M-14R | NITRA pneumatic push-to-connect fitting, female, elbow, rotating, thermoplastic (PBT) body, nickel-plated brass threads, 6mm tube to R1/4 BSPT connection(s). Package of 5. | Stock | 15 | 16.5
FE6M-18R | NITRA pneumatic push-to-connect fitting, female, elbow, rotating, thermoplastic (PBT) body, nickel-plated brass threads, 6mm tube to R1/8 BSPT connection(s). Package of 5. | Stock | 14 | 15.5
FE6M-38R | NITRA pneumatic push-to-connect fitting, female, elbow, rotating, thermoplastic (PBT) body, nickel-plated brass threads, 6mm tube to R3/8 BSPT connection(s). Package of 5. | Stock | 17.5 | 19
FE6M-M5 | NITRA pneumatic push-to-connect fitting, female, elbow, rotating, thermoplastic (PBT) body, nickel-plated brass threads, 6mm tube to M5 X 0.8 threaded connection(s). Package of 5. | Stock | 15 | 16.5
FE8M-12R | NITRA pneumatic push-to-connect fitting, female, elbow, rotating, thermoplastic (PBT) body, nickel-plated brass threads, 5/16in (8mm) tube to R1/2 BSPT connection(s). Package of 5. | Stock | 18.5 | 20
FE8M-14R | NITRA pneumatic push-to-connect fitting, female, elbow, rotating, thermoplastic (PBT) body, nickel-plated brass threads, 5/16in (8mm) tube to R1/4 BSPT connection(s). Package of 5. | Stock | 16 | 17.5
FE8M-18R | NITRA pneumatic push-to-connect fitting, female, elbow, rotating, thermoplastic (PBT) body, nickel-plated brass threads, 5/16in (8mm) tube to R1/8 BSPT connection(s). Package of 5. | Stock | 15 | 16.5
FFI7-0N-1E | AutomationDirect photoelectric sensor, tubular, threaded, diffuse, infrared light emission, 400mm sensing distance, selectable light-on/dark-on, NPN, teach-in button, 500 Hz switching frequency, 316L stainless steel housing, 4-pin M12 quick-disconnect. | Stock | 72 | 75
FFI7-0P-1E | AutomationDirect photoelectric sensor, tubular, threaded, diffuse, infrared light emission, 400mm sensing distance, selectable light-on/dark-on, PNP, teach-in button, 500 Hz switching frequency, 316L stainless steel housing, 4-pin M12 quick-disconnect. | Stock | 72 | 75
FFI7-BN-1E | AutomationDirect photoelectric sensor, tubular, threaded, diffuse, infrared light emission, 400mm sensing distance, complementary light-on/dark-on, NPN, teach-in button, 500 Hz switching frequency, 316L stainless steel housing, 4-pin M12 quick-disconnect. | Stock | 72 | 75
FFI7-BP-1E | AutomationDirect photoelectric sensor, tubular, threaded, diffuse, infrared light emission, 400mm sensing distance, complementary light-on/dark-on, PNP, teach-in button, 500 Hz switching frequency, 316L stainless steel housing, 4-pin M12 quick-disconnect. | Stock | 72 | 75
FFI8-0N-1E | AutomationDirect photoelectric sensor, tubular, threaded, diffuse, infrared light emission, 800mm sensing distance, selectable light-on/dark-on, NPN, teach-in button, 500 Hz switching frequency, 316L stainless steel housing, 4-pin M12 quick-disconnect. | Stock | 74 | 77
FFI8-0P-1E | AutomationDirect photoelectric sensor, tubular, threaded, diffuse, infrared light emission, 800mm sensing distance, selectable light-on/dark-on, PNP, teach-in button, 500 Hz switching frequency, 316L stainless steel housing, 4-pin M12 quick-disconnect. | Stock | 74 | 77
FFI8-BN-1E | AutomationDirect photoelectric sensor, tubular, threaded, diffuse, infrared light emission, 800mm sensing distance, complementary light-on/dark-on, NPN, teach-in button, 500 Hz switching frequency, 316L stainless steel housing, 4-pin M12 quick-disconnect. | Stock | 74 | 77
FFI8-BP-1E | AutomationDirect photoelectric sensor, tubular, threaded, diffuse, infrared light emission, 800mm sensing distance, complementary light-on/dark-on, PNP, teach-in button, 500 Hz switching frequency, 316L stainless steel housing, 4-pin M12 quick-disconnect. | Stock | 74 | 77
FFIH-00-1E | AutomationDirect photoelectric sensor, tubular, threaded, 316L stainless steel housing, through-beam emitter, infrared light emission, 20m sensing distance, 10-30 VDC operating voltage, 2-wire, 4-pin M12 quick-disconnect. | Stock | 51 | 53
FFIH-X0-1E | AutomationDirect photoelectric sensor, tubular, threaded, 316L stainless steel housing, through-beam emitter, infrared light emission, 20m sensing distance, 10-30 VDC operating voltage, 3-wire, 4-pin M12 quick-disconnect. | Stock | 52 | 54
FFIZ-0N-1E | AutomationDirect photoelectric sensor, tubular, threaded, 316L stainless steel housing, through-beam receiver, 20m sensing distance, 10-30 VDC operating voltage, selectable light-on/dark-on, NPN, 4-wire, 4-pin M12 quick-disconnect. | Stock | 54 | 56
FFIZ-0P-1E | AutomationDirect photoelectric sensor, tubular, threaded, 316L stainless steel housing, through-beam receiver, 20m sensing distance, 10-30 VDC operating voltage, selectable light-on/dark-on, PNP, 4-wire, 4-pin M12 quick-disconnect. | Stock | 54 | 56
FFIZ-BN-1E | AutomationDirect photoelectric sensor, tubular, threaded, 316L stainless steel housing, through-beam receiver, 20m sensing distance, 10-30 VDC operating voltage, complementary light-on/dark-on, NPN, 4-wire, 4-pin M12 quick-disconnect. | Stock | 54 | 56
FFIZ-BP-1E | AutomationDirect photoelectric sensor, tubular, threaded, 316L stainless steel housing, through-beam receiver, 20m sensing distance, 10-30 VDC operating voltage, complementary light-on/dark-on, PNP, 4-wire, 4-pin M12 quick-disconnect. | Stock | 54 | 56
FFR3-0N-1E | AutomationDirect photoelectric sensor, tubular, threaded, diffuse, visible red light emission, 100mm sensing distance, selectable light-on/dark-on, NPN, teach-in button, 500 Hz switching frequency, 316L stainless steel housing, 4-pin M12 quick-disconnect. | Stock | 72 | 75
FFR3-0P-1E | AutomationDirect photoelectric sensor, tubular, threaded, diffuse, visible red light emission, 100mm sensing distance, selectable light-on/dark-on, PNP, teach-in button, 500 Hz switching frequency, 316L stainless steel housing, 4-pin M12 quick-disconnect. | Stock | 72 | 75
FFR3-BN-1E | AutomationDirect photoelectric sensor, tubular, threaded, diffuse, visible red light emission, 100mm sensing distance, complementary light-on/dark-on, NPN, teach-in button, 500 Hz switching frequency, 316L stainless steel housing, 4-pin M12 quick-disconnect. | Stock | 72 | 75
FFR3-BP-1E | AutomationDirect photoelectric sensor, tubular, threaded, diffuse, visible red light emission, 100mm sensing distance, complementary light-on/dark-on, PNP, teach-in button, 500 Hz switching frequency, 316L stainless steel housing, 4-pin M12 quick-disconnect. | Stock | 72 | 75
FFRL-0N-1E | AutomationDirect photoelectric sensor, tubular, threaded, retroreflective, visible red light emission, 1m sensing distance, selectable light-on/dark-on, NPN, teach-in button, 4-wire, 4-pin M12 quick-disconnect. | Stock | 76 | 79
FFRL-0P-1E | AutomationDirect photoelectric sensor, tubular, threaded, retroreflective, visible red light emission, 1m sensing distance, selectable light-on/dark-on, PNP, teach-in button, 4-wire, 4-pin M12 quick-disconnect. | Stock | 76 | 79
FFRL-BN-1E | AutomationDirect photoelectric sensor, tubular, threaded, retroreflective, visible red light emission, 1m sensing distance, complementary light-on/dark-on, NPN, teach-in button, 4-wire, 4-pin M12 quick-disconnect. | Stock | 76 | 79
FFRL-BP-1E | AutomationDirect photoelectric sensor, tubular, threaded, retroreflective, visible red light emission, 1m sensing distance, complementary light-on/dark-on, PNP, teach-in button, 4-wire, 4-pin M12 quick-disconnect. | Stock | 76 | 79
FFRN-0N-1E | AutomationDirect photoelectric sensor, tubular, threaded, polarized retroreflective, visible red light emission, 4m sensing distance, selectable light-on/dark-on, NPN, teach-in button, 4-wire, 4-pin M12 quick-disconnect. | Stock | 76 | 79
FFRN-0P-1E | AutomationDirect photoelectric sensor, tubular, threaded, polarized retroreflective, visible red light emission, 4m sensing distance, selectable light-on/dark-on, PNP, teach-in button, 4-wire, 4-pin M12 quick-disconnect. | Stock | 76 | 79
FFRN-BN-1E | AutomationDirect photoelectric sensor, tubular, threaded, polarized retroreflective, visible red light emission, 4m sensing distance, complementary light-on/dark-on, NPN, teach-in button, 4-wire, 4-pin M12 quick-disconnect. | Stock | 76 | 79
FFRN-BP-1E | AutomationDirect photoelectric sensor, tubular, threaded, polarized retroreflective, visible red light emission, 4m sensing distance, complementary light-on/dark-on, PNP, teach-in button, 4-wire, 4-pin M12 quick-disconnect. | Stock | 76 | 79
FFRP-0N-1E | AutomationDirect photoelectric sensor, tubular, threaded, polarized retroreflective, visible red light emission, 4m sensing distance, selectable light-on/dark-on, NPN, 4-wire, 4-pin M12 quick-disconnect. | Stock | 74 | 77
FFRP-0P-1E | AutomationDirect photoelectric sensor, tubular, threaded, polarized retroreflective, visible red light emission, 4m sensing distance, selectable light-on/dark-on, PNP, 4-wire, 4-pin M12 quick-disconnect. | Stock | 74 | 77
FFRP-BN-1E | AutomationDirect photoelectric sensor, tubular, threaded, polarized retroreflective, visible red light emission, 4m sensing distance, complementary light-on/dark-on, NPN, 4-wire, 4-pin M12 quick-disconnect. | Stock | 74 | 77
FFRP-BP-1E | AutomationDirect photoelectric sensor, tubular, threaded, polarized retroreflective, visible red light emission, 4m sensing distance, complementary light-on/dark-on, PNP, 4-wire, 4-pin M12 quick-disconnect. | Stock | 74 | 77
FFRS-0N-1E | AutomationDirect photoelectric sensor, tubular, threaded, 316L stainless steel, diffuse with background suppression, 30-130mm sensing distance, selectable light-on/dark-on, NPN, teach-in button, 1 kHz switching frequency, 4-pin M12 quick-disconnect. | Stock | 87 | 90
FFRS-0N-1E77 | AutomationDirect photoelectric sensor, tubular, threaded, 316L stainless steel, diffuse with background suppression, 60-100mm sensing distance, selectable light-on/dark-on, NPN, teach-in button, 400 Hz switching frequency, 4-pin M12 quick-disconnect. | Stock | 93 | 97
FFRS-0P-1E | AutomationDirect photoelectric sensor, tubular, threaded, 316L stainless steel, diffuse with background suppression, 30-130mm sensing distance, selectable light-on/dark-on, PNP, teach-in button, 1 kHz switching frequency, 4-pin M12 quick-disconnect. | Stock | 87 | 90
FFRS-0P-1E77 | AutomationDirect photoelectric sensor, tubular, threaded, 316L stainless steel, diffuse with background suppression, 60-100mm sensing distance, selectable light-on/dark-on, PNP, teach-in button, 400 Hz switching frequency, 4-pin M12 quick-disconnect. | Stock | 93 | 97
FFRS-BN-1E | AutomationDirect photoelectric sensor, tubular, threaded, 316L stainless steel, diffuse with background suppression, 30-130mm sensing distance, complementary light-on/dark-on, NPN, teach-in button, 1 kHz switching frequency, 4-pin M12 quick-disconnect. | Stock | 87 | 90
FFRS-BN-1E77 | AutomationDirect photoelectric sensor, tubular, threaded, 316L stainless steel, diffuse with background suppression, 60-100mm sensing distance, complementary light-on/dark-on, NPN, teach-in button, 400 Hz switching frequency, 4-pin M12 quick-disconnect. | Stock | 93 | 97
FFRS-BP-1E | AutomationDirect photoelectric sensor, tubular, threaded, 316L stainless steel, diffuse with background suppression, 30-130mm sensing distance, complementary light-on/dark-on, PNP, teach-in button, 1 kHz switching frequency, 4-pin M12 quick-disconnect. | Stock | 87 | 90
FFRS-BP-1E77 | AutomationDirect photoelectric sensor, tubular, threaded, 316L stainless steel, diffuse with background suppression, 60-100mm sensing distance, complementary light-on/dark-on, PNP, teach-in button, 400 Hz switching frequency, 4-pin M12 quick-disconnect. | Stock | 93 | 97
FG1 | Hammond finger guard, primary or secondary side. For use with unfused 50 VA MQMJ and PG Imperator series control transformers. | Stock | 5
FG1P-100PP-10 | ProSense oil mechanical flow meter, variable area, 1in male NPT process connection, 1 to 10 GPM, 4 to 35 LPM. | Stock | 54 | 67
FG1P-100PP-16 | ProSense oil mechanical flow meter, variable area, 1in male NPT process connection, 1 to 16 GPM, 5 to 60 LPM. | Stock | 54 | 67
FG1P-100PP-18 | ProSense oil mechanical flow meter, variable area, 1in male NPT process connection, 3 to 18 GPM, 15 to 65 LPM. | Stock | 54 | 67
FG1P-100PP-2 | ProSense oil mechanical flow meter, variable area, 1in male NPT process connection, 0.25 to 2.5 GPM, 1 to 10 LPM. | Stock | 54 | 67
FG1P-100PP-28 | ProSense oil mechanical flow meter, variable area, 1in male NPT process connection, 4 to 28 GPM, 20 to 100 LPM. | Stock | 54 | 67
FG1P-100PP-4 | ProSense oil mechanical flow meter, variable area, 1in male NPT process connection, 0.5 to 4 GPM, 2 to 15 LPM. | Stock | 54 | 67
FG1P-100PP-7 | ProSense oil mechanical flow meter, variable area, 1in male NPT process connection, 1 to 7 GPM, 4 to 26 LPM. | Stock | 54 | 67
FG1P-50BP-10 | ProSense oil mechanical flow meter, variable area, 1/2in female NPT process connection, 1 to 10 GPM, 4 to 35 LPM. | Stock | 86 | 108
FG1P-50BP-16 | ProSense oil mechanical flow meter, variable area, 1/2in female NPT process connection, 1 to 16 GPM, 5 to 60 LPM. | Stock | 86 | 108
FG1P-50BP-2 | ProSense oil mechanical flow meter, variable area, 1/2in female NPT process connection, 0.25 to 2.5 GPM, 1 to 10 LPM. | Stock | 86 | 108
FG1P-50BP-4 | ProSense oil mechanical flow meter, variable area, 1/2in female NPT process connection, 0.5 to 4 GPM, 2 to 15 LPM. | Stock | 86 | 108
FG1P-50BP-7 | ProSense oil mechanical flow meter, variable area, 1/2in female NPT process connection, 1 to 7 GPM, 4 to 26 LPM. | Stock | 86 | 108
FG1P-75BP-10 | ProSense oil mechanical flow meter, variable area, 3/4in male NPT process connection, 1 to 10 GPM, 4 to 35 LPM. | Stock | 90 | 113
FG1P-75BP-16 | ProSense oil mechanical flow meter, variable area, 3/4in male NPT process connection, 1 to 16 GPM, 5 to 60 LPM. | Stock | 90 | 113
FG1P-75BP-18 | ProSense oil mechanical flow meter, variable area, 3/4in male NPT process connection, 3 to 18 GPM, 15 to 65 LPM. | Stock | 90 | 113
FG1P-75BP-2 | ProSense oil mechanical flow meter, variable area, 3/4in male NPT process connection, 0.25 to 2.5 GPM, 1 to 10 LPM. | Stock | 90 | 113
FG1P-75BP-28 | ProSense oil mechanical flow meter, variable area, 3/4in male NPT process connection, 4 to 28 GPM, 20 to 100 LPM. | Stock | 90 | 113
FG1P-75BP-4 | ProSense oil mechanical flow meter, variable area, 3/4in male NPT process connection, 0.5 to 4 GPM, 2 to 15 LPM. | Stock | 90 | 113
FG1P-75BP-7 | ProSense oil mechanical flow meter, variable area, 3/4in male NPT process connection, 1 to 7 GPM, 4 to 26 LPM. | Stock | 90 | 113
FG1W-100PP-10 | ProSense water mechanical flow meter, variable area, 1in male NPT process connection, 1 to 10 GPM, 4 to 35 LPM. | Stock | 50 | 63
FG1W-100PP-16 | ProSense water mechanical flow meter, variable area, 1in male NPT process connection, 1 to 16 GPM, 5 to 60 LPM. | Stock | 50 | 63
FG1W-100PP-18 | ProSense water mechanical flow meter, variable area, 1in male NPT process connection, 3 to 18 GPM, 15 to 65 LPM. | Stock | 50 | 63
FG1W-100PP-2 | ProSense water mechanical flow meter, variable area, 1in male NPT process connection, 0.25 to 2.5 GPM, 1 to 10 LPM. | Stock | 50 | 63
FG1W-100PP-28 | ProSense water mechanical flow meter, variable area, 1in male NPT process connection, 4 to 28 GPM, 20 to 100 LPM. | Stock | 50 | 63
FG1W-100PP-4 | ProSense water mechanical flow meter, variable area, 1in male NPT process connection, 0.5 to 4 GPM, 2 to 15 LPM. | Stock | 50 | 63
FG1W-100PP-7 | ProSense water mechanical flow meter, variable area, 1in male NPT process connection, 1 to 7 GPM, 4 to 26 LPM. | Stock | 50 | 63
FG1W-50BP-10 | ProSense water mechanical flow meter, variable area, 1/2in female NPT process connection, 1 to 10 GPM, 4 to 35 LPM. | Stock | 82 | 104
FG1W-50BP-16 | ProSense water mechanical flow meter, variable area, 1/2in female NPT process connection, 1 to 16 GPM, 5 to 60 LPM. | Stock | 82 | 104
FG1W-50BP-2 | ProSense water mechanical flow meter, variable area, 1/2in female NPT process connection, 0.25 to 2.5 GPM, 1 to 10 LPM. | Stock | 82 | 104
FG1W-50BP-4 | ProSense water mechanical flow meter, variable area, 1/2in female NPT process connection, 0.5 to 4 GPM, 2 to 15 LPM. | Stock | 82 | 104
FG1W-50BP-7 | ProSense water mechanical flow meter, variable area, 1/2in female NPT process connection, 1 to 7 GPM, 4 to 26 LPM. | Stock | 82 | 104
FG1W-75BP-10 | ProSense water mechanical flow meter, variable area, 3/4in male NPT process connection, 1 to 10 GPM, 4 to 35 LPM. | Stock | 86 | 108
FG1W-75BP-16 | ProSense water mechanical flow meter, variable area, 3/4in male NPT process connection, 1 to 16 GPM, 5 to 60 LPM. | Stock | 86 | 108
FG1W-75BP-18 | ProSense water mechanical flow meter, variable area, 3/4in male NPT process connection, 3 to 18 GPM, 15 to 65 LPM. | Stock | 86 | 108
FG1W-75BP-2 | ProSense water mechanical flow meter, variable area, 3/4in male NPT process connection, 0.25 to 2.5 GPM, 1 to 10 LPM. | Stock | 86 | 108
FG1W-75BP-28 | ProSense water mechanical flow meter, variable area, 3/4in male NPT process connection, 4 to 28 GPM, 20 to 100 LPM. | Stock | 86 | 108
FG1W-75BP-4 | ProSense water mechanical flow meter, variable area, 3/4in male NPT process connection, 0.5 to 4 GPM, 2 to 15 LPM. | Stock | 86 | 108
FG1W-75BP-7 | ProSense water mechanical flow meter, variable area, 3/4in male NPT process connection, 1 to 7 GPM, 4 to 26 LPM. | Stock | 86 | 108
FG2 | Hammond finger guard, primary or secondary side. For use with unfused 75 VA and 100 VA Imperator series control transformers as well as PH50MLI and PH50MGJ. | Stock | 5
FG3 | Hammond finger guard, primary or secondary side. For use with fused and unfused 150 VA Imperator series control transformers as well as PH250MQMJ and PH250PG. | Stock | 5.5
FG4 | Hammond finger guard, primary or secondary side. For use with fused and unfused 350 VA and 500 VA Imperator series control transformers as well as PH750MQMJ, PH250MLI, and PH250MGJ. | Stock | 5.5
FG5 | Hammond finger guard, primary or secondary side. For use with fused and unfused 1 kVA and 15 kVA Imperator series control transformers as well as PH750PG. | Stock | 5.5
FGF1 | Hammond finger guard, primary or secondary side. For use with fused 50 VA MQMJ and PG Imperator series control transformers. | Stock | 5.5
FGF2 | Hammond finger guard, primary or secondary side. For use with fused 75 VA and 100 VA Imperator series control transformers as well as PH50MLI and PH50MGJ. | Stock | 5.75
FHMVD12B | Eaton rotary handle, pistol, black, external front mount, 2-position, lockable in OFF only, defeatable, NEMA 1/12. For use with Automationdirect (Eaton) 225A frame MCCBs. 12in shaft and operator included. | Stock | 90 | 94
FK0608 | Wiegmann floor stand kit, 6in height, carbon steel, ANSI 61 gray, polyester powder finish. For use with 8in deep enclosures. Includes (2) floor stands and mounting hardware. | from vendor up to 7 business days | 145 | 149
FK0610 | Wiegmann floor stand kit, 6in height, carbon steel, ANSI 61 gray, polyester powder finish. For use with 10in deep enclosures. Includes (2) floor stands and mounting hardware. | from vendor up to 0 business day | 159 | 163
FK0612 | Wiegmann floor stand kit, 6in height, carbon steel, ANSI 61 gray, polyester powder finish. For use with 12in deep enclosures. Includes (2) floor stands and mounting hardware. | Stock | 182 | 187
FK0618 | Wiegmann floor stand kit, 6in height, carbon steel, ANSI 61 gray, polyester powder finish. For use with 18in deep enclosures. Includes (2) floor stands and mounting hardware. | Stock | 216 | 221
FK0624 | Wiegmann floor stand kit, 6in height, carbon steel, ANSI 61 gray, polyester powder finish. For use with 24in deep enclosures. Includes (2) floor stands and mounting hardware. | Stock | 294 | 301
FK1208 | Wiegmann floor stand kit, 12in height, carbon steel, ANSI 61 gray, polyester powder finish. For use with 8in deep enclosures. Includes (2) floor stands and mounting hardware. | Stock | 188 | 192
FK1210 | Wiegmann floor stand kit, 12in height, carbon steel, ANSI 61 gray, polyester powder finish. For use with 10in deep enclosures. Includes (2) floor stands and mounting hardware. | Stock | 202 | 207
FK1212 | Wiegmann floor stand kit, 12in height, carbon steel, ANSI 61 gray, polyester powder finish. For use with 12in deep enclosures. Includes (2) floor stands and mounting hardware. | Stock | 216 | 221
FK1216 | Wiegmann floor stand kit, 12in height, carbon steel, ANSI 61 gray, polyester powder finish. For use with 16in deep enclosures. Includes (2) floor stands and mounting hardware. | Stock | 244 | 250
FK1218 | Wiegmann floor stand kit, 12in height, carbon steel, ANSI 61 gray, polyester powder finish. For use with 18in deep enclosures. Includes (2) floor stands and mounting hardware. | Stock | 258 | 265
FK1220 | Wiegmann floor stand kit, 12in height, carbon steel, ANSI 61 gray, polyester powder finish. For use with 20in deep enclosures. Includes (2) floor stands and mounting hardware. | from vendor up to 0 business day | 272 | 279
FK1224 | Wiegmann floor stand kit, 12in height, carbon steel, ANSI 61 gray, polyester powder finish. For use with 24in deep enclosures. Includes (2) floor stands and mounting hardware. | from vendor up to 0 business day | 286 | 293
FK1808 | Wiegmann floor stand kit, 18in height, carbon steel, ANSI 61 gray, polyester powder finish. For use with 8in deep enclosures. Includes (2) floor stands and mounting hardware. | from vendor up to 0 business day | 249 | 255
FK1810 | Wiegmann floor stand kit, 18in height, carbon steel, ANSI 61 gray, polyester powder finish. For use with 10in deep enclosures. Includes (2) floor stands and mounting hardware. | from vendor up to 0 business day | 244 | 250
FK1812 | Wiegmann floor stand kit, 18in height, carbon steel, ANSI 61 gray, polyester powder finish. For use with 12in deep enclosures. Includes (2) floor stands and mounting hardware. | Stock | 258 | 265
FK1816 | Wiegmann floor stand kit, 18in height, carbon steel, ANSI 61 gray, polyester powder finish. For use with 16in deep enclosures. Includes (2) floor stands and mounting hardware. | from vendor up to 0 business day | 287 | 293
FK2408 | Wiegmann floor stand kit, 24in height, carbon steel, ANSI 61 gray, polyester powder finish. For use with 8in deep enclosures. Includes (2) floor stands and mounting hardware. | Stock | 272 | 279
FK2410 | Wiegmann floor stand kit, 24in height, carbon steel, ANSI 61 gray, polyester powder finish. For use with 10in deep enclosures. Includes (2) floor stands and mounting hardware. | Stock | 287 | 293
FK2412 | Wiegmann floor stand kit, 24in height, carbon steel, ANSI 61 gray, polyester powder finish. For use with 12in deep enclosures. Includes (2) floor stands and mounting hardware. | Stock | 301 | 308
FKIT316ST12 | Hammond fixed-height floor-mounting legs, 316L stainless steel, #4 brush finish. For use with Hammond wall-mount enclosures. Includes (2) legs and mounting hardware. | from vendor up to 15 business days | 378 | 406
FLHTF125A115 | Hammond enclosure heater, axial fan, 125W heating capacity, incoloy tubular heating element, 120 VAC operating voltage, 60 Hz, adjustable thermostat, N.C. (open on rise) 0 to 100 deg F, panel mount. | Stock | 251 | 262
FLHTF125A230 | Hammond enclosure heater, axial fan, 105/125W heating capacity, incoloy tubular heating element, 220-240 VAC operating voltage, 50/60 Hz, adjustable thermostat, N.C. (open on rise) 0 to 100 deg F, panel mount. | Stock | 251 | 262
FLHTF1300A115 | Hammond enclosure heater, axial fan, 1300W heating capacity, incoloy tubular heating element, 120 VAC operating voltage, 60 Hz, adjustable thermostat, N.C. (open on rise) 0 to 100 deg F, panel mount. | Stock | 414 | 433
FLHTF1300A230 | Hammond enclosure heater, axial fan, 1080/1300W heating capacity, incoloy tubular heating element, 220-240 VAC operating voltage, 50/60 Hz, adjustable thermostat, N.C. (open on rise) 0 to 100 deg F, panel mount. | Stock | 414 | 433
FLHTF200A115 | Hammond enclosure heater, axial fan, 200W heating capacity, incoloy tubular heating element, 120 VAC operating voltage, 60 Hz, adjustable thermostat, N.C. (open on rise) 0 to 100 deg F, panel mount. | Stock | 298 | 312
FLHTF200A230 | Hammond enclosure heater, axial fan, 165/200W heating capacity, incoloy tubular heating element, 220-240 VAC operating voltage, 50/60 Hz, adjustable thermostat, N.C. (open on rise) 0 to 100 deg F, panel mount. | Stock | 298 | 312
FLHTF400A115 | Hammond enclosure heater, axial fan, 400W heating capacity, incoloy tubular heating element, 120 VAC operating voltage, 60 Hz, adjustable thermostat, N.C. (open on rise) 0 to 100 deg F, panel mount. | Stock | 345 | 360
FLHTF400A230 | Hammond enclosure heater, axial fan, 335/400W heating capacity, incoloy tubular heating element, 220-240 VAC operating voltage, 50/60 Hz, adjustable thermostat, N.C. (open on rise) 0 to 100 deg F, panel mount. | Stock | 345 | 360
FLHTF800A115 | Hammond enclosure heater, axial fan, 800W heating capacity, incoloy tubular heating element, 120 VAC operating voltage, 60 Hz, adjustable thermostat, N.C. (open on rise) 0 to 100 deg F, panel mount. | Stock | 392 | 410
FLHTF800A230 | Hammond enclosure heater, axial fan, 670/800W heating capacity, incoloy tubular heating element, 220-240 VAC operating voltage, 50/60 Hz, adjustable thermostat, N.C. (open on rise) 0 to 100 deg F, panel mount. | Stock | 392 | 410
FLK14 | Quadritalia OKK series plinth side flange set, 100 x 400mm (HxD), carbon steel, RAL 7024 graphite gray, powder coat finish. | Stock | 4 | 4.75
FLK16 | Quadritalia OKK series plinth side flange set, 100 x 600mm (HxD), carbon steel, RAL 7024 graphite gray, powder coat finish. | Stock | 5 | 6.25
FLK18 | Quadritalia OKK series plinth side flange set, 100 x 800mm (HxD), carbon steel, RAL 7024 graphite gray, powder coat finish. | Stock | 6 | 7
FLS-BL-100 | ProSense float liquid level switch, horizontal side mount, 5.77in insertion length, 1.60in diameter float, 316 stainless steel wetted parts, -40 to 392 deg F, 1/2in male NPT process connection, SPST reed switch, N.O./N.C. selectable. | Stock | 112 | 116
FLS-BM-100 | ProSense float liquid level switch, horizontal side mount, 2.11in insertion length, 1.0in diameter float, polypropylene, 316 stainless steel wetted parts, -40 to 221 deg F, 3/8-24 male UNC with nut process connection, SPST reed switch, N.O./N.C. selectable. | Stock | 54 | 56
FLS-BM-200 | ProSense float liquid level switch, horizontal side mount, 2.11in insertion length, 1.0in diameter float, Buna-N, brass wetted parts, -40 to 221 deg F, 3/8-24 male UNC with nut process connection, SPST reed switch, N.O./N.C. selectable. | Stock | 47 | 49
FLS-BM-300 | ProSense float liquid level switch, horizontal side mount, 2.18in insertion length, 1.13in diameter float, 316 stainless steel wetted parts, -40 to 392 deg F, 3/8-24 male UNC with nut process connection, SPST reed switch, N.O./N.C. selectable. | Stock | 52 | 54
FLS-HL-010 | ProSense float liquid level switch, horizontal side mount, 2.84in insertion length, 1.12in diameter slosh shield float, polypropylene wetted parts, -40 to 221 deg F, 1in male NPT x 1/2in male NPT process connection, SPST reed switch, N.O./N.C. selectable. | Stock | 32 | 33.5
FLS-HL-200 | ProSense float liquid level switch, horizontal side mount, 3.19in insertion length, 1.0in diameter float, 316 stainless steel wetted parts, -40 to 392 deg F, 1/2-13 male UNC with washers and nut process connection, SPST reed switch, N.O./N.C. selectable. | Stock | 90 | 94
FLS-HM-100 | ProSense float liquid level switch, horizontal side mount, 2.75in insertion length, 0.65in diameter float, polybutylene wetted parts, -40 to 266 deg F, dual 1/2in male NPT process connection, SPST reed switch, N.O./N.C. selectable. | Stock | 20.5 | 21.5
FLS-HM-200 | ProSense float liquid level switch, horizontal side mount, 4.6in insertion length, 0.63in diameter float, 316 stainless steel wetted parts, -40 to 392 deg F, dual 1/2in male NPT process connection, SPST reed switch, N.O./N.C. selectable. | Stock | 146 | 152
FLS-HM-300 | ProSense float liquid level switch, horizontal side mount, 2.75in insertion length, 0.65in diameter float, Kynar wetted parts, -40 to 221 deg F, dual 1/2in male NPT process connection, SPST reed switch, N.O./N.C. selectable. | Stock | 28 | 29
FLS-HS-100 | ProSense float liquid level switch, horizontal side mount, 2.75in insertion length, 0.50in diameter float, polypropylene wetted parts, -40 to 221 deg F, dual 1/2in male NPT process connection, SPST reed switch, N.O./N.C. selectable. | Stock | 14 | 14.5
FLS-HS-200 | ProSense float liquid level switch, horizontal side mount, 2.84in insertion length, 0.50in diameter float, polypropylene, silicone wetted parts, -40 to 221 deg F, 5/8-11 male UNC with washer and nut process connection, SPST reed switch, N.O./N.C. selectable. | Stock | 16.5 | 17
FLS-HS-300 | ProSense float liquid level switch, horizontal side mount, 3.31in insertion length, 0.50in diameter float, polypropylene, nitrile wetted parts, -40 to 221 deg F, 5/8-11 male UNC with gasket, washer and nut process connection, SPST reed switch, N.O./N.C. selectable. | Stock | 29 | 30
FLS-HT-100 | ProSense float liquid level tilt switch, suspendible/submersible mount, EPDM rubber rectangular float, EPDM rubber rectangular, polypropylene, PVC wetted parts, 32 to 158 deg F, mercury-free SPDT switch. | Stock | 36.5 | 38
FLS-HT-200 | ProSense float liquid level tilt switch, suspendible/submersible mount, EPDM rubber oval float, EPDM rubber oval, polypropylene, PVC wetted parts, 32 to 158 deg F, mercury-free SPDT switch. | Stock | 38.5 | 40
FLS-VK-200 | ProSense float liquid level switch kit, vertical top mount, brass. | Stock | 222 | 231
FLS-VK-300 | ProSense float liquid level switch kit, vertical top mount, 316 stainless steel. | Stock | 449 | 467
FLS-VL-010 | ProSense float liquid level switch, vertical top mount, 1.69in insertion length, 1.44in diameter slosh shield float, polypropylene wetted parts, -40 to 221 deg F, 1/8in male NPT process connection, SPST reed switch, N.O./N.C. selectable. | Stock | 23.5 | 24.5
FLS-VL-020 | ProSense float liquid level switch, vertical top mount, 1.69in insertion length, 1.44in diameter slosh shield float, Buna-N, polybutylene wetted parts, -40 to 221 deg F, 1/8in male NPT process connection, SPST reed switch, N.O./N.C. selectable. | Stock | 28.5 | 29.5
FLS-VL-030 | ProSense float liquid level switch, vertical top mount, 1.63in insertion length, 1.90in diameter slosh shield float, 316 stainless steel wetted parts, -40 to 392 deg F, 1/8in male NPT process connection, SPST reed switch, N.O./N.C. selectable. | Stock | 66 | 69
FLS-VL-040 | ProSense float liquid level switch, vertical top mount, 2.63in insertion length, 2.38in diameter slosh shield float, 316 stainless steel wetted parts, -40 to 392 deg F, 1/4in male NPT process connection, SPST reed switch, N.O./N.C. selectable. | Stock | 105 | 109
FLS-VL-100 | ProSense float liquid level switch, vertical top mount, 2.63in insertion length, 1.5in diameter float, polypropylene wetted parts, -40 to 221 deg F, 1/4in male NPT process connection, SPST reed switch, N.O./N.C. selectable. | Stock | 49 | 51
FLS-VL-200 | ProSense float liquid level switch, vertical top mount, 2.63in insertion length, 1.25in diameter float, Buna-N, polybutylene wetted parts, -40 to 221 deg F, 1/4in male NPT process connection, SPST reed switch, N.O./N.C. selectable. | Stock | 29 | 30
FLS-VL-300 | ProSense float liquid level switch, vertical top mount, 2.63in insertion length, 1.25in diameter float, Buna-N, brass wetted parts, -40 to 221 deg F, 1/4in male NPT process connection, SPST reed switch, N.O./N.C. selectable. | Stock | 37 | 38.5
FLS-VL-400 | ProSense float liquid level switch, vertical top mount, 2.63in insertion length, 2.13in diameter float, 316 stainless steel wetted parts, -40 to 392 deg F, 1/4in male NPT process connection, SPST reed switch, N.O./N.C. selectable. | Stock | 63 | 66
FLS-VL-600 | ProSense float liquid level switch, vertical top mount, 2.63in insertion length, 2.05in diameter float, 316 stainless steel wetted parts, -40 to 392 deg F, 1/4in male NPT process connection, SPST reed switch, N.O./N.C. selectable. | Stock | 76 | 79
FLS-VL-900 | ProSense float liquid level switch, suspendible/submersible mount, 1.44in diameter slosh shield float, Buna-N, brass, polybutylene, halar wetted parts, -40 to 221 deg F, SPST reed switch, N.O./N.C. selectable. | Stock | 112 | 116
FLS-VM-100 | ProSense float liquid level switch, vertical top mount, 1.63in insertion length, 1.0in diameter float, polypropylene wetted parts, -40 to 221 deg F, 1/8in male NPT process connection, SPST reed switch, N.O./N.C. selectable. | Stock | 12 | 12.5
FLS-VM-200 | ProSense float liquid level switch, vertical top mount, 1.63in insertion length, 1.0in diameter float, Buna-N, polybutylene wetted parts, -40 to 221 deg F, 1/8in male NPT process connection, SPST reed switch, N.O./N.C. selectable. | Stock | 14.5 | 15
FLS-VM-300 | ProSense float liquid level switch, vertical top mount, 1.63in insertion length, 1.0in diameter float, Buna-N, brass wetted parts, -40 to 221 deg F, 1/8in male NPT process connection, SPST reed switch, N.O./N.C. selectable. | Stock | 26.5 | 27.5
FLS-VM-400 | ProSense float liquid level switch, vertical top mount, 1.63in insertion length, 1.13in diameter float, 316 stainless steel wetted parts, -40 to 392 deg F, 1/8in male NPT process connection, SPST reed switch, N.O./N.C. selectable. | Stock | 47.5 | 49.5
FLS-VM-500 | ProSense float liquid level switch, vertical top mount, 1.63in insertion length, 1.0in diameter float, Kynar wetted parts, -40 to 221 deg F, 1/8in male NPT process connection, SPST reed switch, N.O./N.C. selectable. | Stock | 35.5 | 37
FLS-VM-600 | ProSense float liquid level switch, vertical top mount, 1.87in insertion length, 1.12in diameter float, Teflon wetted parts, -40 to 302 deg F, 1/8in male NPT process connection, SPST reed switch, N.C. | Stock | 222 | 231
FLS-VS-100 | ProSense float liquid level switch, vertical top mount, 1.25in insertion length, 0.58in diameter float, polypropylene wetted parts, -40 to 221 deg F, 3/8-16 male UNC process connection, SPST reed switch, N.C. | Stock | 23 | 24
FLS-VS-200 | ProSense float liquid level switch, vertical top mount, 1.25in insertion length, 0.58in diameter float, polypropylene wetted parts, -40 to 221 deg F, 1/8in male NPT process connection, SPST reed switch, N.C. | Stock | 39 | 40.5
FMB-11 | NITRA mounting bracket, stainless steel. For use with 2in bore F-series cylinders. | Stock | 31.5 | 33
FMB-6 | NITRA mounting bracket, stainless steel. For use with 3/4 and 1-1/16in bore F-series cylinders. | Stock | 7.5 | 7.75
FMB-7 | NITRA mounting bracket, stainless steel. For use with 1-1/2in bore F-series cylinders. | Stock | 21.5 | 22.5
FMC-CB | ReeR column base, 202 x 224 x 55mm housing. For use with ReeR Safegate light curtains. Mounting hardware included. | Stock | 117
FMC-CBL | ReeR column base, 202 x 224 x 37mm housing. For use with ReeR Safegate light curtains. Mounting hardware included. | Stock | 48.5
FMC-S3 | ReeR mirror column, 1200mm housing, 1198mm mirror(s). For use with ReeR Safegate light curtains. | Stock | 189 | 197
FMC-S4 | ReeR mirror column, 1330mm housing, 1328mm mirror(s). For use with ReeR Safegate light curtains. | Stock | 204 | 212
FMC-SB3 | ReeR mirror column, 1200mm housing, (3) 150mm mirror(s). For use with ReeR Safegate light curtains. | Stock | 373 | 388
FMC-SB4 | ReeR mirror column, 1330mm housing, (4) 150mm mirror(s). For use with ReeR Safegate light curtains. | Stock | 426 | 443
FMC-SGB3 | ReeR protective column, 1200mm housing. For use with ReeR Safegate light curtains. | Stock | 126 | 131
FMC-SGB4 | ReeR protective column, 1330mm housing. For use with ReeR Safegate light curtains. | Stock | 134 | 139
FMM100-1001 | ProSense liquid flow meter, magnetic-inductive, 1 inch female NPT process connection, 0 to 26.4 GPM, -4 to 176 F, 0.01 to 30,000,000 Gallons, Output: switch or pulse, Output 2: switch, analog or reset input, 19 to 30 VDC operating voltage. | Stock | 595 | 640
FMM100-1002 | ProSense liquid flow meter, magnetic-inductive, 1 inch female NPT process connection, 0 to 26.4 GPM, -4 to 176 F, Output: analog, Output 2: analog, 20 to 30 VDC operating voltage. | Stock | 595 | 640
FMM150-1001 | ProSense liquid flow meter, magnetic-inductive, 1-1/2in female NPT process connection, 0 to 80 GPM, -4 to 176 F, 0.02 to 80,000,000 Gallons, Output: switch, pulse or frequency, Output 2: switch, analog or reset input, 18 to 32 VDC operating voltage. | Stock | 892 | 959
FMM150-1002 | ProSense liquid flow meter, magnetic-inductive, 1-1/2in female NPT process connection, 0 to 79.3 GPM, -4 to 176 F, Output: analog, Output 2: analog, 18 to 32 VDC operating voltage. | Stock | 892 | 959
FMM200-1001 | ProSense liquid flow meter, magnetic-inductive, 2in female NPT process connection, 0 to 160 GPM, -4 to 176 F, 0.02 to 80,000,000 Gallons, Output: switch, pulse or frequency, Output 2: switch, analog or reset input, 18 to 32 VDC operating voltage. | Stock | 962 | 1034
FMM200-1002 | ProSense liquid flow meter, magnetic-inductive, 2in female NPT process connection, 0 to 158.5 GPM, -4 to 176 F, Output: analog, Output 2: analog, 18 to 32 VDC operating voltage. | Stock | 962 | 1034
FMM50-1001 | ProSense liquid flow meter, magnetic-inductive, 1/2in female NPT process connection, 0 to 6.6 GPM, -4 to 176 F, 0.01 to 30,000,000 Gallons, Output: switch or pulse, Output 2: switch, analog or reset input, 19 to 30 VDC operating voltage. | Stock | 498 | 535
FMM50-1002 | ProSense liquid flow meter, magnetic-inductive, 1/2in female NPT process connection, 0 to 6.6 GPM, -4 to 176 F, Output: analog, Output 2: analog, 20 to 30 VDC operating voltage. | Stock | 498 | 535
FMM75-1001 | ProSense liquid flow meter, magnetic-inductive, 3/4 inch female NPT process connection, 0 to 13.2 GPM, -4 to 176 F, 0.01 to 30,000,000 Gallons, Output: switch or pulse, Output 2: switch, analog or reset input, 19 to 30 VDC operating voltage. | Stock | 539 | 579
FMM75-1002 | ProSense liquid flow meter, magnetic-inductive, 3/4 inch female NPT process connection, 0 to 13.2 GPM, -4 to 176 F, Output: analog, Output 2: analog, 20 to 30 VDC operating voltage. | Stock | 539 | 579
FMM-GND1 | ProSense grounding clamp, 316L stainless steel. For use with FMM series flow meters. | Stock | 6.75 | 7.25
FMR6-0N-0A | AutomationDirect photoelectric sensor, rectangular, diffuse, visible red light emission, 500mm sensing distance, selectable light-on/dark-on, NPN, potentiometer, 1 kHz switching frequency, 316L stainless steel housing, pigtail. | Stock | 45.5 | 49
FMR6-0N-0E | AutomationDirect photoelectric sensor, rectangular, diffuse, visible red light emission, 500mm sensing distance, selectable light-on/dark-on, NPN, potentiometer, 1 kHz switching frequency, 316L stainless steel housing, 4-pin M12 quick-disconnect. | Stock | 47.5 | 51
FMR6-0N-0F | AutomationDirect photoelectric sensor, rectangular, diffuse, visible red light emission, 500mm sensing distance, selectable light-on/dark-on, NPN, potentiometer, 1 kHz switching frequency, 316L stainless steel housing, 4-pin M8 quick-disconnect. | Stock | 45.5 | 49
FMR6-0P-0A | AutomationDirect photoelectric sensor, rectangular, diffuse, visible red light emission, 500mm sensing distance, selectable light-on/dark-on, PNP, potentiometer, 1 kHz switching frequency, 316L stainless steel housing, pigtail. | Stock | 45.5 | 49
FMR6-0P-0E | AutomationDirect photoelectric sensor, rectangular, diffuse, visible red light emission, 500mm sensing distance, selectable light-on/dark-on, PNP, potentiometer, 1 kHz switching frequency, 316L stainless steel housing, 4-pin M12 quick-disconnect. | Stock | 47.5 | 51
FMR6-0P-0F | AutomationDirect photoelectric sensor, rectangular, diffuse, visible red light emission, 500mm sensing distance, selectable light-on/dark-on, PNP, potentiometer, 1 kHz switching frequency, 316L stainless steel housing, 4-pin M8 quick-disconnect. | Stock | 45.5 | 49
FMRE-00-0A | AutomationDirect photoelectric sensor, rectangular, 316L stainless steel housing, through-beam emitter, visible red light emission, 10m sensing distance, 10-30 VDC operating voltage, 3-wire, pigtail. | Stock | 36 | 38.5
FMRE-00-0E | AutomationDirect photoelectric sensor, rectangular, 316L stainless steel housing, through-beam emitter, visible red light emission, 10m sensing distance, 10-30 VDC operating voltage, 3-wire, 4-pin M12 quick-disconnect. | Stock | 40.5 | 43.5
FMRE-00-0F | AutomationDirect photoelectric sensor, rectangular, 316L stainless steel housing, through-beam emitter, visible red light emission, 10m sensing distance, 10-30 VDC operating voltage, 3-wire, 4-pin M8 quick-disconnect. | Stock | 36 | 38.5
FMRP-0N-0A | AutomationDirect photoelectric sensor, rectangular, polarized retroreflective, visible red light emission, 5m sensing distance, selectable light-on/dark-on, NPN, potentiometer, 3-wire, pigtail. | Stock | 54 | 58
FMRP-0N-0E | AutomationDirect photoelectric sensor, rectangular, polarized retroreflective, visible red light emission, 5m sensing distance, selectable light-on/dark-on, NPN, potentiometer, 3-wire, 4-pin M12 quick-disconnect. | Stock | 56 | 60
FMRP-0N-0F | AutomationDirect photoelectric sensor, rectangular, polarized retroreflective, visible red light emission, 5m sensing distance, selectable light-on/dark-on, NPN, potentiometer, 3-wire, 4-pin M8 quick-disconnect. | Stock | 54 | 58
FMRP-0P-0A | AutomationDirect photoelectric sensor, rectangular, polarized retroreflective, visible red light emission, 5m sensing distance, selectable light-on/dark-on, PNP, potentiometer, 3-wire, pigtail. | Stock | 54 | 58
FMRP-0P-0E | AutomationDirect photoelectric sensor, rectangular, polarized retroreflective, visible red light emission, 5m sensing distance, selectable light-on/dark-on, PNP, potentiometer, 3-wire, 4-pin M12 quick-disconnect. | Stock | 56 | 60
FMRP-0P-0F | AutomationDirect photoelectric sensor, rectangular, polarized retroreflective, visible red light emission, 5m sensing distance, selectable light-on/dark-on, PNP, potentiometer, 3-wire, 4-pin M8 quick-disconnect. | Stock | 54 | 58
FMRR-0N-0A | AutomationDirect photoelectric sensor, rectangular, 316L stainless steel housing, through-beam receiver, 10m sensing distance, 10-30 VDC operating voltage, selectable light-on/dark-on, NPN, 3-wire, pigtail. | Stock | 43.5 | 47
FMRR-0N-0E | AutomationDirect photoelectric sensor, rectangular, 316L stainless steel housing, through-beam receiver, 10m sensing distance, 10-30 VDC operating voltage, selectable light-on/dark-on, NPN, 3-wire, 4-pin M12 quick-disconnect. | Stock | 45.5 | 49
FMRR-0N-0F | AutomationDirect photoelectric sensor, rectangular, 316L stainless steel housing, through-beam receiver, 10m sensing distance, 10-30 VDC operating voltage, selectable light-on/dark-on, NPN, 3-wire, 4-pin M8 quick-disconnect. | Stock | 43.5 | 47
FMRR-0P-0A | AutomationDirect photoelectric sensor, rectangular, 316L stainless steel housing, through-beam receiver, 10m sensing distance, 10-30 VDC operating voltage, selectable light-on/dark-on, PNP, 3-wire, pigtail. | Stock | 43.5 | 47
FMRR-0P-0E | AutomationDirect photoelectric sensor, rectangular, 316L stainless steel housing, through-beam receiver, 10m sensing distance, 10-30 VDC operating voltage, selectable light-on/dark-on, PNP, 3-wire, 4-pin M12 quick-disconnect. | Stock | 45.5 | 49
FMRR-0P-0F | AutomationDirect photoelectric sensor, rectangular, 316L stainless steel housing, through-beam receiver, 10m sensing distance, 10-30 VDC operating voltage, selectable light-on/dark-on, PNP, 3-wire, 4-pin M8 quick-disconnect. | Stock | 43.5 | 47
FMRS-0N-0A | AutomationDirect photoelectric sensor, rectangular, 316L stainless steel, diffuse with background suppression, 200mm sensing distance, selectable light-on/dark-on, NPN, potentiometer, 1 kHz switching frequency, 6.5ft/2m cable length, pigtail. | Stock | 61 | 66
FMRS-0N-0E | AutomationDirect photoelectric sensor, rectangular, 316L stainless steel, diffuse with background suppression, 200mm sensing distance, selectable light-on/dark-on, NPN, potentiometer, 1 kHz switching frequency, 4-pin M12 quick-disconnect. | Stock | 63 | 68
FMRS-0N-0F | AutomationDirect photoelectric sensor, rectangular, 316L stainless steel, diffuse with background suppression, 200mm sensing distance, selectable light-on/dark-on, NPN, potentiometer, 1 kHz switching frequency, 4-pin M8 quick-disconnect. | Stock | 61 | 66
FMRS-0P-0A | AutomationDirect photoelectric sensor, rectangular, 316L stainless steel, diffuse with background suppression, 200mm sensing distance, selectable light-on/dark-on, PNP, potentiometer, 1 kHz switching frequency, 6.5ft/2m cable length, pigtail. | Stock | 61 | 66
FMRS-0P-0E | AutomationDirect photoelectric sensor, rectangular, 316L stainless steel, diffuse with background suppression, 200mm sensing distance, selectable light-on/dark-on, PNP, potentiometer, 1 kHz switching frequency, 4-pin M12 quick-disconnect. | Stock | 63 | 68
FMRS-0P-0F | AutomationDirect photoelectric sensor, rectangular, 316L stainless steel, diffuse with background suppression, 200mm sensing distance, selectable light-on/dark-on, PNP, potentiometer, 1 kHz switching frequency, 4-pin M8 quick-disconnect. | Stock | 61 | 66
FN-114-12 | NITRA mounting nut, 1-1/4-12 UNF thread, stainless steel. For use with F-series cylinders. Mounting hardware included. | Stock | 8 | 8.25
FN-34-16 | NITRA mounting nut, 3/4-16 UNF thread, stainless steel. For use with F-series cylinders. Mounting hardware included. | Stock | 3.25 | 3.5
FN-58-18 | NITRA mounting nut, 5/8-18 UNF thread, stainless steel. For use with F-series cylinders. Mounting hardware included. | Stock | 2.5
FN-8 | NITRA panel nut, 1-3/16-18 UNEF threads. For use with FR-8 series water regulators. | Stock | 1.75
FP-2 | Edison fuse puller, for use with 13/32in to 13/16in diameter fuses. | Stock | 25 | 26
FPBP-2 | NITRA mounting bracket, pivot with pin, stainless steel. For use with 3/4 and 1-1/16in bore F-series cylinders. | Stock | 20 | 21
FPBP-3 | NITRA mounting bracket, pivot with pin, stainless steel. For use with 1-1/2in bore F-series cylinders. | Stock | 24.5 | 25.5
FPBP-4 | NITRA mounting bracket, pivot with pin, stainless steel. For use with 2in bore F-series cylinders. | Stock | 30.5 | 31.5
FR100806HLL | AttaBox Freedom series enclosure, NEMA 1/3/3S/4X/12/13, 10 x 8 x 6in (HxWxD), wall mount, fiberglass reinforced polyester, gray, crowned single-door, (2) twist-lock latches, padlock hasp and staple. | from vendor up to 5 business days | 150 | 177
FR100806HPL | AttaBox Freedom series enclosure, NEMA 1/3/3S/4X/12/13, 10 x 8 x 6in (HxWxD), wall mount, fiberglass reinforced polyester, gray, crowned single-door, (2) quick-release latches, padlock hasp and staple. | Stock | 117 | 137
FR100806HW | AttaBox Freedom series enclosure, NEMA 1/3/3S/4X/12/13, 10 x 8 x 6in (HxWxD), wall mount, fiberglass reinforced polyester, gray, crowned hinged screw cover. | from vendor up to 5 business days | 102 | 121
FR100806SPK | AttaBox swing panel kit, deadfront, 3003-H14 aluminum. For use with FR100806xxx, FRCC100806Hxx and FRW100806HxL Freedom series enclosures. | from vendor up to 15 business days | 157 | 192
FR100806SPKA | AttaBox swing panel kit, variable depth, 3003-H14 aluminum. For use with FR100806xxx, FRCC100806Hxx and FRW100806HxL Freedom series enclosures. | from vendor up to 15 business days | 157 | 192
FR100806W | AttaBox Freedom series enclosure, NEMA 1/3/3S/4X/12/13, 10 x 8 x 6in (HxWxD), wall mount, fiberglass reinforced polyester, gray, crowned screw cover. | from vendor up to 5 business days | 120 | 141
FR1008CVR | AttaBox opaque door, fiberglass reinforced polyester, Pantone 428 C glacier gray. For use with 10 x 8in (HxW) Freedom series enclosures. | from vendor up to 5 business days | 66 | 78
FR10PKA | AttaBox Freedom series variable depth subpanel accessory kit, includes FR10POST and FRAPBKT. | from vendor up to 15 business days | 73 | 86
FR10POST | AttaBox Freedom series corner post, package of 4. For use with 18 x 16 x 10in and 20 x 16 x 10in Freedom series enclosures. Mounting screws included. | from vendor up to 15 business days | 31 | 36.5
FR10SPKA | AttaBox Freedom series swing panel accessory kit, includes FR10POST and FRSPBKT. | from vendor up to 15 business days | 67 | 82
FR121006HLL | AttaBox Freedom series enclosure, NEMA 1/3/3S/4X/12/13, 12 x 10 x 6in (HxWxD), wall mount, fiberglass reinforced polyester, gray, crowned single-door, (2) twist-lock latches, padlock hasp and staple. | from vendor up to 5 business days | 167 | 197
FR121006HPL | AttaBox Freedom series enclosure, NEMA 1/3/3S/4X/12/13, 12 x 10 x 6in (HxWxD), wall mount, fiberglass reinforced polyester, gray, crowned single-door, (2) quick-release latches, padlock hasp and staple. | Stock | 130 | 153
FR121006HW | AttaBox Freedom series enclosure, NEMA 1/3/3S/4X/12/13, 12 x 10 x 6in (HxWxD), wall mount, fiberglass reinforced polyester, gray, crowned hinged screw cover. | from vendor up to 5 business days | 116 | 137
FR121006SPK | AttaBox swing panel kit, deadfront, 3003-H14 aluminum. For use with FR121006xxx, FRCC121006Hxx and FRW121006HPL Freedom series enclosures. | from vendor up to 15 business days | 172 | 211
FR121006SPKA | AttaBox swing panel kit, variable depth, 3003-H14 aluminum. For use with FR121006xxx, FRCC121006Hxx and FRW121006HPL Freedom series enclosures. | from vendor up to 15 business days | 157 | 194
FR121006W | AttaBox Freedom series enclosure, NEMA 1/3/3S/4X/12/13, 12 x 10 x 6in (HxWxD), wall mount, fiberglass reinforced polyester, gray, crowned screw cover. | from vendor up to 5 business days | 136 | 160
FR1210CVR | AttaBox opaque door, fiberglass reinforced polyester, Pantone 428 C glacier gray. For use with 12 x 10in (HxW) Freedom series enclosures. | from vendor up to 5 business days | 74 | 87
FR141206HLL | AttaBox Freedom series enclosure, NEMA 1/3/3S/4X/12/13, 14 x 12 x 6in (HxWxD), wall mount, fiberglass reinforced polyester, gray, crowned single-door, (2) twist-lock latches, padlock hasp and staple. | from vendor up to 5 business days | 212 | 249
FR141206HPL | AttaBox Freedom series enclosure, NEMA 1/3/3S/4X/12/13, 14 x 12 x 6in (HxWxD), wall mount, fiberglass reinforced polyester, gray, crowned single-door, (2) quick-release latches, padlock hasp and staple. | Stock | 164 | 194
FR141206HW | AttaBox Freedom series enclosure, NEMA 1/3/3S/4X/12/13, 14 x 12 x 6in (HxWxD), wall mount, fiberglass reinforced polyester, gray, crowned hinged screw cover. | from vendor up to 5 business days | 134 | 158
FR141206SPK | AttaBox swing panel kit, deadfront, 3003-H14 aluminum. For use with FR141206xxx, FRCC141206Hxx and FRW141206HPL Freedom series enclosures. | from vendor up to 15 business days | 176 | 216
FR141206SPKA | AttaBox swing panel kit, variable depth, 3003-H14 aluminum. For use with FR141206xxx, FRCC141206Hxx and FRW141206HPL Freedom series enclosures. | from vendor up to 15 business days | 160 | 196
FR141206W | AttaBox Freedom series enclosure, NEMA 1/3/3S/4X/12/13, 14 x 12 x 6in (HxWxD), wall mount, fiberglass reinforced polyester, gray, crowned screw cover. | from vendor up to 5 business days | 159 | 188
FR141208HLL | AttaBox Freedom series enclosure, NEMA 1/3/3S/4X/12/13, 14 x 12 x 8in (HxWxD), wall mount, fiberglass reinforced polyester, gray, crowned single-door, (2) twist-lock latches, padlock hasp and staple. | from vendor up to 5 business days | 232 | 273
FR141208HPL | AttaBox Freedom series enclosure, NEMA 1/3/3S/4X/12/13, 14 x 12 x 8in (HxWxD), wall mount, fiberglass reinforced polyester, gray, crowned single-door, (2) quick-release latches, padlock hasp and staple. | Stock | 179 | 211
FR141208HW | AttaBox Freedom series enclosure, NEMA 1/3/3S/4X/12/13, 14 x 12 x 8in (HxWxD), wall mount, fiberglass reinforced polyester, gray, crowned hinged screw cover. | from vendor up to 5 business days | 144 | 169
FR141208SPK | AttaBox swing panel kit, deadfront, 3003-H14 aluminum. For use with FR141208xxx, FRCC141208Hxx and FRW141208HPL Freedom series enclosures. | from vendor up to 15 business days | 179 | 220
FR141208SPKA | AttaBox swing panel kit, variable depth, 3003-H14 aluminum. For use with FR141208xxx, FRCC141208Hxx and FRW141208HPL Freedom series enclosures. | from vendor up to 15 business days | 163 | 201
FR141208W | AttaBox Freedom series enclosure, NEMA 1/3/3S/4X/12/13, 14 x 12 x 8in (HxWxD), wall mount, fiberglass reinforced polyester, gray, crowned screw cover. | from vendor up to 5 business days | 169 | 199
FR1412CVR | AttaBox opaque door, fiberglass reinforced polyester, Pantone 428 C glacier gray. For use with 14 x 12in (HxW) Freedom series enclosures. | from vendor up to 5 business days | 93 | 110
FR161408HLL | AttaBox Freedom series enclosure, NEMA 1/3/3S/4X/12/13, 16 x 14 x 8in (HxWxD), wall mount, fiberglass reinforced polyester, gray, crowned single-door, (2) twist-lock latches, padlock hasp and staple. | from vendor up to 5 business days | 248 | 292
FR161408HPL | AttaBox Freedom series enclosure, NEMA 1/3/3S/4X/12/13, 16 x 14 x 8in (HxWxD), wall mount, fiberglass reinforced polyester, gray, crowned single-door, (2) quick-release latches, padlock hasp and staple. | Stock | 191 | 225
FR161408HW | AttaBox Freedom series enclosure, NEMA 1/3/3S/4X/12/13, 16 x 14 x 8in (HxWxD), wall mount, fiberglass reinforced polyester, gray, crowned hinged screw cover. | from vendor up to 5 business days | 154 | 182
FR161408SPK | AttaBox swing panel kit, deadfront, 3003-H14 aluminum. For use with FR161408xxx, FRCC161408Hxx and FRW161408HxL Freedom series enclosures. | from vendor up to 15 business days | 196 | 240
FR161408SPKA | AttaBox swing panel kit, variable depth, 3003-H14 aluminum. For use with FR161408xxx, FRCC161408Hxx and FRW161408HxL Freedom series enclosures. | from vendor up to 15 business days | 184 | 226
FR161408W | AttaBox Freedom series enclosure, NEMA 1/3/3S/4X/12/13, 16 x 14 x 8in (HxWxD), wall mount, fiberglass reinforced polyester, gray, crowned screw cover. | from vendor up to 5 business days | 187 | 220
FR1614CVR | AttaBox opaque door, fiberglass reinforced polyester, Pantone 428 C glacier gray. For use with 16 x 14in (HxW) Freedom series enclosures. | from vendor up to 5 business days | 108 | 128
FR181610HLL | AttaBox Freedom series enclosure, NEMA 1/3/3S/4X/12/13, 18 x 16 x 10in (HxWxD), wall mount, fiberglass reinforced polyester, gray, crowned single-door, (2) twist-lock latches, padlock hasp and staple. | from vendor up to 5 business days | 299 | 352
FR181610HPL | AttaBox Freedom series enclosure, NEMA 1/3/3S/4X/12/13, 18 x 16 x 10in (HxWxD), wall mount, fiberglass reinforced polyester, gray, crowned single-door, (2) quick-release latches, padlock hasp and staple. | Stock | 232 | 273
FR181610HW | AttaBox Freedom series enclosure, NEMA 1/3/3S/4X/12/13, 18 x 16 x 10in (HxWxD), wall mount, fiberglass reinforced polyester, gray, crowned hinged screw cover. | from vendor up to 5 business days | 205 | 241
FR181610SPK | AttaBox swing panel kit, deadfront, 3003-H14 aluminum. For use with FR181610xxx and FRW181610HxL Freedom series enclosures. | from vendor up to 15 business days | 172 | 211
FR181610SPKA | AttaBox swing panel kit, variable depth, 3003-H14 aluminum. For use with FR181610xxx and FRW181610HxL Freedom series enclosures. | from vendor up to 15 business days | 219 | 269
FR181610W | AttaBox Freedom series enclosure, NEMA 1/3/3S/4X/12/13, 18 x 16 x 10in (HxWxD), wall mount, fiberglass reinforced polyester, gray, crowned screw cover. | from vendor up to 5 business days | 246 | 290
FR1816CVR | AttaBox opaque door, fiberglass reinforced polyester, Pantone 428 C glacier gray. For use with 18 x 16in (HxW) Freedom series enclosures. | from vendor up to 5 business days | 132 | 155
FR201610HLL | AttaBox Freedom series enclosure, NEMA 1/3/3S/4X/12/13, 20 x 16 x 10in (HxWxD), wall mount, fiberglass reinforced polyester, gray, crowned single-door, (2) twist-lock latches, padlock hasp and staple. | from vendor up to 5 business days | 500 | 588
FR201610HPL | AttaBox Freedom series enclosure, NEMA 1/3/3S/4X/12/13, 20 x 16 x 10in (HxWxD), wall mount, fiberglass reinforced polyester, gray, crowned single-door, (2) quick-release latches, padlock hasp and staple. | Stock | 368 | 433
FR201610HW | AttaBox Freedom series enclosure, NEMA 1/3/3S/4X/12/13, 20 x 16 x 10in (HxWxD), wall mount, fiberglass reinforced polyester, gray, crowned hinged screw cover. | from vendor up to 5 business days | 353 | 416
FR201610SPK | AttaBox swing panel kit, deadfront, 3003-H14 aluminum. For use with FR201610xxx and FRW201610HxL Freedom series enclosures. | from vendor up to 15 business days | 226 | 277
FR201610SPKA | AttaBox swing panel kit, variable depth, 3003-H14 aluminum. For use with FR201610xxx and FRW201610HxL Freedom series enclosures. | from vendor up to 15 business days | 227 | 279
FR201610W | AttaBox Freedom series enclosure, NEMA 1/3/3S/4X/12/13, 20 x 16 x 10in (HxWxD), wall mount, fiberglass reinforced polyester, gray, crowned screw cover. | from vendor up to 5 business days | 431 | 508
FR2016CVR | AttaBox opaque door, fiberglass reinforced polyester, Pantone 428 C glacier gray. For use with 20 x 16in (HxW) Freedom series enclosures. | from vendor up to 5 business days | 208 | 245
FR3HINGEKIT | AttaBox hinge pin, replacement, 304 stainless steel. Package of 2. For use with 6 x 6 x 4in Freedom series enclosures. | from vendor up to 15 business days | 6 | 7.25
FR4HINGEKIT | AttaBox hinge pin, replacement, 304 stainless steel. Package of 2. For use with 8 x 6 x 4in and 8 x 8 x 4in Freedom series enclosures. | from vendor up to 15 business days | 6.5 | 7.5
FR4PKA | AttaBox Freedom series variable depth subpanel accessory kit, includes FR4POST and FRAPBKT. | from vendor up to 5 business days | 56 | 65
FR4POST | AttaBox Freedom series corner post, package of 4. For use with 6 x 6 x 4in, 8 x 6 x 4in and 8 x 8 x 4in Freedom series enclosures. Mounting screws included. | from vendor up to 15 business days | 18 | 21
FR4SPKA | AttaBox Freedom series swing panel accessory kit, includes FR4POST and FRSPBKT. | from vendor up to 5 business days | 50 | 59
FR5HINGEKIT | AttaBox hinge pin, replacement, 304 stainless steel. Package of 2. For use with 10 x 8 x 6in and 12 x 10 x 6in Freedom series enclosures. | from vendor up to 15 business days | 6.5 | 7.75
FR60604HLL | AttaBox Freedom series enclosure, NEMA 1/3/3S/4X/12/13, 6 x 6 x 4in (HxWxD), wall mount, fiberglass reinforced polyester, gray, crowned single-door, (2) twist-lock latches, padlock hasp and staple. | from vendor up to 5 business days | 133 | 157
FR60604HPL | AttaBox Freedom series enclosure, NEMA 1/3/3S/4X/12/13, 6 x 6 x 4in (HxWxD), wall mount, fiberglass reinforced polyester, gray, crowned single-door, (2) quick-release latches, padlock hasp and staple. | Stock | 103 | 122
FR60604HW | AttaBox Freedom series enclosure, NEMA 1/3/3S/4X/12/13, 6 x 6 x 4in (HxWxD), wall mount, fiberglass reinforced polyester, gray, crowned hinged screw cover. | from vendor up to 5 business days | 82 | 96
FR60604W | AttaBox Freedom series enclosure, NEMA 1/3/3S/4X/12/13, 6 x 6 x 4in (HxWxD), wall mount, fiberglass reinforced polyester, gray, crowned screw cover. | from vendor up to 5 business days | 91 | 107
FR606CVR | AttaBox opaque door, fiberglass reinforced polyester, Pantone 428 C glacier gray. For use with 6 x 6in (HxW) Freedom series enclosures. | from vendor up to 5 business days | 59 | 69
FR6HINGEKIT | AttaBox hinge pin, replacement, 304 stainless steel. Package of 2. For use with 14 x 12 x 6in, 14 x 12 x 8in, 16 x 14 x 8in, 18 x 16 x 10in and 20 x 16 x 10in Freedom series enclosures. | from vendor up to 15 business days | 7.25 | 8.5
FR6PKA | AttaBox Freedom series variable depth subpanel accessory kit, includes FR6POST and FRAPBKT. | from vendor up to 5 business days | 60 | 71
FR6POST | AttaBox Freedom series corner post, package of 4. For use with 10 x 8 x 6in, 12 x 10 x 6in and 14 x 12 x 6in Freedom series enclosures. Mounting screws included. | from vendor up to 15 business days | 21.5 | 25.5
FR6SPKA | AttaBox Freedom series swing panel accessory kit, includes FR6POST and FRSPBKT. | from vendor up to 5 business days | 56 | 65
FR80604HLL | AttaBox Freedom series enclosure, NEMA 1/3/3S/4X/12/13, 8 x 6 x 4in (HxWxD), wall mount, fiberglass reinforced polyester, gray, crowned single-door, (2) twist-lock latches, padlock hasp and staple. | from vendor up to 5 business days | 135 | 159
FR80604HPL | AttaBox Freedom series enclosure, NEMA 1/3/3S/4X/12/13, 8 x 6 x 4in (HxWxD), wall mount, fiberglass reinforced polyester, gray, crowned single-door, (2) quick-release latches, padlock hasp and staple. | Stock | 105 | 123
FR80604HW | AttaBox Freedom series enclosure, NEMA 1/3/3S/4X/12/13, 8 x 6 x 4in (HxWxD), wall mount, fiberglass reinforced polyester, gray, crowned hinged screw cover. | from vendor up to 5 business days | 84 | 99
FR80604SPK | AttaBox swing panel kit, deadfront, 3003-H14 aluminum. For use with FR80604xxx, FRCC80604HxL and FRW80604HPL Freedom series enclosures. | from vendor up to 15 business days | 153 | 188
FR80604SPKA | AttaBox swing panel kit, variable depth, 3003-H14 aluminum. For use with FR80604xxx, FRCC80604HxL and FRW80604HPL Freedom series enclosures. | from vendor up to 15 business days | 150 | 184
FR80604W | AttaBox Freedom series enclosure, NEMA 1/3/3S/4X/12/13, 8 x 6 x 4in (HxWxD), wall mount, fiberglass reinforced polyester, gray, crowned screw cover. | from vendor up to 5 business days | 96 | 113
FR806CVR | AttaBox opaque door, fiberglass reinforced polyester, Pantone 428 C glacier gray. For use with 8 x 6in (HxW) Freedom series enclosures. | from vendor up to 5 business days | 59 | 70
FR80804HLL | AttaBox Freedom series enclosure, NEMA 1/3/3S/4X/12/13, 8 x 8 x 4in (HxWxD), wall mount, fiberglass reinforced polyester, gray, crowned single-door, (2) twist-lock latches, padlock hasp and staple. | from vendor up to 5 business days | 141 | 166
FR80804HPL | AttaBox Freedom series enclosure, NEMA 1/3/3S/4X/12/13, 8 x 8 x 4in (HxWxD), wall mount, fiberglass reinforced polyester, gray, crowned single-door, (2) quick-release latches, padlock hasp and staple. | Stock | 109 | 128
FR80804HW | AttaBox Freedom series enclosure, NEMA 1/3/3S/4X/12/13, 8 x 8 x 4in (HxWxD), wall mount, fiberglass reinforced polyester, gray, crowned hinged screw cover. | from vendor up to 5 business days | 92 | 108
FR80804SPK | AttaBox swing panel kit, deadfront, 3003-H14 aluminum. For use with FR80804xxx, FRCC80804Hxx and FRW80804HPL Freedom series enclosures. | from vendor up to 15 business days | 154 | 189
FR80804SPKA | AttaBox swing panel kit, variable depth, 3003-H14 aluminum. For use with FR80804xxx, FRCC80804Hxx and FRW80804HPL Freedom series enclosures. | from vendor up to 15 business days | 152 | 187
FR80804W | AttaBox Freedom series enclosure, NEMA 1/3/3S/4X/12/13, 8 x 8 x 4in (HxWxD), wall mount, fiberglass reinforced polyester, gray, crowned screw cover. | from vendor up to 5 business days | 99 | 116
FR808CVR | AttaBox opaque door, fiberglass reinforced polyester, Pantone 428 C glacier gray. For use with 8 x 8in (HxW) Freedom series enclosures. | from vendor up to 5 business days | 59 | 69
FR-817 | HydroMode miniature water pressure regulator, 1/8in female NPT inlet(s), 1/8in female NPT outlet(s), 0-100 psi adjustable range, suitable for potable water applications. | Stock | 27 | 28
FR-827 | HydroMode miniature water pressure regulator, 1/4in female NPT inlet(s), 1/4in female NPT outlet(s), 0-100 psi adjustable range, suitable for potable water applications. | Stock | 27 | 28
FR8PKA | AttaBox Freedom series variable depth subpanel accessory kit, includes FR8POST and FRAPBKT. | from vendor up to 15 business days | 61 | 72
FR8POST | AttaBox Freedom series corner post, package of 4. For use with 14 x 12 x 8in and 16 x 14 x 8in Freedom series enclosures. Mounting screws included. | from vendor up to 15 business days | 27.5 | 32.5
FR8SPKA | AttaBox Freedom series swing panel accessory kit, includes FR8POST and FRSPBKT. | from vendor up to 15 business days | 61 | 72
FRAPBKT | AttaBox Freedom series variable depth subpanel bracket, package of 4. For use with Freedom series enclosures. Mounting screws included. | from vendor up to 15 business days | 42 | 49.5
FRC-12-20 | NITRA rod clevis and hex nut, 1/2-20 UNF thread, stainless steel. For use with F-series cylinders. | Stock | 42.5 | 44
FRC-14-28 | NITRA rod clevis and hex nut, 1/4-28 UNF thread, stainless steel. For use with F-series cylinders. | Stock | 25 | 26
FRC-516-24 | NITRA rod clevis and hex nut, 5/16-24 UNF thread, stainless steel. For use with F-series cylinders. | Stock | 29 | 30
FRC-716-20 | NITRA rod clevis and hex nut, 7/16-20 UNF thread, stainless steel. For use with F-series cylinders. | Stock | 36 | 37.5
FRCC100806HLL | AttaBox Freedom series enclosure, NEMA 1/3/3S/4X/12/13, 10 x 8 x 6in (HxWxD), wall mount, fiberglass reinforced polyester, gray, clear polycarbonate single-door, (2) twist-lock latches, padlock hasp and staple. | Stock | 142 | 167
FRCC100806HPL | AttaBox Freedom series enclosure, NEMA 1/3/3S/4X/12/13, 10 x 8 x 6in (HxWxD), wall mount, fiberglass reinforced polyester, gray, clear polycarbonate single-door, (2) quick-release latches, padlock hasp and staple. | Stock | 141 | 166
FRCC100806HW | AttaBox Freedom series enclosure, NEMA 1/3/3S/4X/12/13, 10 x 8 x 6in (HxWxD), wall mount, fiberglass reinforced polyester, gray, clear polycarbonate hinged screw cover. | from vendor up to 15 business days | 219 | 258
FRCC121006HLL | AttaBox Freedom series enclosure, NEMA 1/3/3S/4X/12/13, 12 x 10 x 6in (HxWxD), wall mount, fiberglass reinforced polyester, gray, clear polycarbonate single-door, (2) twist-lock latches, padlock hasp and staple. | Stock | 158 | 186
FRCC121006HPL | AttaBox Freedom series enclosure, NEMA 1/3/3S/4X/12/13, 12 x 10 x 6in (HxWxD), wall mount, fiberglass reinforced polyester, gray, clear polycarbonate single-door, (2) quick-release latches, padlock hasp and staple. | Stock | 155 | 183
FRCC121006HW | AttaBox Freedom series enclosure, NEMA 1/3/3S/4X/12/13, 12 x 10 x 6in (HxWxD), wall mount, fiberglass reinforced polyester, gray, clear polycarbonate hinged screw cover. | from vendor up to 15 business days | 243 | 286
FRCC141206HLL | AttaBox Freedom series enclosure, NEMA 1/3/3S/4X/12/13, 14 x 12 x 6in (HxWxD), wall mount, fiberglass reinforced polyester, gray, clear polycarbonate single-door, (2) twist-lock latches, padlock hasp and staple. | from vendor up to 15 business days | 218 | 257
FRCC141206HPL | AttaBox Freedom series enclosure, NEMA 1/3/3S/4X/12/13, 14 x 12 x 6in (HxWxD), wall mount, fiberglass reinforced polyester, gray, clear polycarbonate single-door, (2) quick-release latches, padlock hasp and staple. | from vendor up to 15 business days | 214 | 252
FRCC141206HW | AttaBox Freedom series enclosure, NEMA 1/3/3S/4X/12/13, 14 x 12 x 6in (HxWxD), wall mount, fiberglass reinforced polyester, gray, clear polycarbonate hinged screw cover. | from vendor up to 15 business days | 314 | 370
FRCC141208HLL | AttaBox Freedom series enclosure, NEMA 1/3/3S/4X/12/13, 14 x 12 x 8in (HxWxD), wall mount, fiberglass reinforced polyester, gray, clear polycarbonate single-door, (2) twist-lock latches, padlock hasp and staple. | from vendor up to 15 business days | 243 | 286
FRCC141208HPL | AttaBox Freedom series enclosure, NEMA 1/3/3S/4X/12/13, 14 x 12 x 8in (HxWxD), wall mount, fiberglass reinforced polyester, gray, clear polycarbonate single-door, (2) quick-release latches, padlock hasp and staple. | from vendor up to 15 business days | 248 | 292
FRCC141208HW | AttaBox Freedom series enclosure, NEMA 1/3/3S/4X/12/13, 14 x 12 x 8in (HxWxD), wall mount, fiberglass reinforced polyester, gray, clear polycarbonate hinged screw cover. | from vendor up to 15 business days | 342 | 403
FRCC161408HLL | AttaBox Freedom series enclosure, NEMA 1/3/3S/4X/12/13, 16 x 14 x 8in (HxWxD), wall mount, fiberglass reinforced polyester, gray, clear polycarbonate single-door, (2) twist-lock latches, padlock hasp and staple. | from vendor up to 15 business days | 265 | 312
FRCC161408HPL | AttaBox Freedom series enclosure, NEMA 1/3/3S/4X/12/13, 16 x 14 x 8in (HxWxD), wall mount, fiberglass reinforced polyester, gray, clear polycarbonate single-door, (2) quick-release latches, padlock hasp and staple. | from vendor up to 15 business days | 261 | 307
FRCC161408HW | AttaBox Freedom series enclosure, NEMA 1/3/3S/4X/12/13, 16 x 14 x 8in (HxWxD), wall mount, fiberglass reinforced polyester, gray, clear polycarbonate hinged screw cover. | from vendor up to 15 business days | 354 | 417
FRCC60604HLL | AttaBox Freedom series enclosure, NEMA 1/3/3S/4X/12/13, 6 x 6 x 4in (HxWxD), wall mount, fiberglass reinforced polyester, gray, clear polycarbonate single-door, (2) twist-lock latches, padlock hasp and staple. | from vendor up to 15 business days | 113 | 133
FRCC60604HPL | AttaBox Freedom series enclosure, NEMA 1/3/3S/4X/12/13, 6 x 6 x 4in (HxWxD), wall mount, fiberglass reinforced polyester, gray, clear polycarbonate single-door, (2) quick-release latches, padlock hasp and staple. | from vendor up to 15 business days | 111 | 131
FRCC60604HW | AttaBox Freedom series enclosure, NEMA 1/3/3S/4X/12/13, 6 x 6 x 4in (HxWxD), wall mount, fiberglass reinforced polyester, gray, clear polycarbonate hinged screw cover. | from vendor up to 15 business days | 158 | 186
FRCC80604HLL | AttaBox Freedom series enclosure, NEMA 1/3/3S/4X/12/13, 8 x 6 x 4in (HxWxD), wall mount, fiberglass reinforced polyester, gray, clear polycarbonate single-door, (2) twist-lock latches, padlock hasp and staple. | from vendor up to 15 business days | 118 | 138
FRCC80604HPL | AttaBox Freedom series enclosure, NEMA 1/3/3S/4X/12/13, 8 x 6 x 4in (HxWxD), wall mount, fiberglass reinforced polyester, gray, clear polycarbonate single-door, (2) quick-release latches, padlock hasp and staple. | from vendor up to 15 business days | 115 | 136
FRCC80804HLL | AttaBox Freedom series enclosure, NEMA 1/3/3S/4X/12/13, 8 x 8 x 4in (HxWxD), wall mount, fiberglass reinforced polyester, gray, clear polycarbonate single-door, (2) twist-lock latches, padlock hasp and staple. | from vendor up to 15 business days | 127 | 150
FRCC80804HPL | AttaBox Freedom series enclosure, NEMA 1/3/3S/4X/12/13, 8 x 8 x 4in (HxWxD), wall mount, fiberglass reinforced polyester, gray, clear polycarbonate single-door, (2) quick-release latches, padlock hasp and staple. | Stock | 125 | 147
FRCC80804HW | AttaBox Freedom series enclosure, NEMA 1/3/3S/4X/12/13, 8 x 8 x 4in (HxWxD), wall mount, fiberglass reinforced polyester, gray, clear polycarbonate hinged screw cover. | from vendor up to 15 business days | 191 | 225
FRHLLKIT | AttaBox twist-lock latch, replacement, 304 stainless steel. For use with Freedom series enclosures. Mounting hardware included. | Stock | 30 | 35.5
FRHPLKIT | AttaBox lockable enclosure latch, replacement, quick-release, 304 stainless steel. Package of 2. For use with Freedom series enclosures. | Stock | 22 | 26
FRMGFTKIT | AttaBox mounting feet kit, fiberglass-reinforced plastic (FRP). For use with Freedom series FRP enclosures. Includes (4) mounting feet and mounting hardware. | Stock | 16.5 | 19.25
FRSPBKT | AttaBox Freedom series swing panel bracket, package of 4. For use with Freedom series enclosures. Mounting screws included. | from vendor up to 15 business days | 42 | 49.5
FRW100806HLL | AttaBox Freedom series enclosure, NEMA 1/3/3S/4X/12/13, 10 x 8 x 6in (HxWxD), wall mount, fiberglass reinforced polyester, gray, crowned single-door, (2) twist-lock latches, padlock hasp and staple, SAR acrylic window. | from vendor up to 5 business days | 235 | 277
FRW100806HPL | AttaBox Freedom series enclosure, NEMA 1/3/3S/4X/12/13, 10 x 8 x 6in (HxWxD), wall mount, fiberglass reinforced polyester, gray, crowned single-door, (2) quick-release latches, padlock hasp and staple, SAR acrylic window. | from vendor up to 5 business days | 233 | 274
FRW1008CVR | AttaBox viewing window door, fiberglass reinforced polyester, Pantone 428 C glacier gray. For use with 10 x 8in (HxW) Freedom series enclosures. | from vendor up to 15 business days | 179 | 210
FRW121006HPL | AttaBox Freedom series enclosure, NEMA 1/3/3S/4X/12/13, 12 x 10 x 6in (HxWxD), wall mount, fiberglass reinforced polyester, gray, crowned single-door, (2) quick-release latches, padlock hasp and staple, SAR acrylic window. | Stock | 257 | 303
FRW1210CVR | AttaBox viewing window door, fiberglass reinforced polyester, Pantone 428 C glacier gray. For use with 12 x 10in (HxW) Freedom series enclosures. | from vendor up to 15 business days | 197 | 232
FRW141206HPL | AttaBox Freedom series enclosure, NEMA 1/3/3S/4X/12/13, 14 x 12 x 6in (HxWxD), wall mount, fiberglass reinforced polyester, gray, crowned single-door, (2) quick-release latches, padlock hasp and staple, SAR acrylic window. | from vendor up to 5 business days | 354 | 417
FRW141208HPL | AttaBox Freedom series enclosure, NEMA 1/3/3S/4X/12/13, 14 x 12 x 8in (HxWxD), wall mount, fiberglass reinforced polyester, gray, crowned single-door, (2) quick-release latches, padlock hasp and staple, SAR acrylic window. | from vendor up to 5 business days | 466 | 549
FRW1412CVR | AttaBox viewing window door, fiberglass reinforced polyester, Pantone 428 C glacier gray. For use with 14 x 12in (HxW) Freedom series enclosures. | from vendor up to 15 business days | 272 | 320
FRW161408HLL | AttaBox Freedom series enclosure, NEMA 1/3/3S/4X/12/13, 16 x 14 x 8in (HxWxD), wall mount, fiberglass reinforced polyester, gray, crowned single-door, (2) twist-lock latches, padlock hasp and staple, SAR acrylic window. | from vendor up to 5 business days | 439 | 517
FRW161408HPL | AttaBox Freedom series enclosure, NEMA 1/3/3S/4X/12/13, 16 x 14 x 8in (HxWxD), wall mount, fiberglass reinforced polyester, gray, crowned single-door, (2) quick-release latches, padlock hasp and staple, SAR acrylic window. | from vendor up to 5 business days | 467 | 550
FRW1614CVR | AttaBox viewing window door, fiberglass reinforced polyester, Pantone 428 C glacier gray. For use with 16 x 14in (HxW) Freedom series enclosures. | from vendor up to 15 business days | 331 | 390
FRW181610HLL | AttaBox Freedom series enclosure, NEMA 1/3/3S/4X/12/13, 18 x 16 x 10in (HxWxD), wall mount, fiberglass reinforced polyester, gray, crowned single-door, (2) twist-lock latches, padlock hasp and staple, SAR acrylic window. | from vendor up to 5 business days | 487 | 573
FRW181610HPL | AttaBox Freedom series enclosure, NEMA 1/3/3S/4X/12/13, 18 x 16 x 10in (HxWxD), wall mount, fiberglass reinforced polyester, gray, crowned single-door, (2) quick-release latches, padlock hasp and staple, SAR acrylic window. | from vendor up to 5 business days | 478 | 563
FRW1816CVR | AttaBox viewing window door, fiberglass reinforced polyester, Pantone 428 C glacier gray. For use with 18 x 16in (HxW) Freedom series enclosures. | from vendor up to 15 business days | 366 | 431
FRW201610HLL | AttaBox Freedom series enclosure, NEMA 1/3/3S/4X/12/13, 20 x 16 x 10in (HxWxD), wall mount, fiberglass reinforced polyester, gray, crowned single-door, (2) twist-lock latches, padlock hasp and staple, SAR acrylic window. | from vendor up to 5 business days | 786 | 925
FRW201610HPL | AttaBox Freedom series enclosure, NEMA 1/3/3S/4X/12/13, 20 x 16 x 10in (HxWxD), wall mount, fiberglass reinforced polyester, gray, crowned single-door, (2) quick-release latches, padlock hasp and staple, SAR acrylic window. | from vendor up to 5 business days | 728 | 857
FRW2016CVR | AttaBox viewing window door, fiberglass reinforced polyester, Pantone 428 C glacier gray. For use with 20 x 16in (HxW) Freedom series enclosures. | from vendor up to 15 business days | 558 | 657
FRW60604HPL | AttaBox Freedom series enclosure, NEMA 1/3/3S/4X/12/13, 6 x 6 x 4in (HxWxD), wall mount, fiberglass reinforced polyester, gray, crowned single-door, (2) quick-release latches, padlock hasp and staple, SAR acrylic window. | from vendor up to 5 business days | 190 | 224
FRW606CVR | AttaBox viewing window door, fiberglass reinforced polyester, Pantone 428 C glacier gray. For use with 6 x 6in (HxW) Freedom series enclosures. | from vendor up to 15 business days | 141 | 166
FRW80604HPL | AttaBox Freedom series enclosure, NEMA 1/3/3S/4X/12/13, 8 x 6 x 4in (HxWxD), wall mount, fiberglass reinforced polyester, gray, crowned single-door, (2) quick-release latches, padlock hasp and staple, SAR acrylic window. | from vendor up to 15 business days | 191 | 225
FRW806CVR | AttaBox viewing window door, fiberglass reinforced polyester, Pantone 428 C glacier gray. For use with 8 x 6in (HxW) Freedom series enclosures. | from vendor up to 15 business days | 147 | 173
FRW80804HPL | AttaBox Freedom series enclosure, NEMA 1/3/3S/4X/12/13, 8 x 8 x 4in (HxWxD), wall mount, fiberglass reinforced polyester, gray, crowned single-door, (2) quick-release latches, padlock hasp and staple, SAR acrylic window. | from vendor up to 15 business days | 234 | 276
FRW808CVR | AttaBox viewing window door, fiberglass reinforced polyester, Pantone 428 C glacier gray. For use with 8 x 8in (HxW) Freedom series enclosures. | from vendor up to 15 business days | 158 | 187
FRWKIT | AttaBox enclosure cover screw, replacement, #10-32 UNF x 1.250in, Phillips/slotted pan head, stainless steel. Package of 4. For use with Freedom series enclosures. Rubber sealing washer included. | from vendor up to 15 business days | 6.25 | 7.25
FS10M-12R | NITRA pneumatic push-to-connect fitting, female, straight, nickel-plated brass body, nickel-plated brass threads, 10mm tube to R1/2 BSPT connection(s). Package of 5. | Stock | 21 | 23
FS10M-14R | NITRA pneumatic push-to-connect fitting, female, straight, nickel-plated brass body, nickel-plated brass threads, 10mm tube to R1/4 BSPT connection(s). Package of 5. | Stock | 16 | 17.5
FS10M-18R | NITRA pneumatic push-to-connect fitting, female, straight, nickel-plated brass body, nickel-plated brass threads, 10mm tube to R1/8 BSPT connection(s). Package of 5. | Stock | 16 | 17.5
FS10M-38R | NITRA pneumatic push-to-connect fitting, female, straight, nickel-plated brass body, nickel-plated brass threads, 10mm tube to R3/8 BSPT connection(s). Package of 5. | Stock | 16.5 | 18
FS12-12N | NITRA pneumatic push-to-connect fitting, female, straight, nickel-plated brass body, nickel-plated brass threads, 1/2in tube to 1/2in NPT connection(s). Package of 5. | Stock | 25.5 | 28
FS12-14N | NITRA pneumatic push-to-connect fitting, female, straight, nickel-plated brass body, nickel-plated brass threads, 1/2in tube to 1/4in NPT connection(s). Package of 5. | Stock | 21 | 23
FS12-38N | NITRA pneumatic push-to-connect fitting, female, straight, nickel-plated brass body, nickel-plated brass threads, 1/2in tube to 3/8in NPT connection(s). Package of 5. | Stock | 21 | 23
FS12M-12R | NITRA pneumatic push-to-connect fitting, female, straight, nickel-plated brass body, nickel-plated brass threads, 12mm tube to R1/2 BSPT connection(s). Package of 5. | Stock | 25 | 27
FS12M-14R | NITRA pneumatic push-to-connect fitting, female, straight, nickel-plated brass body, nickel-plated brass threads, 12mm tube to R1/4 BSPT connection(s). Package of 5. | Stock | 20.5 | 22.5
FS12M-38R | NITRA pneumatic push-to-connect fitting, female, straight, nickel-plated brass body, nickel-plated brass threads, 12mm tube to R3/8 BSPT connection(s). Package of 5. | Stock | 20.5 | 22.5
FS14-14N | NITRA pneumatic push-to-connect fitting, female, straight, nickel-plated brass body, nickel-plated brass threads, 1/4in tube to 1/4in NPT connection(s). Package of 5. | Stock | 11.5 | 12.5
FS14-14N-P | HydroMode potable water push-to-connect fitting, female, straight, acetal body, acetal threads, (1) 1/4in tube to (1) 1/4in female NPT connection(s), NSF/ANSI 61. Package of 5. | Stock | 7 | 7.75
FS14-18N | NITRA pneumatic push-to-connect fitting, female, straight, nickel-plated brass body, nickel-plated brass threads, 1/4in tube to 1/8in NPT connection(s). Package of 5. | Stock | 10.5 | 11.5
FS14-18N-P | HydroMode potable water push-to-connect fitting, female, straight, acetal body, acetal threads, (1) 1/4in tube to (1) 1/8in female NPT connection(s), NSF/ANSI 61. Package of 5. | Stock | 7 | 7.75
FS14-38N | NITRA pneumatic push-to-connect fitting, female, straight, nickel-plated brass body, nickel-plated brass threads, 1/4in tube to 3/8in NPT connection(s). Package of 5. | Stock | 13 | 14
FS18-10N | NITRA pneumatic push-to-connect fitting, female, straight, nickel-plated brass body, nickel-plated brass threads, 1/8in tube to #10-32 threaded connection(s). Package of 5. | Stock | 13 | 14
FS18-14N | NITRA pneumatic push-to-connect fitting, female, straight, nickel-plated brass body, nickel-plated brass threads, 1/8in tube to 1/4in NPT connection(s). Package of 5. | Stock | 13 | 14
FS18-18N | NITRA pneumatic push-to-connect fitting, female, straight, nickel-plated brass body, nickel-plated brass threads, 1/8in tube to 1/8in NPT connection(s). Package of 5. | Stock | 13 | 14
FS38-12N | NITRA pneumatic push-to-connect fitting, female, straight, nickel-plated brass body, nickel-plated brass threads, 3/8in tube to 1/2in NPT connection(s). Package of 5. | Stock | 20.5 | 22.5
FS38-14N | NITRA pneumatic push-to-connect fitting, female, straight, nickel-plated brass body, nickel-plated brass threads, 3/8in tube to 1/4in NPT connection(s). Package of 5. | Stock | 15.5 | 17
FS38-14N-P | HydroMode potable water push-to-connect fitting, female, straight, acetal body, acetal threads, (1) 3/8in tube to (1) 1/4in female NPT connection(s), NSF/ANSI 61. Package of 5. | Stock | 7.5 | 8.25
FS38-18N | NITRA pneumatic push-to-connect fitting, female, straight, nickel-plated brass body, nickel-plated brass threads, 3/8in tube to 1/8in NPT connection(s). Package of 5. | Stock | 15.5 | 17
FS38-38N | NITRA pneumatic push-to-connect fitting, female, straight, nickel-plated brass body, nickel-plated brass threads, 3/8in tube to 3/8in NPT connection(s). Package of 5. | Stock | 16 | 17.5
FS4M-14R | NITRA pneumatic push-to-connect fitting, female, straight, nickel-plated brass body, nickel-plated brass threads, 5/32in (4mm) tube to R1/4 BSPT connection(s). Package of 5. | Stock | 10.5 | 11.5
FS4M-18R | NITRA pneumatic push-to-connect fitting, female, straight, nickel-plated brass body, nickel-plated brass threads, 5/32in (4mm) tube to R1/8 BSPT connection(s). Package of 5. | Stock | 9.25 | 10
FS516-14N | NITRA pneumatic push-to-connect fitting, female, straight, nickel-plated brass body, nickel-plated brass threads, 5/16in (8mm) tube to 1/4in NPT connection(s). Package of 5. | Stock | 18 | 19.5
FS516-18N | NITRA pneumatic push-to-connect fitting, female, straight, nickel-plated brass body, nickel-plated brass threads, 5/16in (8mm) tube to 1/8in NPT connection(s). Package of 5. | Stock | 14.5 | 16
FS516-38N | NITRA pneumatic push-to-connect fitting, female, straight, nickel-plated brass body, nickel-plated brass threads, 5/16in (8mm) tube to 3/8in NPT connection(s). Package of 5. | Stock | 18 | 19.5
FS532-14N | NITRA pneumatic push-to-connect fitting, female, straight, nickel-plated brass body, nickel-plated brass threads, 5/32in (4mm) tube to 1/4in NPT connection(s). Package of 5. | Stock | 10.5 | 11.5
FS532-18N | NITRA pneumatic push-to-connect fitting, female, straight, nickel-plated brass body, nickel-plated brass threads, 5/32in (4mm) tube to 1/8in NPT connection(s). Package of 5. | Stock | 9.25 | 10
FS6M-14R | NITRA pneumatic push-to-connect fitting, female, straight, nickel-plated brass body, nickel-plated brass threads, 6mm tube to R1/4 BSPT connection(s). Package of 5. | Stock | 11.5 | 12.5
FS6M-18R | NITRA pneumatic push-to-connect fitting, female, straight, nickel-plated brass body, nickel-plated brass threads, 6mm tube to R1/8 BSPT connection(s). Package of 5. | Stock | 10.5 | 11.5
FS6M-38R | NITRA pneumatic push-to-connect fitting, female, straight, nickel-plated brass body, nickel-plated brass threads, 6mm tube to R3/8 BSPT connection(s). Package of 5. | Stock | 13 | 14
FS6M-M5 | NITRA pneumatic push-to-connect fitting, female, straight, nickel-plated brass body, nickel-plated brass threads, 6mm tube to M5 X 0.8 threaded connection(s). Package of 5. | Stock | 12 | 13
FS8M-14R | NITRA pneumatic push-to-connect fitting, female, straight, nickel-plated brass body, nickel-plated brass threads, 5/16in (8mm) tube to R1/4 BSPT connection(s). Package of 5. | Stock | 14 | 15.5
FS8M-18R | NITRA pneumatic push-to-connect fitting, female, straight, nickel-plated brass body, nickel-plated brass threads, 5/16in (8mm) tube to R1/8 BSPT connection(s). Package of 5. | Stock | 13 | 14
FS8M-38R | NITRA pneumatic push-to-connect fitting, female, straight, nickel-plated brass body, nickel-plated brass threads, 5/16in (8mm) tube to R3/8 BSPT connection(s). Package of 5. | Stock | 14.5 | 16
FSA1-42-27H | ProSense liquid flow transmitter, spring-supported piston, 1in female NPT process connection, 0 to 27 GPM, Output: analog, 4-20 mA, 18 to 32 VDC operating voltage. | Stock | 178 | 191
FSA75-42-10H | ProSense liquid flow transmitter, spring-supported piston, 3/4in female NPT process connection, 0 to 10 GPM, Output: analog, 4-20 mA, 18 to 32 VDC operating voltage. | Stock | 152 | 163
FSA75-42-6H | ProSense liquid flow transmitter, spring-supported piston, 3/4in female NPT process connection, 0 to 6 GPM, Output: analog, 4-20 mA, 18 to 32 VDC operating voltage. | Stock | 152 | 163
FSD1-AP-26H | ProSense liquid flow switch, spring-supported piston, 1in female NPT process connection, 1.32 to 26.4 GPM, Output: switch PNP, N.O., 20.4 to 26.4 VDC operating voltage. | Stock | 163 | 175
FSD75-AP-6H | ProSense liquid flow switch, spring-supported piston, 3/4in female NPT process connection, 0.26 to 6.6 GPM, Output: switch PNP, N.O., 20.4 to 26.4 VDC operating voltage. | Stock | 135 | 145
FTS100-1001 | ProSense liquid or air flow sensor, thermal, 100mm probe length, liquid: 0.15 to 9.85 ft/sec, air: 6 to 328 ft/sec, -4 to 212 F, Output: switch or frequency, Output 2: switch, frequency or analog, 18 to 30 VDC operating voltage. | Stock | 235 | 253
FTS100-1002 | ProSense liquid or air flow sensor, thermal, 100mm probe length, liquid: 0.15 to 9.85 ft/sec, air: 6 to 328 ft/sec, -4 to 212 F, Output: analog, Output 2: analog, 18 to 30 VDC operating voltage. | Stock | 235 | 253
FTS200-1001 | ProSense liquid or air flow sensor, thermal, 200mm probe length, liquid: 0.15 to 9.85 ft/sec, air: 6 to 328 ft/sec, -4 to 212 F, Output: switch or frequency, Output 2: switch, frequency or analog, 18 to 30 VDC operating voltage. | Stock | 245 | 263
FTS200-1002 | ProSense liquid or air flow sensor, thermal, 200mm probe length, liquid: 0.15 to 9.85 ft/sec, air: 6 to 328 ft/sec, -4 to 212 F, Output: analog, Output 2: analog, 18 to 30 VDC operating voltage. | Stock | 245 | 263
FTSP45-125FML | Southwire SIMpull fish tape, 125ft length, spiral extruded polymer, swiveling flexible metal leader, 580lb tensile strength. | Stock | 88 | 92
FTSP45-75FML | Southwire SIMpull fish tape, 75ft length, spiral extruded polymer, swiveling flexible metal leader, 580lb tensile strength. | Stock | 61 | 63
FUN05M015 | Comepi pull cable, 49.2ft/15m cable length, 5mm diameter, steel, plastic jacket, red. For use with cable-pull safety switches. | Stock | 14.5 | 15
FUN05M025 | Comepi pull cable, 82ft/25m cable length, 5mm diameter, steel, plastic jacket, red. For use with cable-pull safety switches. | Stock | 21.5 | 22.5
FUP188 | Quadritalia OKK series subpanel filler plate, 1800mm, galvanized steel. | Stock | 56 | 76
FUP208 | Quadritalia OKK series subpanel filler plate, 2000mm, galvanized steel. | Stock | 62 | 84
FVR10M-12R | NITRA pneumatic push-to-connect fitting, elbow flow control valve, rotating, meter-in, thermoplastic (PBT) body, nickel-plated brass threads, 10mm tube to R1/2 BSPT connection(s). Package of 2. | Stock | 24 | 26
FVR10M-14R | NITRA pneumatic push-to-connect fitting, elbow flow control valve, rotating, meter-in, thermoplastic (PBT) body, nickel-plated brass threads, 10mm tube to R1/4 BSPT connection(s). Package of 2. | Stock | 20 | 22
FVR10M-38G | NITRA pneumatic push-to-connect fitting, elbow flow control valve, rotating, meter-in, thermoplastic (PBT) body, nickel-plated brass threads, 10mm tube to G3/8 BSPP connection(s). Package of 2. | Stock | 20.5 | 22.5
FVR10M-38R | NITRA pneumatic push-to-connect fitting, elbow flow control valve, rotating, meter-in, thermoplastic (PBT) body, nickel-plated brass threads, 10mm tube to R3/8 BSPT connection(s). Package of 2. | Stock | 20.5 | 22.5
FVR12-12N | NITRA pneumatic push-to-connect fitting, elbow flow control valve, rotating, meter-in, thermoplastic (PBT) body, nickel-plated brass threads, 1/2in tube to 1/2in NPT connection(s). Package of 2. | Stock | 27.5 | 30
FVR12-38N | NITRA pneumatic push-to-connect fitting, elbow flow control valve, rotating, meter-in, thermoplastic (PBT) body, nickel-plated brass threads, 1/2in tube to 3/8in NPT connection(s). Package of 2. | Stock | 26.5 | 29
FVR12M-38R | NITRA pneumatic push-to-connect fitting, elbow flow control valve, rotating, meter-in, thermoplastic (PBT) body, nickel-plated brass threads, 12mm tube to R3/8 BSPT connection(s). Package of 2. | Stock | 24.5 | 26.5
FVR14-10N | NITRA pneumatic push-to-connect fitting, elbow flow control valve, rotating, meter-in, thermoplastic (PBT) body, nickel-plated brass threads, 1/4in tube to #10-32 threaded connection(s). Package of 2. | Stock | 12 | 13
FVR14-14N | NITRA pneumatic push-to-connect fitting, elbow flow control valve, rotating, meter-in, thermoplastic (PBT) body, nickel-plated brass threads, 1/4in tube to 1/4in NPT connection(s). Package of 2. | Stock | 15 | 16.5
FVR14-18N | NITRA pneumatic push-to-connect fitting, elbow flow control valve, rotating, meter-in, thermoplastic (PBT) body, nickel-plated brass threads, 1/4in tube to 1/8in NPT connection(s). Package of 2. | Stock | 14 | 15.5
FVR18-10N | NITRA pneumatic push-to-connect fitting, elbow flow control valve, rotating, meter-in, thermoplastic (PBT) body, nickel-plated brass threads, #10-32 threaded to 1/8in push-to-connect. Package of 2. | Stock | 12.5 | 13.5
FVR38-12N | NITRA pneumatic push-to-connect fitting, elbow flow control valve, rotating, meter-in, thermoplastic (PBT) body, nickel-plated brass threads, 3/8in tube to 1/2in NPT connection(s). Package of 2. | Stock | 26.5 | 29
FVR38-14N | NITRA pneumatic push-to-connect fitting, elbow flow control valve, rotating, meter-in, thermoplastic (PBT) body, nickel-plated brass threads, 3/8in tube to 1/4in NPT connection(s). Package of 2. | Stock | 17.5 | 19
FVR38-38N | NITRA pneumatic push-to-connect fitting, elbow flow control valve, rotating, meter-in, thermoplastic (PBT) body, nickel-plated brass threads, 3/8in tube to 3/8in NPT connection(s). Package of 2. | Stock | 18.5 | 20
FVR4M-18G | NITRA pneumatic push-to-connect fitting, elbow flow control valve, rotating, meter-in, thermoplastic (PBT) body, nickel-plated brass threads, 5/32in (4mm) tube to G1/8 BSPP connection(s). Package of 2. | Stock | 12.5 | 13.5
FVR4M-18R | NITRA pneumatic push-to-connect fitting, elbow flow control valve, rotating, meter-in, thermoplastic (PBT) body, nickel-plated brass threads, 5/32in (4mm) tube to R1/8 BSPT connection(s). Package of 2. | Stock | 12.5 | 13.5
FVR4M-M5 | NITRA pneumatic push-to-connect fitting, elbow flow control valve, rotating, meter-in, thermoplastic (PBT) body, nickel-plated brass threads, 5/32in (4mm) tube to M5 X 0.8 threaded connection(s). Package of 2. | Stock | 10 | 11
FVR516-14N | NITRA pneumatic push-to-connect fitting, elbow flow control valve, rotating, meter-in, thermoplastic (PBT) body, nickel-plated brass threads, 1/4in NPT to 5/16in (8mm) push-to-connect. Package of 2. | Stock | 16 | 17.5
FVR516-18N | NITRA pneumatic push-to-connect fitting, elbow flow control valve, rotating, meter-in, thermoplastic (PBT) body, nickel-plated brass threads, 5/16in (8mm) tube to 1/8in NPT connection(s). Package of 2. | Stock | 16 | 17.5
FVR516-38N | NITRA pneumatic push-to-connect fitting, elbow flow control valve, rotating, meter-in, thermoplastic (PBT) body, nickel-plated brass threads, 5/16in (8mm) tube to 3/8in NPT connection(s). Package of 2. | Stock | 18.5 | 20
FVR532-10N | NITRA pneumatic push-to-connect fitting, elbow flow control valve, rotating, meter-in, thermoplastic (PBT) body, nickel-plated brass threads, 5/32in (4mm) tube to #10-32 threaded connection(s). Package of 2. | Stock | 9.25 | 10
FVR532-18N | NITRA pneumatic push-to-connect fitting, elbow flow control valve, rotating, meter-in, thermoplastic (PBT) body, nickel-plated brass threads, 5/32in (4mm) tube to 1/8in NPT connection(s). Package of 2. | Stock | 12.5 | 13.5
FVR6M-14G | NITRA pneumatic push-to-connect fitting, elbow flow control valve, rotating, meter-in, thermoplastic (PBT) body, nickel-plated brass threads, 6mm tube to G1/4 BSPP connection(s). Package of 2. | Stock | 14.5 | 16
FVR6M-14R | NITRA pneumatic push-to-connect fitting, elbow flow control valve, rotating, meter-in, thermoplastic (PBT) body, nickel-plated brass threads, 6mm tube to R1/4 BSPT connection(s). Package of 2. | Stock | 14.5 | 16
FVR6M-18G | NITRA pneumatic push-to-connect fitting, elbow flow control valve, rotating, meter-in, thermoplastic (PBT) body, nickel-plated brass threads, 6mm tube to G1/8 BSPP connection(s). Package of 2. | Stock | 13 | 14
FVR6M-18R | NITRA pneumatic push-to-connect fitting, elbow flow control valve, rotating, meter-in, thermoplastic (PBT) body, nickel-plated brass threads, 6mm tube to R1/8 BSPT connection(s). Package of 2. | Stock | 13 | 14
FVR6M-38G | NITRA pneumatic push-to-connect fitting, elbow flow control valve, rotating, meter-in, thermoplastic (PBT) body, nickel-plated brass threads, 6mm tube to G3/8 BSPP connection(s). Package of 2. | Stock | 17 | 18.5
FVR6M-M5 | NITRA pneumatic push-to-connect fitting, elbow flow control valve, rotating, meter-in, thermoplastic (PBT) body, nickel-plated brass threads, 6mm tube to M5 X 0.8 threaded connection(s). Package of 2. | Stock | 12.5 | 13.5
FVR8M-12G | NITRA pneumatic push-to-connect fitting, elbow flow control valve, rotating, meter-in, thermoplastic (PBT) body, nickel-plated brass threads, 5/16in (8mm) tube to G1/2 BSPP connection(s). Package of 2. | Stock | 26 | 28.5
FVR8M-14G | NITRA pneumatic push-to-connect fitting, elbow flow control valve, rotating, meter-in, thermoplastic (PBT) body, nickel-plated brass threads, 5/16in (8mm) tube to G1/4 BSPP connection(s). Package of 2. | Stock | 16 | 17.5
FVR8M-14R | NITRA pneumatic push-to-connect fitting, elbow flow control valve, rotating, meter-in, thermoplastic (PBT) body, nickel-plated brass threads, 5/16in (8mm) tube to R1/4 BSPT connection(s). Package of 2. | Stock | 16 | 17.5
FVR8M-38G | NITRA pneumatic push-to-connect fitting, elbow flow control valve, rotating, meter-in, thermoplastic (PBT) body, nickel-plated brass threads, 5/16in (8mm) tube to G3/8 BSPP connection(s). Package of 2. | Stock | 19 | 20.5
FVR8M-38R | NITRA pneumatic push-to-connect fitting, elbow flow control valve, rotating, meter-in, thermoplastic (PBT) body, nickel-plated brass threads, 5/16in (8mm) tube to R3/8 BSPT connection(s). Package of 2. | Stock | 19 | 20.5
FVS10M-12G | NITRA pneumatic push-to-connect fitting, elbow flow control valve, rotating, meter-out, thermoplastic (PBT) body, nickel-plated brass threads, 10mm tube to G1/2 BSPP connection(s). Package of 2. | Stock | 24 | 26
FVS10M-12R | NITRA pneumatic push-to-connect fitting, elbow flow control valve, rotating, meter-out, thermoplastic (PBT) body, nickel-plated brass threads, 10mm tube to R1/2 BSPT connection(s). Package of 2. | Stock | 24 | 26
FVS10M-14R | NITRA pneumatic push-to-connect fitting, elbow flow control valve, rotating, meter-out, thermoplastic (PBT) body, nickel-plated brass threads, 10mm tube to R1/4 BSPT connection(s). Package of 2. | Stock | 20 | 22
FVS10M-38G | NITRA pneumatic push-to-connect fitting, elbow flow control valve, rotating, meter-out, thermoplastic (PBT) body, nickel-plated brass threads, 10mm tube to G3/8 BSPP connection(s). Package of 2. | Stock | 20.5 | 22.5
FVS10M-38R | NITRA pneumatic push-to-connect fitting, elbow flow control valve, rotating, meter-out, thermoplastic (PBT) body, nickel-plated brass threads, 10mm tube to R3/8 BSPT connection(s). Package of 2. | Stock | 20.5 | 22.5
FVS12-12N | NITRA pneumatic push-to-connect fitting, elbow flow control valve, rotating, meter-out, thermoplastic (PBT) body, nickel-plated brass threads, 1/2in tube to 1/2in NPT connection(s). Package of 2. | Stock | 27.5 | 30
FVS12-38N | NITRA pneumatic push-to-connect fitting, elbow flow control valve, rotating, meter-out, thermoplastic (PBT) body, nickel-plated brass threads, 1/2in tube to 3/8in NPT connection(s). Package of 2. | Stock | 26.5 | 29
FVS12M-12R | NITRA pneumatic push-to-connect fitting, elbow flow control valve, rotating, meter-out, thermoplastic (PBT) body, nickel-plated brass threads, 12mm tube to R1/2 BSPT connection(s). Package of 2. | Stock | 24.5 | 26.5
FVS12M-38R | NITRA pneumatic push-to-connect fitting, elbow flow control valve, rotating, meter-out, thermoplastic (PBT) body, nickel-plated brass threads, 12mm tube to R3/8 BSPT connection(s). Package of 2. | Stock | 24.5 | 26.5
FVS14-10N | NITRA pneumatic push-to-connect fitting, elbow flow control valve, rotating, meter-out, thermoplastic (PBT) body, nickel-plated brass threads, 1/4in tube to #10-32 threaded connection(s). Package of 2. | Stock | 12 | 13
FVS14-14N | NITRA pneumatic push-to-connect fitting, elbow flow control valve, rotating, meter-out, thermoplastic (PBT) body, nickel-plated brass threads, 1/4in tube to 1/4in NPT connection(s). Package of 2. | Stock | 15 | 16.5
FVS14-18N | NITRA pneumatic push-to-connect fitting, elbow flow control valve, rotating, meter-out, thermoplastic (PBT) body, nickel-plated brass threads, 1/4in tube to 1/8in NPT connection(s). Package of 2. | Stock | 14 | 15.5
FVS18-10N | NITRA pneumatic push-to-connect fitting, elbow flow control valve, rotating, meter-out, thermoplastic (PBT) body, nickel-plated brass threads, 1/8in tube to #10-32 threaded connection(s). Package of 2. | Stock | 12.5 | 13.5
FVS38-12N | NITRA pneumatic push-to-connect fitting, elbow flow control valve, rotating, meter-out, thermoplastic (PBT) body, nickel-plated brass threads, 3/8in tube to 1/2in NPT connection(s). Package of 2. | Stock | 26.5 | 29
FVS38-14N | NITRA pneumatic push-to-connect fitting, elbow flow control valve, rotating, meter-out, thermoplastic (PBT) body, nickel-plated brass threads, 3/8in tube to 1/4in NPT connection(s). Package of 2. | Stock | 17.5 | 19
FVS38-38N | NITRA pneumatic push-to-connect fitting, elbow flow control valve, rotating, meter-out, thermoplastic (PBT) body, nickel-plated brass threads, 3/8in tube to 3/8in NPT connection(s). Package of 2. | Stock | 18.5 | 20
FVS4M-18G | NITRA pneumatic push-to-connect fitting, elbow flow control valve, rotating, meter-out, thermoplastic (PBT) body, nickel-plated brass threads, 5/32in (4mm) tube to G1/8 BSPP connection(s). Package of 2. | Stock | 12.5 | 13.5
FVS4M-18R | NITRA pneumatic push-to-connect fitting, elbow flow control valve, rotating, meter-out, thermoplastic (PBT) body, nickel-plated brass threads, 5/32in (4mm) tube to R1/8 BSPT connection(s). Package of 2. | Stock | 12.5 | 13.5
FVS4M-M5 | NITRA pneumatic push-to-connect fitting, elbow flow control valve, rotating, meter-out, thermoplastic (PBT) body, nickel-plated brass threads, 5/32in (4mm) tube to M5 X 0.8 threaded connection(s). Package of 2. | Stock | 10 | 11
FVS516-14N | NITRA pneumatic push-to-connect fitting, elbow flow control valve, rotating, meter-out, thermoplastic (PBT) body, nickel-plated brass threads, 1/4in NPT to 5/16in (8mm) push-to-connect. Package of 2. | Stock | 16 | 17.5
FVS516-18N | NITRA pneumatic push-to-connect fitting, elbow flow control valve, rotating, meter-out, thermoplastic (PBT) body, nickel-plated brass threads, 1/8in NPT to 5/16in (8mm) push-to-connect. Package of 2. | Stock | 16 | 17.5
FVS516-38N | NITRA pneumatic push-to-connect fitting, elbow flow control valve, rotating, meter-out, thermoplastic (PBT) body, nickel-plated brass threads, 3/8in NPT to 5/16in (8mm) push-to-connect. Package of 2. | Stock | 18.5 | 20
FVS532-10N | NITRA pneumatic push-to-connect fitting, elbow flow control valve, rotating, meter-out, thermoplastic (PBT) body, nickel-plated brass threads, 5/32in (4mm) tube to #10-32 threaded connection(s). Package of 2. | Stock | 9.25 | 10
FVS532-18N | NITRA pneumatic push-to-connect fitting, elbow flow control valve, rotating, meter-out, thermoplastic (PBT) body, nickel-plated brass threads, 5/32in (4mm) tube to 1/8in NPT connection(s). Package of 2. | Stock | 12.5 | 13.5
FVS6M-14G | NITRA pneumatic push-to-connect fitting, elbow flow control valve, rotating, meter-out, thermoplastic (PBT) body, nickel-plated brass threads, 6mm tube to G1/4 BSPP connection(s). Package of 2. | Stock | 14.5 | 16
FVS6M-14R | NITRA pneumatic push-to-connect fitting, elbow flow control valve, rotating, meter-out, thermoplastic (PBT) body, nickel-plated brass threads, 6mm tube to R1/4 BSPT connection(s). Package of 2. | Stock | 14.5 | 16
FVS6M-18G | NITRA pneumatic push-to-connect fitting, elbow flow control valve, rotating, meter-out, thermoplastic (PBT) body, nickel-plated brass threads, 6mm tube to G1/8 BSPP connection(s). Package of 2. | Stock | 13 | 14
FVS6M-18R | NITRA pneumatic push-to-connect fitting, elbow flow control valve, rotating, meter-out, thermoplastic (PBT) body, nickel-plated brass threads, 6mm tube to R1/8 BSPT connection(s). Package of 2. | Stock | 13 | 14
FVS6M-38G | NITRA pneumatic push-to-connect fitting, elbow flow control valve, rotating, meter-out, thermoplastic (PBT) body, nickel-plated brass threads, 6mm tube to G3/8 BSPP connection(s). Package of 2. | Stock | 17 | 18.5
FVS6M-M5 | NITRA pneumatic push-to-connect fitting, elbow flow control valve, rotating, meter-out, thermoplastic (PBT) body, nickel-plated brass threads, 6mm tube to M5 X 0.8 threaded connection(s). Package of 2. | Stock | 12.5 | 13.5
FVS8M-12G | NITRA pneumatic push-to-connect fitting, elbow flow control valve, rotating, meter-out, thermoplastic (PBT) body, nickel-plated brass threads, 5/16in (8mm) tube to G1/2 BSPP connection(s). Package of 2. | Stock | 26 | 28.5
FVS8M-14G | NITRA pneumatic push-to-connect fitting, elbow flow control valve, rotating, meter-out, thermoplastic (PBT) body, nickel-plated brass threads, 5/16in (8mm) tube to G1/4 BSPP connection(s). Package of 2. | Stock | 16 | 17.5
FVS8M-14R | NITRA pneumatic push-to-connect fitting, elbow flow control valve, rotating, meter-out, thermoplastic (PBT) body, nickel-plated brass threads, 5/16in (8mm) tube to R1/4 BSPT connection(s). Package of 2. | Stock | 16 | 17.5
FVS8M-38G | NITRA pneumatic push-to-connect fitting, elbow flow control valve, rotating, meter-out, thermoplastic (PBT) body, nickel-plated brass threads, 5/16in (8mm) tube to G3/8 BSPP connection(s). Package of 2. | Stock | 19 | 20.5
FVS8M-38R | NITRA pneumatic push-to-connect fitting, elbow flow control valve, rotating, meter-out, thermoplastic (PBT) body, nickel-plated brass threads, 5/16in (8mm) tube to R3/8 BSPT connection(s). Package of 2. | Stock | 19 | 20.5
FVU10M | NITRA pneumatic push-to-connect fitting, inline flow control valve, thermoplastic (PBT) body, (2) 10mm tube connection(s). Package of 2. | Stock | 25 | 27
FVU12 | NITRA pneumatic push-to-connect fitting, inline flow control valve, thermoplastic (PBT) body, (2) 1/2in tube connection(s). Package of 2. | Stock | 34 | 37
FVU12M | NITRA pneumatic push-to-connect fitting, inline flow control valve, thermoplastic (PBT) body, (2) 12mm tube connection(s). Package of 2. | Stock | 33 | 36
FVU14 | NITRA pneumatic push-to-connect fitting, inline flow control valve, thermoplastic (PBT) body, (2) 1/4in tube connection(s). Package of 2. | Stock | 17 | 18.5
FVU38 | NITRA pneumatic push-to-connect fitting, inline flow control valve, thermoplastic (PBT) body, (2) 3/8in tube connection(s). Package of 2. | Stock | 24.5 | 26.5
FVU532 | NITRA pneumatic push-to-connect fitting, inline flow control valve, thermoplastic (PBT) body, (2) 5/32in (4mm) tube connection(s). Package of 2. | Stock | 14 | 15.5
FVU6M | NITRA pneumatic push-to-connect fitting, inline flow control valve, thermoplastic (PBT) body, (2) 6mm tube connection(s). Package of 2. | Stock | 16.5 | 18
FVU8M | NITRA pneumatic push-to-connect fitting, inline flow control valve, thermoplastic (PBT) body, (2) 5/16in (8mm) tube connection(s). Package of 2. | Stock | 21 | 23
FXB-1 | Killark splice/device box, dead end, (1) gang, factory sealed, (1) 1/2in female NPT conduit entries, aluminum. Use with FXCS series factory sealed cover assemblies for hazardous locations. | Stock | 54 | 59
FXB-10 | Killark splice/device box, feed through, (2) gang, factory sealed, (2) 1/2in female NPT conduit entries, aluminum. Use with FXCS series factory sealed cover assemblies for hazardous locations. | Stock | 109 | 118
FXB-11 | Killark splice/device box, feed through, (2) gang, factory sealed, (2) 3/4in female NPT conduit entries, aluminum. Use with FXCS series factory sealed cover assemblies for hazardous locations. | Stock | 110 | 119
FXB-12 | Killark splice/device box, feed through, (2) gang, factory sealed, (2) 1in female NPT conduit entries, aluminum. Use with FXCS series factory sealed cover assemblies for hazardous locations. | Stock | 109 | 118
FXB-2 | Killark splice/device box, dead end, (1) gang, factory sealed, (1) 3/4in female NPT conduit entries, aluminum. Use with FXCS series factory sealed cover assemblies for hazardous locations. | Stock | 52 | 56
FXB-3 | Killark splice/device box, dead end, (1) gang, factory sealed, (1) 1in female NPT conduit entries, aluminum. Use with FXCS series factory sealed cover assemblies for hazardous locations. | Stock | 59 | 64
FXB-4 | Killark splice/device box, feed through, (1) gang, factory sealed, (2) 1/2in female NPT conduit entries, aluminum. Use with FXCS series factory sealed cover assemblies for hazardous locations. | Stock | 55 | 60
FXB-5 | Killark splice/device box, feed through, (1) gang, factory sealed, (2) 3/4in female NPT conduit entries, aluminum. Use with FXCS series factory sealed cover assemblies for hazardous locations. | Stock | 57 | 62
FXB-6 | Killark splice/device box, feed through, (1) gang, factory sealed, (2) 1in female NPT conduit entries, aluminum. Use with FXCS series factory sealed cover assemblies for hazardous locations. | Stock | 74 | 80
FXB-7 | Killark splice/device box, dead end, (2) gang, factory sealed, (1) 1/2in female NPT conduit entries, aluminum. Use with FXCS series factory sealed cover assemblies for hazardous locations. | Stock | 125 | 136
FXB-8 | Killark splice/device box, dead end, (2) gang, factory sealed, (1) 3/4in female NPT conduit entries, aluminum. Use with FXCS series factory sealed cover assemblies for hazardous locations. | Stock | 108 | 117
FXB-9 | Killark splice/device box, dead end, (2) gang, factory sealed, (1) 1in female NPT conduit entries, aluminum. Use with FXCS series factory sealed cover assemblies for hazardous locations. | Stock | 107 | 116
FXCS-0A15D | Killark control station cover assembly, hazardous location rated, factory sealed, single pilot light, two mini-pushbuttons, red/green, 110 VAC/VDC LED, red, momentary, (1) N.O./(1) N.C. contact(s), blank legend plate(s), legend plate marking "START, STOP". | Stock | 424 | 460
FXCS-0B1 | Killark control station cover assembly, hazardous location rated, factory sealed, single pushbutton, green, momentary, (1) N.O. contact(s), legend plate marking "START". | Stock | 239 | 259
FXCS-0B13-CD | Killark control station cover assembly, hazardous location rated, factory sealed, single pilot light, single pushbutton, red, 110 VAC/VDC LED, clear/white, momentary, (1) N.C. contact(s), blank legend plate(s), legend plate marking "STOP". | Stock | 330 | 358
FXCS-0B13-OD | Killark control station cover assembly, hazardous location rated, factory sealed, single pilot light, single pushbutton, green, 110 VAC/VDC LED, green, momentary, (1) N.O. contact(s), blank legend plate(s), legend plate marking "START". | Stock | 321 | 348
FXCS-0B13-UD | Killark control station cover assembly, hazardous location rated, factory sealed, single pilot light, single pushbutton, black, 110 VAC/VDC LED, red, momentary, (1) N.O./(1) N.C. contact(s), (2) blank legend plate(s). | Stock | 326 | 354
FXCS-0B2 | Killark control station cover assembly, hazardous location rated, factory sealed, single pushbutton, red, momentary, (1) N.C. contact(s), legend plate marking "STOP". | Stock | 239 | 259
FXCS-0B24ALD | Killark control station cover assembly, hazardous location rated, factory sealed, single pilot light, indicating light, amber, 110 VAC/VDC LED, amber, operator only, blank legend plate(s). | Stock | 402 | 436
FXCS-0B24CLD | Killark control station cover assembly, hazardous location rated, factory sealed, single pilot light, indicating light, clear, 110 VAC/VDC LED, operator only, blank legend plate(s). | Stock | 276 | 299
FXCS-0B24GLD | Killark control station cover assembly, hazardous location rated, factory sealed, single pilot light, indicating light, green, 110 VAC/VDC LED, green, operator only, blank legend plate(s). | Stock | 284 | 308
FXCS-0B24RLD | Killark control station cover assembly, hazardous location rated, factory sealed, single pilot light, indicating light, red, 110 VAC/VDC LED, red, operator only, blank legend plate(s). | Stock | 276 | 299
FXCS-0B3 | Killark control station cover assembly, hazardous location rated, factory sealed, single pushbutton, black, momentary, (1) N.O./(1) N.C. contact(s), blank legend plate(s). | Stock | 265 | 288
FXCS-0B30ALD | Killark control station cover assembly, hazardous location rated, factory sealed, two pilot lights, indicating light, amber/amber, 110 VAC/VDC LED, amber, operator only, (2) blank legend plate(s). | Stock | 605 | 656
FXCS-0B30CLD | Killark control station cover assembly, hazardous location rated, factory sealed, two pilot lights, indicating light, clear/clear, 110 VAC/VDC LED, clear/white, operator only, (2) blank legend plate(s). | Stock | 430 | 467
FXCS-0B30GLD | Killark control station cover assembly, hazardous location rated, factory sealed, two pilot lights, indicating light, green/green, 110 VAC/VDC LED, green, operator only, (2) blank legend plate(s). | Stock | 376 | 408
FXCS-0B30RLD | Killark control station cover assembly, hazardous location rated, factory sealed, two pilot lights, indicating light, red/red, 110 VAC/VDC LED, red, operator only, (2) blank legend plate(s). | Stock | 430 | 467
FXCS-0B30RLD-GLD | Killark control station cover assembly, hazardous location rated, factory sealed, two pilot lights, indicating light, red/green, 110 VAC/VDC LED, red/green, operator only, (2) blank legend plate(s). | Stock | 371 | 403
FXCS-0B4 | Killark control station cover assembly, hazardous location rated, factory sealed, two pushbuttons, red/green, momentary, (1) N.O. and (1) N.C. contact(s), legend plate marking "START / STOP". | Stock | 303 | 329
FXCS-0B4U | Killark control station cover assembly, hazardous location rated, factory sealed, two pushbuttons, red/green, momentary, (1) N.O/(1) N.C. and (1) N.O/(1) N.C. contact(s), legend plate marking "START / STOP". | Stock | 326 | 354
FXCS-0B5 | Killark control station cover assembly, hazardous location rated, factory sealed, two pushbuttons, green/green, momentary, (1) N.O. and (1) N.O. contact(s), legend plate marking "START / START". | Stock | 303 | 329
FXCS-0B7 | Killark control station cover assembly, hazardous location rated, factory sealed, two pushbuttons, black/black, momentary, (1) N.O/(1) N.C. and (1) N.O/(1) N.C. contact(s), (2) blank legend plate(s). | Stock | 326 | 354
FXCS-0K2A1A | Killark control station cover assembly, hazardous location rated, factory sealed, single selector switch, key-operated, 2-position, black, maintained, (1) N.O. and (1) N.C. contact(s), legend plate marking "OFF ON". | Stock | 493 | 535
FXCS-0K2A5A | Killark control station cover assembly, hazardous location rated, factory sealed, single selector switch, key-operated, 2-position, black, maintained, (2) N.O./(2) N.C. contact(s), legend plate marking "OFF ON". | Stock | 521 | 565
FXCS-0K2L3F22A | Killark control station cover assembly, hazardous location rated, factory sealed, single selector switch, key-operated, 2-position, black, spring return from right, (1) N.O./(1) N.C. contact(s), legend plate marking "OFF ON". | Stock | 523 | 567
FXCS-0K3C4A | Killark control station cover assembly, hazardous location rated, factory sealed, single selector switch, key-operated, 3-position, black, maintained, (1) N.O./(1) N.C. contact(s), legend plate marking "HAND OFF AUTO". | Stock | 410 | 445
FXCS-0K3C5A | Killark control station cover assembly, hazardous location rated, factory sealed, single selector switch, key-operated, 3-position, black, maintained, (2) N.O./(2) N.C. contact(s), legend plate marking "HAND OFF AUTO". | Stock | 379 | 411
FXCS-0K3L6G32A | Killark control station cover assembly, hazardous location rated, factory sealed, single selector switch, key-operated, 3-position, black, spring return to center from right, maintained center and left, (2) N.O. contact(s), legend plate marking "HAND OFF AUTO". | Stock | 469 | 509
FXCS-0K3M6G32A | Killark control station cover assembly, hazardous location rated, factory sealed, single selector switch, key-operated, 3-position, black, spring return to center from right or left, (2) N.O. contact(s), legend plate marking "HAND OFF AUTO". | Stock | 469 | 509
FXCS-0K3R6G32A | Killark control station cover assembly, hazardous location rated, factory sealed, single selector switch, key-operated, 3-position, black, spring return to center from left, maintained center and right, (2) N.O. contact(s), legend plate marking "HAND OFF AUTO". | Stock | 454 | 493
FXCS-0MMG3 | Killark control station cover assembly, hazardous location rated, factory sealed, single pushbutton, mushroom, green, push-pull, (1) N.O./(1) N.C. contact(s), (3) two-sided legend plate(s), legend plate marking "START,STOP / EMERGENCY STOP, RESET / blank, RESET". | Stock | 585 | 635
FXCS-0MMK3 | Killark control station cover assembly, hazardous location rated, factory sealed, single pushbutton, mushroom, black, push-pull, (1) N.O./(1) N.C. contact(s), legend plate marking "START,STOP / EMERGENCY STOP, RESET / blank, RESET". | Stock | 585 | 635
FXCS-0MMR3 | Killark control station cover assembly, hazardous location rated, factory sealed, single pushbutton, mushroom, red, push-pull, (1) N.O./(1) N.C. contact(s), (3) two-sided legend plate(s), legend plate marking "START,STOP / EMERGENCY STOP, RESET / blank, RESET". | Stock | 547 | 593
FXCS-0S2A1 | Killark control station cover assembly, hazardous location rated, factory sealed, single selector switch, knob, 2-position, black, maintained, (1) N.O./(1) N.C. contact(s), legend plate marking "OFF ON". | Stock | 327 | 355
FXCS-0S2A5 | Killark control station cover assembly, hazardous location rated, factory sealed, single selector switch, knob, 2-position, black, maintained, (2) N.O./(2) N.C. contact(s), legend plate marking "OFF ON". | Stock | 307 | 333
FXCS-0S2L3F | Killark control station cover assembly, hazardous location rated, factory sealed, single selector switch, knob, 2-position, black, spring return from right, (1) N.O./(1) N.C. contact(s), legend plate marking "OFF ON". | Stock | 387 | 420
FXCS-0S3C4 | Killark control station cover assembly, hazardous location rated, factory sealed, single selector switch, knob, 3-position, black, maintained, (1) N.O./(1) N.C. contact(s), legend plate marking "HAND OFF AUTO". | Stock | 329 | 357
FXCS-0S3C5 | Killark control station cover assembly, hazardous location rated, factory sealed, single selector switch, knob, 3-position, black, maintained, (2) N.O./(2) N.C. contact(s), legend plate marking "HAND OFF AUTO". | Stock | 315 | 342
FXCS-0S3L6G | Killark control station cover assembly, hazardous location rated, factory sealed, single selector switch, knob, 3-position, black, spring return to center from right, maintained center and left, (2) N.O. contact(s), legend plate marking "HAND OFF AUTO". | Stock | 321 | 348
FXCS-0S3M6G | Killark control station cover assembly, hazardous location rated, factory sealed, single selector switch, knob, 3-position, black, spring return to center from right or left, (2) N.O. contact(s), legend plate marking "HAND OFF AUTO". | Stock | 321 | 348
FXCS-0S3R6G | Killark control station cover assembly, hazardous location rated, factory sealed, single selector switch, knob, 3-position, black, spring return to center from left, maintained center and right, (2) N.O. contact(s), legend plate marking "HAND OFF AUTO". | Stock | 321 | 348
G100M025MD-MC | NITRA pneumatic air cylinder, ISO 15552, 100mm bore, 25mm stroke, double acting, magnetic piston, front and rear adjustable cushions. | Stock | 167 | 174
G100M050MD-MC | NITRA pneumatic air cylinder, ISO 15552, 100mm bore, 50mm stroke, double acting, magnetic piston, front and rear adjustable cushions. | Stock | 171 | 178
G100M075MD-MC | NITRA pneumatic air cylinder, ISO 15552, 100mm bore, 75mm stroke, double acting, magnetic piston, front and rear adjustable cushions. | Stock | 175 | 182
G100M100MD-MC | NITRA pneumatic air cylinder, ISO 15552, 100mm bore, 100mm stroke, double acting, magnetic piston, front and rear adjustable cushions. | Stock | 179 | 186
G100M125MD-MC | NITRA pneumatic air cylinder, ISO 15552, 100mm bore, 125mm stroke, double acting, magnetic piston, front and rear adjustable cushions. | Stock | 183 | 190
G100M150MD-MC | NITRA pneumatic air cylinder, ISO 15552, 100mm bore, 150mm stroke, double acting, magnetic piston, front and rear adjustable cushions. | Stock | 186 | 193
G100M200MD-MC | NITRA pneumatic air cylinder, ISO 15552, 100mm bore, 200mm stroke, double acting, magnetic piston, front and rear adjustable cushions. | Stock | 196 | 204
G100M250MD-MC | NITRA pneumatic air cylinder, ISO 15552, 100mm bore, 250mm stroke, double acting, magnetic piston, front and rear adjustable cushions. | Stock | 207 | 215
G100M300MD-MC | NITRA pneumatic air cylinder, ISO 15552, 100mm bore, 300mm stroke, double acting, magnetic piston, front and rear adjustable cushions. | Stock | 214 | 223
G100M400MD-MC | NITRA pneumatic air cylinder, ISO 15552, 100mm bore, 400mm stroke, double acting, magnetic piston, front and rear adjustable cushions. | Stock | 231 | 240
G100M500MD-MC | NITRA pneumatic air cylinder, ISO 15552, 100mm bore, 500mm stroke, double acting, magnetic piston, front and rear adjustable cushions. | Stock | 250 | 260
G100M600MD-MC | NITRA pneumatic air cylinder, ISO 15552, 100mm bore, 600mm stroke, double acting, magnetic piston, front and rear adjustable cushions. | Stock | 266 | 277
G1115 | Marathon standard efficiency AC induction motor, fan and blower, 1/4hp, 1-phase, 115/230 VAC, 1800rpm, ODP, 48 frame, rolled steel, resilient base mount. | Stock | 187 | 194
G15-BD100-8CB | ProSense mechanical pressure gauge, 1.5in diameter, 0 to 100 psig/0 to 700 kPa, black steel dry case, brass wetted parts, 1/8in male NPT process connection, center back mount. | Stock | 8.25 | 9
G15-BD100-8LB | ProSense mechanical pressure gauge, 1.5in diameter, 0 to 100 psig/0 to 700 kPa, black steel dry case, brass wetted parts, 1/8in male NPT process connection, lower mount. | Stock | 8.25 | 9.25
G15-BD160-8CB | ProSense mechanical pressure gauge, 1.5in diameter, 0 to 160 psig/0 to 1100 kPa, black steel dry case, brass wetted parts, 1/8in male NPT process connection, center back mount. | Stock | 8.25 | 9
G15-BD160-8LB | ProSense mechanical pressure gauge, 1.5in diameter, 0 to 160 psig/0 to 1100 kPa, black steel dry case, brass wetted parts, 1/8in male NPT process connection, lower mount. | Stock | 8.25 | 9.25
G15-BD200-8CB | ProSense mechanical pressure gauge, 1.5in diameter, 0 to 200 psig/0 to 1400 kPa, black steel dry case, brass wetted parts, 1/8in male NPT process connection, center back mount. | Stock | 8.25 | 9
G15-BD200-8LB | ProSense mechanical pressure gauge, 1.5in diameter, 0 to 200 psig/0 to 1400 kPa, black steel dry case, brass wetted parts, 1/8in male NPT process connection, lower mount. | Stock | 8.25 | 9.25
G15-BD30-8CB | ProSense mechanical pressure gauge, 1.5in diameter, 0 to 30 psig/0 to 200 kPa, black steel dry case, brass wetted parts, 1/8in male NPT process connection, center back mount. | Stock | 8.25 | 9
G15-BD30-8LB | ProSense mechanical pressure gauge, 1.5in diameter, 0 to 30 psig/0 to 200 kPa, black steel dry case, brass wetted parts, 1/8in male NPT process connection, lower mount. | Stock | 8.25 | 9.25
G15-BD60-8CB | ProSense mechanical pressure gauge, 1.5in diameter, 0 to 60 psig/0 to 400 kPa, black steel dry case, brass wetted parts, 1/8in male NPT process connection, center back mount. | Stock | 8.25 | 9
G15-BD60-8LB | ProSense mechanical pressure gauge, 1.5in diameter, 0 to 60 psig/0 to 400 kPa, black steel dry case, brass wetted parts, 1/8in male NPT process connection, lower mount. | Stock | 8.25 | 9.25
G15-BDV-8CB | ProSense mechanical pressure gauge, 1.5in diameter, -30 to 0in Hg vacuum/-100 to 0 kPa, black steel dry case, brass wetted parts, 1/8in male NPT process connection, center back mount. | Stock | 8.25 | 9
G15-BDV-8LB | ProSense mechanical pressure gauge, 1.5in diameter, -30 to 0in Hg vacuum/-100 to 0 kPa, black steel dry case, brass wetted parts, 1/8in male NPT process connection, lower mount. | Stock | 8.25 | 9.25
G201608CE-P10 | Integra Genesis series enclosure, NEMA 1/2/3/3R/3S/4/4X/5/6/6P/12/13, 20 x 16 x 8in (HxWxD), wall mount, polycarbonate, gray, gloss finish, clear polycarbonate single-door, glass-filled nylon quick-release latch, padlock hasp and staple. | Stock | 460 | 483
G201608E-P10 | Integra Genesis series enclosure, NEMA 1/2/3/3R/3S/4/4X/5/6/6P/12/13, 20 x 16 x 8in (HxWxD), wall mount, polycarbonate, gray, gloss finish, single-door, glass-filled nylon quick-release latch, padlock hasp and staple. | Stock | 417 | 439
G20-BD100-4CB | ProSense mechanical pressure gauge, 2in diameter, 0 to 100 psig/0 to 700 kPa, black steel dry case, brass wetted parts, 1/4in male NPT process connection, center back mount. | Stock | 8.5 | 9.5
G20-BD100-4LB | ProSense mechanical pressure gauge, 2in diameter, 0 to 100 psig/0 to 700 kPa, black steel dry case, brass wetted parts, 1/4in male NPT process connection, lower mount. | Stock | 8.5 | 9.5
G20-BD160-4CB | ProSense mechanical pressure gauge, 2in diameter, 0 to 160 psig/0 to 1100 kPa, black steel dry case, brass wetted parts, 1/4in male NPT process connection, center back mount. | Stock | 8.5 | 9.5
G20-BD160-4LB | ProSense mechanical pressure gauge, 2in diameter, 0 to 160 psig/0 to 1100 kPa, black steel dry case, brass wetted parts, 1/4in male NPT process connection, lower mount. | Stock | 8.5 | 9.5
G20-BD200-4CB | ProSense mechanical pressure gauge, 2in diameter, 0 to 200 psig/0 to 1400 kPa, black steel dry case, brass wetted parts, 1/4in male NPT process connection, center back mount. | Stock | 8.5 | 9.5
G20-BD200-4LB | ProSense mechanical pressure gauge, 2in diameter, 0 to 200 psig/0 to 1400 kPa, black steel dry case, brass wetted parts, 1/4in male NPT process connection, lower mount. | Stock | 8.5 | 9.5
G20-BD30-4CB | ProSense mechanical pressure gauge, 2in diameter, 0 to 30 psig/0 to 200 kPa, black steel dry case, brass wetted parts, 1/4in male NPT process connection, center back mount. | Stock | 8.5 | 9.5
G20-BD30-4LB | ProSense mechanical pressure gauge, 2in diameter, 0 to 30 psig/0 to 200 kPa, black steel dry case, brass wetted parts, 1/4in male NPT process connection, lower mount. | Stock | 8.5 | 9.5
G20-BD60-4CB | ProSense mechanical pressure gauge, 2in diameter, 0 to 60 psig/0 to 400 kPa, black steel dry case, brass wetted parts, 1/4in male NPT process connection, center back mount. | Stock | 8.5 | 9.5
G20-BD60-4LB | ProSense mechanical pressure gauge, 2in diameter, 0 to 60 psig/0 to 400 kPa, black steel dry case, brass wetted parts, 1/4in male NPT process connection, lower mount. | Stock | 8.5 | 9.5
G20-BDV-4CB | ProSense mechanical pressure gauge, 2in diameter, -30 to 0in Hg vacuum/-100 to 0 kPa, black steel dry case, brass wetted parts, 1/4in male NPT process connection, center back mount. | Stock | 8.5 | 9.5
G20-BDV-4LB | ProSense mechanical pressure gauge, 2in diameter, -30 to 0in Hg vacuum/-100 to 0 kPa, black steel dry case, brass wetted parts, 1/4in male NPT process connection, lower mount. | Stock | 8.5 | 9.5
G242410CE-P10 | Integra Genesis series enclosure, NEMA 1/2/3/3R/3S/4/4X/5/6/6P/12/13, 24 x 24 x 10in (HxWxD), wall mount, polycarbonate, gray, gloss finish, clear polycarbonate single-door, glass-filled nylon quick-release latch, padlock hasp and staple. | Stock | 665 | 699
G242410E-P10 | Integra Genesis series enclosure, NEMA 1/2/3/3R/3S/4/4X/5/6/6P/12/13, 24 x 24 x 10in (HxWxD), wall mount, polycarbonate, gray, gloss finish, single-door, glass-filled nylon quick-release latch, padlock hasp and staple. | Stock | 577 | 606
G25-BD1000-4LB | ProSense mechanical pressure gauge, 2.5in diameter, 0 to 1000 psig/0 to 7000 kPa, black steel dry case, brass wetted parts, 1/4in male NPT process connection, lower mount. | Stock | 8.75 | 9.75
G25-BD100-4CB | ProSense mechanical pressure gauge, 2.5in diameter, 0 to 100 psig/0 to 700 kPa, black steel dry case, brass wetted parts, 1/4in male NPT process connection, center back mount. | Stock | 8.75 | 9.75
G25-BD100-4LB | ProSense mechanical pressure gauge, 2.5in diameter, 0 to 100 psig/0 to 700 kPa, black steel dry case, brass wetted parts, 1/4in male NPT process connection, lower mount. | Stock | 8.75 | 9.75
G25-BD160-4CB | ProSense mechanical pressure gauge, 2.5in diameter, 0 to 160 psig/0 to 1100 kPa, black steel dry case, brass wetted parts, 1/4in male NPT process connection, center back mount. | Stock | 8.75 | 9.75
G25-BD160-4LB | ProSense mechanical pressure gauge, 2.5in diameter, 0 to 160 psig/0 to 1100 kPa, black steel dry case, brass wetted parts, 1/4in male NPT process connection, lower mount. | Stock | 8.75 | 9.75
G25-BD200-4CB | ProSense mechanical pressure gauge, 2.5in diameter, 0 to 200 psig/0 to 1400 kPa, black steel dry case, brass wetted parts, 1/4in male NPT process connection, center back mount. | Stock | 8.75 | 9.75
G25-BD200-4LB | ProSense mechanical pressure gauge, 2.5in diameter, 0 to 200 psig/0 to 1400 kPa, black steel dry case, brass wetted parts, 1/4in male NPT process connection, lower mount. | Stock | 8.75 | 9.75
G25-BD300-4LB | ProSense mechanical pressure gauge, 2.5in diameter, 0 to 300 psig/0 to 2000 kPa, black steel dry case, brass wetted parts, 1/4in male NPT process connection, lower mount. | Stock | 8.75 | 9.75
G25-BD30-4CB | ProSense mechanical pressure gauge, 2.5in diameter, 0 to 30 psig/0 to 200 kPa, black steel dry case, brass wetted parts, 1/4in male NPT process connection, center back mount. | Stock | 8.75 | 9.75
G25-BD30-4LB | ProSense mechanical pressure gauge, 2.5in diameter, 0 to 30 psig/0 to 200 kPa, black steel dry case, brass wetted parts, 1/4in male NPT process connection, lower mount. | Stock | 8.75 | 9.75
G25-BD600-4LB | ProSense mechanical pressure gauge, 2.5in diameter, 0 to 600 psig/0 to 4000 kPa, black steel dry case, brass wetted parts, 1/4in male NPT process connection, lower mount. | Stock | 8.75 | 9.75
G25-BD60-4CB | ProSense mechanical pressure gauge, 2.5in diameter, 0 to 60 psig/0 to 400 kPa, black steel dry case, brass wetted parts, 1/4in male NPT process connection, center back mount. | Stock | 8.75 | 9.75
G25-BD60-4LB | ProSense mechanical pressure gauge, 2.5in diameter, 0 to 60 psig/0 to 400 kPa, black steel dry case, brass wetted parts, 1/4in male NPT process connection, lower mount. | Stock | 8.75 | 9.75
G25-BDV-4CB | ProSense mechanical pressure gauge, 2.5in diameter, -30 to 0in Hg vacuum/-100 to 0 kPa, black steel dry case, brass wetted parts, 1/4in male NPT process connection, center back mount. | Stock | 8.75 | 9.75
G25-BDV-4LB | ProSense mechanical pressure gauge, 2.5in diameter, -30 to 0in Hg vacuum/-100 to 0 kPa, black steel dry case, brass wetted parts, 1/4in male NPT process connection, lower mount. | Stock | 8.75 | 9.75
G25-SD1000-4LS | ProSense mechanical pressure gauge, 2.5in diameter, 0 to 1000 psig/0 to 7000 kPa, stainless steel dry case, stainless steel wetted parts, 1/4in male NPT process connection, lower mount. | Stock | 30 | 33
G25-SD100-4CS | ProSense mechanical pressure gauge, 2.5in diameter, 0 to 100 psig/0 to 700 kPa, stainless steel dry case, stainless steel wetted parts, 1/4in male NPT process connection, center back mount. | Stock | 30 | 33
G25-SD100-4LS | ProSense mechanical pressure gauge, 2.5in diameter, 0 to 100 psig/0 to 700 kPa, stainless steel dry case, stainless steel wetted parts, 1/4in male NPT process connection, lower mount. | Stock | 30 | 33
G25-SD160-4CS | ProSense mechanical pressure gauge, 2.5in diameter, 0 to 160 psig/0 to 1100 kPa, stainless steel dry case, stainless steel wetted parts, 1/4in male NPT process connection, center back mount. | Stock | 30 | 33
G25-SD160-4LS | ProSense mechanical pressure gauge, 2.5in diameter, 0 to 160 psig/0 to 1100 kPa, stainless steel dry case, stainless steel wetted parts, 1/4in male NPT process connection, lower mount. | Stock | 30 | 33
G25-SD200-4CS | ProSense mechanical pressure gauge, 2.5in diameter, 0 to 200 psig/0 to 1400 kPa, stainless steel dry case, stainless steel wetted parts, 1/4in male NPT process connection, center back mount. | Stock | 30 | 33
G25-SD200-4LS | ProSense mechanical pressure gauge, 2.5in diameter, 0 to 200 psig/0 to 1400 kPa, stainless steel dry case, stainless steel wetted parts, 1/4in male NPT process connection, lower mount. | Stock | 30 | 33
G25-SD300-4LS | ProSense mechanical pressure gauge, 2.5in diameter, 0 to 300 psig/0 to 2100 kPa, stainless steel dry case, stainless steel wetted parts, 1/4in male NPT process connection, lower mount. | Stock | 30 | 33
G25-SD30-4CS | ProSense mechanical pressure gauge, 2.5in diameter, 0 to 30 psig/0 to 210 kPa, stainless steel dry case, stainless steel wetted parts, 1/4in male NPT process connection, center back mount. | Stock | 30 | 33
G25-SD30-4LS | ProSense mechanical pressure gauge, 2.5in diameter, 0 to 30 psig/0 to 210 kPa, stainless steel dry case, stainless steel wetted parts, 1/4in male NPT process connection, lower mount. | Stock | 30 | 33
G25-SD600-4LS | ProSense mechanical pressure gauge, 2.5in diameter, 0 to 600 psig/0 to 4200 kPa, stainless steel dry case, stainless steel wetted parts, 1/4in male NPT process connection, lower mount. | Stock | 30 | 33
G25-SD60-4CS | ProSense mechanical pressure gauge, 2.5in diameter, 0 to 60 psig/0 to 420 kPa, stainless steel dry case, stainless steel wetted parts, 1/4in male NPT process connection, center back mount. | Stock | 30 | 33
G25-SD60-4LS | ProSense mechanical pressure gauge, 2.5in diameter, 0 to 60 psig/0 to 420 kPa, stainless steel dry case, stainless steel wetted parts, 1/4in male NPT process connection, lower mount. | Stock | 30 | 33
G25-SDV-4CS | ProSense mechanical pressure gauge, 2.5in diameter, -30 to 0in Hg vacuum/-100 to 0 kPa, stainless steel dry case, stainless steel wetted parts, 1/4in male NPT process connection, center back mount. | Stock | 30 | 33
G25-SDV-4LS | ProSense mechanical pressure gauge, 2.5in diameter, -30 to 0in Hg vacuum/-100 to 0 kPa, stainless steel dry case, stainless steel wetted parts, 1/4in male NPT process connection, lower mount. | Stock | 30 | 33
G25-SL1000-4CB | ProSense mechanical pressure gauge, 2.5in diameter, 0 to 1000 psig/0 to 7000 kPa, stainless steel liquid filled case, brass wetted parts, 1/4in male NPT process connection, center back mount. | Stock | 14.5 | 16
G25-SL1000-4LB | ProSense mechanical pressure gauge, 2.5in diameter, 0 to 1000 psig/0 to 7000 kPa, stainless steel liquid filled case, brass wetted parts, 1/4in male NPT process connection, lower mount. | Stock | 14.5 | 16
G25-SL1000-4LS | ProSense mechanical pressure gauge, 2.5in diameter, 0 to 1000 psig/0 to 7000 kPa, stainless steel liquid filled case, stainless steel wetted parts, 1/4in male NPT process connection, lower mount. | Stock | 31.5 | 35
G25-SL100-4CB | ProSense mechanical pressure gauge, 2.5in diameter, 0 to 100 psig/0 to 700 kPa, stainless steel liquid filled case, brass wetted parts, 1/4in male NPT process connection, center back mount. | Stock | 14.5 | 16
G25-SL100-4CS | ProSense mechanical pressure gauge, 2.5in diameter, 0 to 100 psig/0 to 700 kPa, stainless steel liquid filled case, stainless steel wetted parts, 1/4in male NPT process connection, center back mount. | Stock | 31.5 | 35
G25-SL100-4LB | ProSense mechanical pressure gauge, 2.5in diameter, 0 to 100 psig/0 to 700 kPa, stainless steel liquid filled case, brass wetted parts, 1/4in male NPT process connection, lower mount. | Stock | 14.5 | 16
G25-SL100-4LS | ProSense mechanical pressure gauge, 2.5in diameter, 0 to 100 psig/0 to 700 kPa, stainless steel liquid filled case, stainless steel wetted parts, 1/4in male NPT process connection, lower mount. | Stock | 31.5 | 35
G25-SL1500-4CB | ProSense mechanical pressure gauge, 2.5in diameter, 0 to 1500 psig/0 to 10000 kPa, stainless steel liquid filled case, brass wetted parts, 1/4in male NPT process connection, center back mount. | Stock | 14.5 | 16
G25-SL1500-4LB | ProSense mechanical pressure gauge, 2.5in diameter, 0 to 1500 psig/0 to 10000 kPa, stainless steel liquid filled case, brass wetted parts, 1/4in male NPT process connection, lower mount. | Stock | 14.5 | 16
G25-SL160-4CB | ProSense mechanical pressure gauge, 2.5in diameter, 0 to 160 psig/0 to 1100 kPa, stainless steel liquid filled case, brass wetted parts, 1/4in male NPT process connection, center back mount. | Stock | 14.5 | 16
G25-SL160-4CS | ProSense mechanical pressure gauge, 2.5in diameter, 0 to 160 psig/0 to 1100 kPa, stainless steel liquid filled case, stainless steel wetted parts, 1/4in male NPT process connection, center back mount. | Stock | 31.5 | 35
G25-SL160-4LB | ProSense mechanical pressure gauge, 2.5in diameter, 0 to 160 psig/0 to 1100 kPa, stainless steel liquid filled case, brass wetted parts, 1/4in male NPT process connection, lower mount. | Stock | 14.5 | 16
G25-SL160-4LS | ProSense mechanical pressure gauge, 2.5in diameter, 0 to 160 psig/0 to 1100 kPa, stainless steel liquid filled case, stainless steel wetted parts, 1/4in male NPT process connection, lower mount. | Stock | 31.5 | 35
G25-SL2000-4CB | ProSense mechanical pressure gauge, 2.5in diameter, 0 to 2000 psig/0 to 14000 kPa, stainless steel liquid filled case, brass wetted parts, 1/4in male NPT process connection, center back mount. | Stock | 14.5 | 16
G25-SL2000-4LB | ProSense mechanical pressure gauge, 2.5in diameter, 0 to 2000 psig/0 to 14000 kPa, stainless steel liquid filled case, brass wetted parts, 1/4in male NPT process connection, lower mount. | Stock | 14.5 | 16
G25-SL200-4CB | ProSense mechanical pressure gauge, 2.5in diameter, 0 to 200 psig/0 to 1400 kPa, stainless steel liquid filled case, brass wetted parts, 1/4in male NPT process connection, center back mount. | Stock | 14.5 | 16
G25-SL200-4CS | ProSense mechanical pressure gauge, 2.5in diameter, 0 to 200 psig/0 to 1400 kPa, stainless steel liquid filled case, stainless steel wetted parts, 1/4in male NPT process connection, center back mount. | Stock | 31.5 | 35
G25-SL200-4LB | ProSense mechanical pressure gauge, 2.5in diameter, 0 to 200 psig/0 to 1400 kPa, stainless steel liquid filled case, brass wetted parts, 1/4in male NPT process connection, lower mount. | Stock | 14.5 | 16
G25-SL200-4LS | ProSense mechanical pressure gauge, 2.5in diameter, 0 to 200 psig/0 to 1400 kPa, stainless steel liquid filled case, stainless steel wetted parts, 1/4in male NPT process connection, lower mount. | Stock | 31.5 | 35
G25-SL3000-4CB | ProSense mechanical pressure gauge, 2.5in diameter, 0 to 3000 psig/0 to 21000 kPa, stainless steel liquid filled case, brass wetted parts, 1/4in male NPT process connection, center back mount. | Stock | 14.5 | 16
G25-SL3000-4LB | ProSense mechanical pressure gauge, 2.5in diameter, 0 to 3000 psig/0 to 21000 kPa, stainless steel liquid filled case, brass wetted parts, 1/4in male NPT process connection, lower mount. | Stock | 14.5 | 16
G25-SL300-4CB | ProSense mechanical pressure gauge, 2.5in diameter, 0 to 300 psig/0 to 2100 kPa, stainless steel liquid filled case, brass wetted parts, 1/4in male NPT process connection, center back mount. | Stock | 14.5 | 16
G25-SL300-4LB | ProSense mechanical pressure gauge, 2.5in diameter, 0 to 300 psig/0 to 2100 kPa, stainless steel liquid filled case, brass wetted parts, 1/4in male NPT process connection, lower mount. | Stock | 14.5 | 16
G25-SL300-4LS | ProSense mechanical pressure gauge, 2.5in diameter, 0 to 300 psig/0 to 2100 kPa, stainless steel liquid filled case, stainless steel wetted parts, 1/4in male NPT process connection, lower mount. | Stock | 31.5 | 35
G25-SL30-4CB | ProSense mechanical pressure gauge, 2.5in diameter, 0 to 30 psig/0 to 210 kPa, stainless steel liquid filled case, brass wetted parts, 1/4in male NPT process connection, center back mount. | Stock | 14.5 | 16
G25-SL30-4CS | ProSense mechanical pressure gauge, 2.5in diameter, 0 to 30 psig/0 to 210 kPa, stainless steel liquid filled case, stainless steel wetted parts, 1/4in male NPT process connection, center back mount. | Stock | 31.5 | 35
G25-SL30-4LB | ProSense mechanical pressure gauge, 2.5in diameter, 0 to 30 psig/0 to 210 kPa, stainless steel liquid filled case, brass wetted parts, 1/4in male NPT process connection, lower mount. | Stock | 14.5 | 16
G25-SL30-4LS | ProSense mechanical pressure gauge, 2.5in diameter, 0 to 30 psig/0 to 210 kPa, stainless steel liquid filled case, stainless steel wetted parts, 1/4in male NPT process connection, lower mount. | Stock | 31.5 | 35
G25-SL6000-4CB | ProSense mechanical pressure gauge, 2.5in diameter, 0 to 6000 psig/0 to 42000 kPa, stainless steel liquid filled case, brass wetted parts, 1/4in male NPT process connection, center back mount. | Stock | 14.5 | 16
G25-SL6000-4LB | ProSense mechanical pressure gauge, 2.5in diameter, 0 to 6000 psig/0 to 42000 kPa, stainless steel liquid filled case, brass wetted parts, 1/4in male NPT process connection, lower mount. | Stock | 14.5 | 16
G25-SL600-4CB | ProSense mechanical pressure gauge, 2.5in diameter, 0 to 600 psig/0 to 4200 kPa, stainless steel liquid filled case, brass wetted parts, 1/4in male NPT process connection, center back mount. | Stock | 14.5 | 16
G25-SL600-4LB | ProSense mechanical pressure gauge, 2.5in diameter, 0 to 600 psig/0 to 4200 kPa, stainless steel liquid filled case, brass wetted parts, 1/4in male NPT process connection, lower mount. | Stock | 14.5 | 16
G25-SL600-4LS | ProSense mechanical pressure gauge, 2.5in diameter, 0 to 600 psig/0 to 4200 kPa, stainless steel liquid filled case, stainless steel wetted parts, 1/4in male NPT process connection, lower mount. | Stock | 31.5 | 35
G25-SL60-4CB | ProSense mechanical pressure gauge, 2.5in diameter, 0 to 60 psig/0 to 420 kPa, stainless steel liquid filled case, brass wetted parts, 1/4in male NPT process connection, center back mount. | Stock | 14.5 | 16
G25-SL60-4CS | ProSense mechanical pressure gauge, 2.5in diameter, 0 to 60 psig/0 to 420 kPa, stainless steel liquid filled case, stainless steel wetted parts, 1/4in male NPT process connection, center back mount. | Stock | 31.5 | 35
G25-SL60-4LB | ProSense mechanical pressure gauge, 2.5in diameter, 0 to 60 psig/0 to 420 kPa, stainless steel liquid filled case, brass wetted parts, 1/4in male NPT process connection, lower mount. | Stock | 14.5 | 16
G25-SL60-4LS | ProSense mechanical pressure gauge, 2.5in diameter, 0 to 60 psig/0 to 420 kPa, stainless steel liquid filled case, stainless steel wetted parts, 1/4in male NPT process connection, lower mount. | Stock | 31.5 | 35
G25-SLV-4CB | ProSense mechanical pressure gauge, 2.5in diameter, -30 to 0in Hg vacuum/-100 to 0 kPa, stainless steel liquid filled case, brass wetted parts, 1/4in male NPT process connection, center back mount. | Stock | 14.5 | 16
G25-SLV-4CS | ProSense mechanical pressure gauge, 2.5in diameter, -30 to 0in Hg vacuum/-100 to 0 kPa, stainless steel liquid filled case, stainless steel wetted parts, 1/4in male NPT process connection, center back mount. | Stock | 31.5 | 35
G25-SLV-4LB | ProSense mechanical pressure gauge, 2.5in diameter, -30 to 0in Hg vacuum/-100 to 0 kPa, stainless steel liquid filled case, brass wetted parts, 1/4in male NPT process connection, lower mount. | Stock | 14.5 | 16
G25-SLV-4LS | ProSense mechanical pressure gauge, 2.5in diameter, -30 to 0in Hg vacuum/-100 to 0 kPa, stainless steel liquid filled case, stainless steel wetted parts, 1/4in male NPT process connection, lower mount. | Stock | 31.5 | 35
G32M025MD-MC | NITRA pneumatic air cylinder, ISO 15552, 32mm bore, 25mm stroke, double acting, magnetic piston, front and rear adjustable cushions. | Stock | 63 | 66
G32M050MD-MC | NITRA pneumatic air cylinder, ISO 15552, 32mm bore, 50mm stroke, double acting, magnetic piston, front and rear adjustable cushions. | Stock | 65 | 68
G32M075MD-MC | NITRA pneumatic air cylinder, ISO 15552, 32mm bore, 75mm stroke, double acting, magnetic piston, front and rear adjustable cushions. | Stock | 69 | 72
G32M100MD-MC | NITRA pneumatic air cylinder, ISO 15552, 32mm bore, 100mm stroke, double acting, magnetic piston, front and rear adjustable cushions. | Stock | 70 | 73
G32M125MD-MC | NITRA pneumatic air cylinder, ISO 15552, 32mm bore, 125mm stroke, double acting, magnetic piston, front and rear adjustable cushions. | Stock | 72 | 75
G32M150MD-MC | NITRA pneumatic air cylinder, ISO 15552, 32mm bore, 150mm stroke, double acting, magnetic piston, front and rear adjustable cushions. | Stock | 73 | 76
G32M200MD-MC | NITRA pneumatic air cylinder, ISO 15552, 32mm bore, 200mm stroke, double acting, magnetic piston, front and rear adjustable cushions. | Stock | 77 | 80
G32M250MD-MC | NITRA pneumatic air cylinder, ISO 15552, 32mm bore, 250mm stroke, double acting, magnetic piston, front and rear adjustable cushions. | Stock | 81 | 84
G32M300MD-MC | NITRA pneumatic air cylinder, ISO 15552, 32mm bore, 300mm stroke, double acting, magnetic piston, front and rear adjustable cushions. | Stock | 84 | 87
G32M400MD-MC | NITRA pneumatic air cylinder, ISO 15552, 32mm bore, 400mm stroke, double acting, magnetic piston, front and rear adjustable cushions. | Stock | 90 | 94
G32M500MD-MC | NITRA pneumatic air cylinder, ISO 15552, 32mm bore, 500mm stroke, double acting, magnetic piston, front and rear adjustable cushions. | Stock | 96 | 100
G32M600MD-MC | NITRA pneumatic air cylinder, ISO 15552, 32mm bore, 600mm stroke, double acting, magnetic piston, front and rear adjustable cushions. | Stock | 103 | 107
G3P-015 | AutomationDirect (Eaton) molded case circuit breaker, 15A, 480 VAC / 250 VDC, 3-pole, characteristics, thermal magnetic, 22kA @ 480 VAC interrupting rating, panel mount. Line and load lug terminals included. | Stock | 314 | 327
G3P-015-AUX | AutomationDirect (Eaton) molded case circuit breaker, 15A, 480 VAC / 250 VDC, 3-pole, characteristics, thermal magnetic, 22kA @ 480 VAC interrupting rating, panel mount. Line and load lug terminals and factory installed auxiliary contact included. | Stock | 374 | 389
G3P-020 | AutomationDirect (Eaton) molded case circuit breaker, 20A, 480 VAC / 250 VDC, 3-pole, characteristics, thermal magnetic, 22kA @ 480 VAC interrupting rating, panel mount. Line and load lug terminals included. | Stock | 314 | 327
G3P-020-AUX | AutomationDirect (Eaton) molded case circuit breaker, 20A, 480 VAC / 250 VDC, 3-pole, characteristics, thermal magnetic, 22kA @ 480 VAC interrupting rating, panel mount. Line and load lug terminals and factory installed auxiliary contact included. | Stock | 374 | 389
G3P-025 | AutomationDirect (Eaton) molded case circuit breaker, 25A, 480 VAC / 250 VDC, 3-pole, characteristics, thermal magnetic, 22kA @ 480 VAC interrupting rating, panel mount. Line and load lug terminals included. | Stock | 314 | 327
G3P-030 | AutomationDirect (Eaton) molded case circuit breaker, 30A, 480 VAC / 250 VDC, 3-pole, characteristics, thermal magnetic, 22kA @ 480 VAC interrupting rating, panel mount. Line and load lug terminals included. | Stock | 314 | 327
G3P-030-AUX | AutomationDirect (Eaton) molded case circuit breaker, 30A, 480 VAC / 250 VDC, 3-pole, characteristics, thermal magnetic, 22kA @ 480 VAC interrupting rating, panel mount. Line and load lug terminals and factory installed auxiliary contact included. | Stock | 374 | 389
G3P-030-STAC | AutomationDirect (Eaton) molded case circuit breaker, 30A, 480 VAC / 250 VDC, 3-pole, characteristics, thermal magnetic, 22kA @ 480 VAC interrupting rating, panel mount. Line and load lug terminals and factory installed 120 VAC shunt trip included. | Stock | 374 | 389
G3P-030-STDC | AutomationDirect (Eaton) molded case circuit breaker, 30A, 480 VAC / 250 VDC, 3-pole, characteristics, thermal magnetic, 22kA @ 480 VAC interrupting rating, panel mount. Line and load lug terminals and factory installed 24 VDC shunt trip included. | Stock | 374 | 389
G3P-030-UVAC | AutomationDirect (Eaton) molded case circuit breaker, 30A, 480 VAC / 250 VDC, 3-pole, characteristics, thermal magnetic, 22kA @ 480 VAC interrupting rating, panel mount. Line and load lug terminals and factory installed 120 VAC undervoltage release included. | Stock | 374 | 389
G3P-040 | AutomationDirect (Eaton) molded case circuit breaker, 40A, 480 VAC / 250 VDC, 3-pole, characteristics, thermal magnetic, 22kA @ 480 VAC interrupting rating, panel mount. Line and load lug terminals included. | Stock | 314 | 327
G3P-050 | AutomationDirect (Eaton) molded case circuit breaker, 50A, 480 VAC / 250 VDC, 3-pole, characteristics, thermal magnetic, 22kA @ 480 VAC interrupting rating, panel mount. Line and load lug terminals included. | Stock | 314 | 327
G3P-060 | AutomationDirect (Eaton) molded case circuit breaker, 60A, 480 VAC / 250 VDC, 3-pole, characteristics, thermal magnetic, 22kA @ 480 VAC interrupting rating, panel mount. Line and load lug terminals included. | Stock | 314 | 327
G3P-060-AUX | AutomationDirect (Eaton) molded case circuit breaker, 60A, 480 VAC / 250 VDC, 3-pole, characteristics, thermal magnetic, 22kA @ 480 VAC interrupting rating, panel mount. Line and load lug terminals and factory installed auxiliary contact included. | Stock | 374 | 389
G3P-060-STAC | AutomationDirect (Eaton) molded case circuit breaker, 60A, 480 VAC / 250 VDC, 3-pole, characteristics, thermal magnetic, 22kA @ 480 VAC interrupting rating, panel mount. Line and load lug terminals and factory installed 120 VAC shunt trip included. | Stock | 374 | 389
G3P-060-STDC | AutomationDirect (Eaton) molded case circuit breaker, 60A, 480 VAC / 250 VDC, 3-pole, characteristics, thermal magnetic, 22kA @ 480 VAC interrupting rating, panel mount. Line and load lug terminals and factory installed 24 VDC shunt trip included. | Stock | 374 | 389
G3P-060-UVAC | AutomationDirect (Eaton) molded case circuit breaker, 60A, 480 VAC / 250 VDC, 3-pole, characteristics, thermal magnetic, 22kA @ 480 VAC interrupting rating, panel mount. Line and load lug terminals and factory installed 120 VAC undervoltage release included. | Stock | 374 | 389
G3P-070 | AutomationDirect (Eaton) molded case circuit breaker, 70A, 480 VAC / 250 VDC, 3-pole, characteristics, thermal magnetic, 22kA @ 480 VAC interrupting rating, panel mount. Line and load lug terminals included. | Stock | 314 | 327
G3P-080 | AutomationDirect (Eaton) molded case circuit breaker, 80A, 480 VAC / 250 VDC, 3-pole, characteristics, thermal magnetic, 22kA @ 480 VAC interrupting rating, panel mount. Line and load lug terminals included. | Stock | 314 | 327
G3P-090 | AutomationDirect (Eaton) molded case circuit breaker, 90A, 480 VAC / 250 VDC, 3-pole, characteristics, thermal magnetic, 22kA @ 480 VAC interrupting rating, panel mount. Line and load lug terminals included. | Stock | 314 | 327
G3P-100 | AutomationDirect (Eaton) molded case circuit breaker, 100A, 480 VAC / 250 VDC, 3-pole, characteristics, thermal magnetic, 22kA @ 480 VAC interrupting rating, panel mount. Line and load lug terminals included. | Stock | 314 | 327
G3P-100-AUX | AutomationDirect (Eaton) molded case circuit breaker, 100A, 480 VAC / 250 VDC, 3-pole, characteristics, thermal magnetic, 22kA @ 480 VAC interrupting rating, panel mount. Line and load lug terminals and factory installed auxiliary contact included. | Stock | 374 | 389
G3P-100-STAC | AutomationDirect (Eaton) molded case circuit breaker, 100A, 480 VAC / 250 VDC, 3-pole, characteristics, thermal magnetic, 22kA @ 480 VAC interrupting rating, panel mount. Line and load lug terminals and factory installed 120 VAC shunt trip included. | Stock | 374 | 389
G3P-100-STDC | AutomationDirect (Eaton) molded case circuit breaker, 100A, 480 VAC / 250 VDC, 3-pole, characteristics, thermal magnetic, 22kA @ 480 VAC interrupting rating, panel mount. Line and load lug terminals and factory installed 24 VDC shunt trip included. | Stock | 374 | 389
G3P-100-UVAC | AutomationDirect (Eaton) molded case circuit breaker, 100A, 480 VAC / 250 VDC, 3-pole, characteristics, thermal magnetic, 22kA @ 480 VAC interrupting rating, panel mount. Line and load lug terminals and factory installed 120 VAC undervoltage release included. | Stock | 374 | 389
G40M025MD-MC | NITRA pneumatic air cylinder, ISO 15552, 40mm bore, 25mm stroke, double acting, magnetic piston, front and rear adjustable cushions. | Stock | 74 | 77
G40M050MD-MC | NITRA pneumatic air cylinder, ISO 15552, 40mm bore, 50mm stroke, double acting, magnetic piston, front and rear adjustable cushions. | Stock | 76 | 79
G40M075MD-MC | NITRA pneumatic air cylinder, ISO 15552, 40mm bore, 75mm stroke, double acting, magnetic piston, front and rear adjustable cushions. | Stock | 77 | 80
G40M100MD-MC | NITRA pneumatic air cylinder, ISO 15552, 40mm bore, 100mm stroke, double acting, magnetic piston, front and rear adjustable cushions. | Stock | 81 | 84
G40M125MD-MC | NITRA pneumatic air cylinder, ISO 15552, 40mm bore, 125mm stroke, double acting, magnetic piston, front and rear adjustable cushions. | Stock | 82 | 85
G40M150MD-MC | NITRA pneumatic air cylinder, ISO 15552, 40mm bore, 150mm stroke, double acting, magnetic piston, front and rear adjustable cushions. | Stock | 84 | 87
G40M200MD-MC | NITRA pneumatic air cylinder, ISO 15552, 40mm bore, 200mm stroke, double acting, magnetic piston, front and rear adjustable cushions. | Stock | 88 | 92
G40M250MD-MC | NITRA pneumatic air cylinder, ISO 15552, 40mm bore, 250mm stroke, double acting, magnetic piston, front and rear adjustable cushions. | Stock | 92 | 96
G40M300MD-MC | NITRA pneumatic air cylinder, ISO 15552, 40mm bore, 300mm stroke, double acting, magnetic piston, front and rear adjustable cushions. | Stock | 96 | 100
G40M400MD-MC | NITRA pneumatic air cylinder, ISO 15552, 40mm bore, 400mm stroke, double acting, magnetic piston, front and rear adjustable cushions. | Stock | 104 | 108
G40M500MD-MC | NITRA pneumatic air cylinder, ISO 15552, 40mm bore, 500mm stroke, double acting, magnetic piston, front and rear adjustable cushions. | Stock | 113 | 118
G40M600MD-MC | NITRA pneumatic air cylinder, ISO 15552, 40mm bore, 600mm stroke, double acting, magnetic piston, front and rear adjustable cushions. | Stock | 121 | 126
G50M025MD-MC | NITRA pneumatic air cylinder, ISO 15552, 50mm bore, 25mm stroke, double acting, magnetic piston, front and rear adjustable cushions. | Stock | 85 | 88
G50M050MD-MC | NITRA pneumatic air cylinder, ISO 15552, 50mm bore, 50mm stroke, double acting, magnetic piston, front and rear adjustable cushions. | Stock | 89 | 93
G50M075MD-MC | NITRA pneumatic air cylinder, ISO 15552, 50mm bore, 75mm stroke, double acting, magnetic piston, front and rear adjustable cushions. | Stock | 91 | 95
G50M100MD-MC | NITRA pneumatic air cylinder, ISO 15552, 50mm bore, 100mm stroke, double acting, magnetic piston, front and rear adjustable cushions. | Stock | 93 | 97
G50M125MD-MC | NITRA pneumatic air cylinder, ISO 15552, 50mm bore, 125mm stroke, double acting, magnetic piston, front and rear adjustable cushions. | Stock | 96 | 100
G50M150MD-MC | NITRA pneumatic air cylinder, ISO 15552, 50mm bore, 150mm stroke, double acting, magnetic piston, front and rear adjustable cushions. | Stock | 98 | 102
G50M200MD-MC | NITRA pneumatic air cylinder, ISO 15552, 50mm bore, 200mm stroke, double acting, magnetic piston, front and rear adjustable cushions. | Stock | 103 | 107
G50M250MD-MC | NITRA pneumatic air cylinder, ISO 15552, 50mm bore, 250mm stroke, double acting, magnetic piston, front and rear adjustable cushions. | Stock | 108 | 112
G50M300MD-MC | NITRA pneumatic air cylinder, ISO 15552, 50mm bore, 300mm stroke, double acting, magnetic piston, front and rear adjustable cushions. | Stock | 114 | 119
G50M400MD-MC | NITRA pneumatic air cylinder, ISO 15552, 50mm bore, 400mm stroke, double acting, magnetic piston, front and rear adjustable cushions. | Stock | 125 | 130
G50M500MD-MC | NITRA pneumatic air cylinder, ISO 15552, 50mm bore, 500mm stroke, double acting, magnetic piston, front and rear adjustable cushions. | Stock | 136 | 141
G50M600MD-MC | NITRA pneumatic air cylinder, ISO 15552, 50mm bore, 600mm stroke, double acting, magnetic piston, front and rear adjustable cushions. | Stock | 146 | 152
G570 | Marathon standard efficiency AC induction motor, general purpose and 4-in-1, 1/3hp, 1-phase, 115/208-230 VAC, 1800rpm, TEFC, 56C frame, rolled steel, removable base/C-face mount. | Stock | 285 | 296
G571 | Marathon standard efficiency AC induction motor, general purpose and 4-in-1, 1/2hp, 1-phase, 115/208-230 VAC, 1800rpm, TEFC, 56C frame, rolled steel, removable base/C-face mount. | Stock | 327 | 340
G572 | Marathon standard efficiency AC induction motor, general purpose and 4-in-1, 3/4hp, 1-phase, 115/208-230 VAC, 1800rpm, TEFC, 56C frame, rolled steel, removable base/C-face mount. | Stock | 394 | 410
G573 | Marathon standard efficiency AC induction motor, general purpose and 4-in-1, 1hp, 1-phase, 115/208-230 VAC, 1800rpm, TEFC, 56HC frame, rolled steel, removable base/C-face mount. | Stock | 405 | 421
G574 | Marathon standard efficiency AC induction motor, general purpose and 4-in-1, 1-1/2hp, 1-phase, 115/208-230 VAC, 1800rpm, TEFC, 56HC frame, rolled steel, removable base/C-face mount. | Stock | 465 | 484
G575 | Marathon standard efficiency AC induction motor, general purpose and 4-in-1, 2hp, 1-phase, 115/208-230 VAC, 1800rpm, TEFC, 56HC frame, rolled steel, removable base/C-face mount. | Stock | 596 | 620
G580 | Marathon XRI series standard efficiency AC induction motor, general purpose, 4-in-1 and high-performance inverter duty, 1/3hp, 3-phase, 208-230/460 VAC, 1800rpm, TENV, 56C frame, rolled steel, removable base/C-face mount. | Stock | 276 | 287
G581 | Marathon XRI series standard efficiency AC induction motor, general purpose, inverter rated and 4-in-1, 1/2hp, 3-phase, 208-230/460 VAC, 1800rpm, TEFC, 56C frame, rolled steel, removable base/C-face mount. | Stock | 330 | 343
G582 | Marathon XRI series standard efficiency AC induction motor, general purpose, inverter rated and 4-in-1, 3/4hp, 3-phase, 208-230/460 VAC, 1800rpm, TEFC, 56C frame, rolled steel, removable base/C-face mount. | Stock | 360 | 374
G583A | Marathon XRI series premium efficiency AC induction motor, general purpose, inverter rated and 4-in-1, 1hp, 3-phase, 230/460 VAC, suitable for 208 VAC at 60 Hz, 1800rpm, TEFC, 56HC frame, rolled steel, removable base/C-face mount. | Stock | 414 | 431
G584A | Marathon XRI series premium efficiency AC induction motor, general purpose, inverter rated and 4-in-1, 1-1/2hp, 3-phase, 230/460 VAC, suitable for 208 VAC at 60 Hz, 1800rpm, TEFC, 56HC frame, rolled steel, removable base/C-face mount. | Stock | 504 | 524
G585A | Marathon XRI series premium efficiency AC induction motor, general purpose, inverter rated and 4-in-1, 2hp, 3-phase, 230/460 VAC, suitable for 208 VAC at 60 Hz, 1800rpm, TEFC, 56HC frame, rolled steel, removable base/C-face mount. | Stock | 538 | 560
G63M025MD-MC | NITRA pneumatic air cylinder, ISO 15552, 63mm bore, 25mm stroke, double acting, magnetic piston, front and rear adjustable cushions. | Stock | 104 | 108
G63M050MD-MC | NITRA pneumatic air cylinder, ISO 15552, 63mm bore, 50mm stroke, double acting, magnetic piston, front and rear adjustable cushions. | Stock | 107 | 111
G63M075MD-MC | NITRA pneumatic air cylinder, ISO 15552, 63mm bore, 75mm stroke, double acting, magnetic piston, front and rear adjustable cushions. | Stock | 111 | 115
G63M100MD-MC | NITRA pneumatic air cylinder, ISO 15552, 63mm bore, 100mm stroke, double acting, magnetic piston, front and rear adjustable cushions. | Stock | 115 | 120
G63M125MD-MC | NITRA pneumatic air cylinder, ISO 15552, 63mm bore, 125mm stroke, double acting, magnetic piston, front and rear adjustable cushions. | Stock | 117 | 122
G63M150MD-MC | NITRA pneumatic air cylinder, ISO 15552, 63mm bore, 150mm stroke, double acting, magnetic piston, front and rear adjustable cushions. | Stock | 119 | 124
G63M200MD-MC | NITRA pneumatic air cylinder, ISO 15552, 63mm bore, 200mm stroke, double acting, magnetic piston, front and rear adjustable cushions. | Stock | 125 | 130
G63M250MD-MC | NITRA pneumatic air cylinder, ISO 15552, 63mm bore, 250mm stroke, double acting, magnetic piston, front and rear adjustable cushions. | Stock | 130 | 135
G63M300MD-MC | NITRA pneumatic air cylinder, ISO 15552, 63mm bore, 300mm stroke, double acting, magnetic piston, front and rear adjustable cushions. | Stock | 136 | 141
G63M400MD-MC | NITRA pneumatic air cylinder, ISO 15552, 63mm bore, 400mm stroke, double acting, magnetic piston, front and rear adjustable cushions. | Stock | 146 | 152
G63M500MD-MC | NITRA pneumatic air cylinder, ISO 15552, 63mm bore, 500mm stroke, double acting, magnetic piston, front and rear adjustable cushions. | Stock | 159 | 165
G63M600MD-MC | NITRA pneumatic air cylinder, ISO 15552, 63mm bore, 600mm stroke, double acting, magnetic piston, front and rear adjustable cushions. | Stock | 170 | 177
G80M025MD-MC | NITRA pneumatic air cylinder, ISO 15552, 80mm bore, 25mm stroke, double acting, magnetic piston, front and rear adjustable cushions. | Stock | 121 | 126
G80M050MD-MC | NITRA pneumatic air cylinder, ISO 15552, 80mm bore, 50mm stroke, double acting, magnetic piston, front and rear adjustable cushions. | Stock | 125 | 130
G80M075MD-MC | NITRA pneumatic air cylinder, ISO 15552, 80mm bore, 75mm stroke, double acting, magnetic piston, front and rear adjustable cushions. | Stock | 129 | 134
G80M100MD-MC | NITRA pneumatic air cylinder, ISO 15552, 80mm bore, 100mm stroke, double acting, magnetic piston, front and rear adjustable cushions. | Stock | 132 | 137
G80M125MD-MC | NITRA pneumatic air cylinder, ISO 15552, 80mm bore, 125mm stroke, double acting, magnetic piston, front and rear adjustable cushions. | Stock | 137 | 142
G80M150MD-MC | NITRA pneumatic air cylinder, ISO 15552, 80mm bore, 150mm stroke, double acting, magnetic piston, front and rear adjustable cushions. | Stock | 140 | 146
G80M200MD-MC | NITRA pneumatic air cylinder, ISO 15552, 80mm bore, 200mm stroke, double acting, magnetic piston, front and rear adjustable cushions. | Stock | 148 | 154
G80M250MD-MC | NITRA pneumatic air cylinder, ISO 15552, 80mm bore, 250mm stroke, double acting, magnetic piston, front and rear adjustable cushions. | Stock | 159 | 165
G80M300MD-MC | NITRA pneumatic air cylinder, ISO 15552, 80mm bore, 300mm stroke, double acting, magnetic piston, front and rear adjustable cushions. | Stock | 167 | 174
G80M400MD-MC | NITRA pneumatic air cylinder, ISO 15552, 80mm bore, 400mm stroke, double acting, magnetic piston, front and rear adjustable cushions. | Stock | 182 | 189
G80M500MD-MC | NITRA pneumatic air cylinder, ISO 15552, 80mm bore, 500mm stroke, double acting, magnetic piston, front and rear adjustable cushions. | Stock | 200 | 208
G80M600MD-MC | NITRA pneumatic air cylinder, ISO 15552, 80mm bore, 600mm stroke, double acting, magnetic piston, front and rear adjustable cushions. | Stock | 215 | 224
G915A | Marathon standard efficiency AC induction motor, general purpose, 3/4hp, 1-phase, 115/230 VAC, suitable for 208 VAC at 60 Hz, 3600rpm, ODP, 56 frame, rolled steel, rigid base only mount. | Stock | 274 | 285
G937A | Marathon standard efficiency AC induction motor, general purpose, 1-1/2hp, 1-phase, 115/230 VAC, suitable for 208 VAC at 60 Hz, 3600rpm, ODP, 56 frame, rolled steel, rigid base only mount. | Stock | 473 | 492
GB-210005 | IDEM rear escape handle. For use with GBA-1 or GBL-1 series gate bolts. | Stock | 13.75 | 15.5
GB-210006 | IDEM spring loaded catch. For use with GBA-1 or GBL-1 series gate bolts. | Stock | 13.75 | 15.5
GBA-1-210003 | IDEM left hand gate bolt. For use with KM series safety switches. Actuating tongue (key) included. | Stock | 103 | 120
GBA-1-210004 | IDEM Right hand gate bolt. For use with KM series safety switches. Actuating tongue (key) included. | Stock | 101 | 120
GBL-1-210001 | IDEM left hand gate bolt. For use with KLP or KLM series safety switches. Actuating tongue (key) included. | Stock | 105 | 124
GBL-1-210002 | IDEM right hand gate bolt. For use with KLP or KLM series safety switches. Actuating tongue (key) included. | Stock | 105 | 124
GBV10N | NITRA pneumatic threaded fitting, bleed valve, nickel-plated brass body, nickel-plated brass threads, (1) #10-32 male threaded connection(s). | Stock | 9.5 | 10
GBV14N | NITRA pneumatic threaded fitting, bleed valve, nickel-plated brass body, nickel-plated brass threads, (1) 1/4in male NPT connection(s). | Stock | 9.75 | 10
GBV18N | NITRA pneumatic threaded fitting, bleed valve, nickel-plated brass body, nickel-plated brass threads, (1) 1/8in male NPT connection(s). | Stock | 9.25 | 9.5
GCX1100 | AutomationDirect pushbutton, 22mm, momentary, (1) N.O. contact(s), metal base, metal bezel, Operator: black, flush, 30mm, round, plastic;. | Stock | 7.25 | 7.5
GCX1100-SC | AutomationDirect pushbutton, 22mm, momentary, operator only, metal base, metal bezel, Operator: black, flush, 30mm, round, plastic;. | Stock | 4.75 | 5
GCX1101 | AutomationDirect pushbutton, 22mm, momentary, (1) N.C. contact(s), metal base, metal bezel, Operator: red, flush, 30mm, round, plastic;. | Stock | 7.25 | 7.5
GCX1101-SC | AutomationDirect pushbutton, 22mm, momentary, operator only, metal base, metal bezel, Operator: red, flush, 30mm, round, plastic;. | Stock | 4.75 | 5
GCX1102 | AutomationDirect pushbutton, 22mm, momentary, (1) N.O. contact(s), metal base, metal bezel, Operator: green, flush, 30mm, round, plastic;. | Stock | 7.25 | 7.5
GCX1102-SC | AutomationDirect pushbutton, 22mm, momentary, operator only, metal base, metal bezel, Operator: green, flush, 30mm, round, plastic;. | Stock | 4.75 | 5
GCX1103 | AutomationDirect pushbutton, 22mm, momentary, (1) N.O. contact(s), metal base, metal bezel, Operator: yellow, flush, 30mm, round, plastic;. | Stock | 7.25 | 7.5
GCX1104 | AutomationDirect pushbutton, 22mm, momentary, (1) N.O. contact(s), metal base, metal bezel, Operator: blue, flush, 30mm, round, plastic;. | Stock | 7.25 | 7.5
GCX1105 | AutomationDirect pushbutton, 22mm, momentary, (1) N.O. contact(s), metal base, metal bezel, Operator: white, flush, 30mm, round, plastic;. | Stock | 7.25 | 7.5
GCX1106 | AutomationDirect pushbutton, 22mm, momentary, (1) N.C. contact(s), metal base, metal bezel, Operator: red, flush, 30mm, round, plastic, operator text "(O)";. | Stock | 8 | 8.25
GCX1107 | AutomationDirect pushbutton, 22mm, momentary, (1) N.O. contact(s), metal base, metal bezel, Operator: green, flush, 30mm, round, plastic, operator text "(I)";. | Stock | 8 | 8.25
GCX1110 | AutomationDirect pushbutton, 22mm, momentary, (1) N.O. contact(s), metal base, metal bezel, Operator: black, extended, 30mm, round, plastic;. | Stock | 8 | 8.25
GCX1110-SC | AutomationDirect pushbutton, 22mm, momentary, operator only, metal base, metal bezel, Operator: black, extended, 30mm, round, plastic;. | Stock | 4.75 | 5
GCX1111 | AutomationDirect pushbutton, 22mm, momentary, (1) N.C. contact(s), metal base, metal bezel, Operator: red, extended, 30mm, round, plastic;. | Stock | 8 | 8.25
GCX1111-SC | AutomationDirect pushbutton, 22mm, momentary, operator only, metal base, metal bezel, Operator: red, extended, 30mm, round, plastic;. | Stock | 4.75 | 5
GCX1112 | AutomationDirect pushbutton, 22mm, momentary, (1) N.O. contact(s), metal base, metal bezel, Operator: green, extended, 30mm, round, plastic;. | Stock | 8 | 8.25
GCX1112-SC | AutomationDirect pushbutton, 22mm, momentary, operator only, metal base, metal bezel, Operator: green, extended, 30mm, round, plastic;. | Stock | 4.75 | 5
GCX1113 | AutomationDirect pushbutton, 22mm, momentary, (1) N.O. contact(s), metal base, metal bezel, Operator: yellow, extended, 30mm, round, plastic;. | Stock | 8 | 8.25
GCX1114 | AutomationDirect pushbutton, 22mm, momentary, (1) N.O. contact(s), metal base, metal bezel, Operator: blue, extended, 30mm, round, plastic;. | Stock | 8 | 8.25
GCX1115 | AutomationDirect pushbutton, 22mm, momentary, (1) N.O. contact(s), metal base, metal bezel, Operator: white, extended, 30mm, round, plastic;. | Stock | 8 | 8.25
GCX1120 | AutomationDirect pushbutton, 22mm, momentary, (1) N.O. contact(s), metal base, metal bezel, Operator: black, flush, 40mm, round, plastic;. | Stock | 8.5 | 8.75
GCX1121 | AutomationDirect pushbutton, 22mm, momentary, (1) N.C. contact(s), metal base, metal bezel, Operator: red, flush, 40mm, round, plastic;. | Stock | 8.5 | 8.75
GCX1122 | AutomationDirect pushbutton, 22mm, momentary, (1) N.O. contact(s), metal base, metal bezel, Operator: green, flush, 40mm, round, plastic;. | Stock | 8.5 | 8.75
GCX1123 | AutomationDirect pushbutton, 22mm, momentary, (1) N.O. contact(s), metal base, metal bezel, Operator: yellow, flush, 40mm, round, plastic;. | Stock | 8.5 | 8.75
GCX1124 | AutomationDirect pushbutton, 22mm, momentary, (1) N.O. contact(s), metal base, metal bezel, Operator: blue, flush, 40mm, round, plastic;. | Stock | 8.5 | 8.75
GCX1125 | AutomationDirect pushbutton, 22mm, momentary, (1) N.O. contact(s), metal base, metal bezel, Operator: white, flush, 40mm, round, plastic;. | Stock | 8.5 | 8.75
GCX1131 | AutomationDirect emergency stop pushbutton, 22mm, twist-to-release, (1) N.C. contact(s), metal base, metal bezel, Operator: red, mushroom, 40mm, round, plastic;. | Stock | 14 | 14.5
GCX1134 | AutomationDirect pushbutton, 22mm, momentary, (1) N.O. contact(s), metal base, metal bezel, Operator: black, mushroom, 40mm, round, plastic;. | Stock | 11.5 | 12
GCX1135 | AutomationDirect pushbutton, 22mm, momentary, (1) N.C. contact(s), metal base, metal bezel, Operator: red, mushroom, 40mm, round, plastic;. | Stock | 11.5 | 12
GCX1136 | AutomationDirect emergency stop pushbutton, 22mm, twist-to-release, (1) N.C. contact(s), metal base, metal bezel, Operator: red, mushroom, 60mm, round, plastic;. | Stock | 17 | 17.5
GCX1137 | AutomationDirect pushbutton, 22mm, momentary, (1) N.C. contact(s), metal base, metal bezel, Operator: red, mushroom, 60mm, round, plastic;. | Stock | 14 | 14.5
GCX1139 | AutomationDirect pushbutton, 22mm, momentary, (1) N.O. contact(s), metal base, metal bezel, Operator: yellow, mushroom, 40mm, round, plastic;. | Stock | 11.5 | 12
GCX1141 | AutomationDirect emergency stop pushbutton, 22mm, key operated release, (1) N.C. contact(s), metal base, metal bezel, Operator: red, mushroom, 40mm, round, plastic;. | Stock | 19 | 20
GCX1150 | AutomationDirect pushbutton, 22mm, momentary, (1) N.O./(1) N.C. contact(s), metal base, metal bezel, Operator: red/green, double headed, 60mm, rectangular, plastic;. | Stock | 14 | 14.5
GCX1151-120 | AutomationDirect pushbutton, 22mm, momentary, incandescent illuminated, (1) N.O./(1) N.C. contact(s), metal base, metal bezel, Operator: red/green, double headed, 60mm, rectangular, plastic, 120 VAC/VDC; full voltage. | Stock | 21.5 | 22.5
GCX1151-24 | AutomationDirect pushbutton, 22mm, momentary, incandescent illuminated, (1) N.O./(1) N.C. contact(s), metal base, metal bezel, Operator: red/green, double headed, 60mm, rectangular, plastic, 24 VAC/VDC; full voltage. | Stock | 20.5 | 21.5
GCX1152 | AutomationDirect pushbutton, 22mm, momentary, (1) N.O./(1) N.C. contact(s), metal base, metal bezel, Operator: red/green, double headed, 50mm, rectangular, plastic, operator text "(I) and (0)";. | Stock | 15 | 15.5
GCX1153-120 | AutomationDirect pushbutton, 22mm, momentary, incandescent illuminated, (1) N.O./(1) N.C. contact(s), metal base, metal bezel, Operator: red/green, double headed, 50mm, rectangular, plastic, operator text "(I) and (0)", 120 VAC/VDC; full voltage. | Stock | 22.5 | 23.5
GCX1153-24 | AutomationDirect pushbutton, 22mm, momentary, incandescent illuminated, (1) N.O./(1) N.C. contact(s), metal base, metal bezel, Operator: red/green, double headed, 50mm, rectangular, plastic, operator text "(I) and (0)", 24 VAC/VDC; full voltage. | Stock | 21.5 | 22.5
GCX1191-120 | AutomationDirect pushbutton, 22mm, push ON - push OFF, incandescent illuminated, (1) N.O. contact(s), metal base, metal bezel, plastic ring, Operator: red, flush, 30mm, round, plastic, 120 VAC/VDC; full voltage. | Stock | 16.5 | 17
GCX1191-120L | AutomationDirect pushbutton, 22mm, push ON - push OFF, LED illuminated, (1) N.O. contact(s), metal base, metal bezel, plastic ring, Operator: red, flush, 30mm, round, plastic, 120 VAC/VDC; full voltage. | Stock | 27 | 28
GCX1191-24 | AutomationDirect pushbutton, 22mm, push ON - push OFF, incandescent illuminated, (1) N.O. contact(s), metal base, metal bezel, plastic ring, Operator: red, flush, 30mm, round, plastic, 24 VAC/VDC; full voltage. | Stock | 16 | 16.5
GCX1191-24L | AutomationDirect pushbutton, 22mm, push ON - push OFF, LED illuminated, (1) N.O. contact(s), metal base, metal bezel, plastic ring, Operator: red, flush, 30mm, round, plastic, 24 VAC/VDC; full voltage. | Stock | 25 | 26
GCX1192-120 | AutomationDirect pushbutton, 22mm, push ON - push OFF, incandescent illuminated, (1) N.O. contact(s), metal base, metal bezel, plastic ring, Operator: green, flush, 30mm, round, plastic, 120 VAC/VDC; full voltage. | Stock | 16.5 | 17
GCX1192-120L | AutomationDirect pushbutton, 22mm, push ON - push OFF, LED illuminated, (1) N.O. contact(s), metal base, metal bezel, plastic ring, Operator: green, flush, 30mm, round, plastic, 120 VAC/VDC; full voltage. | Stock | 27 | 28
GCX1192-24 | AutomationDirect pushbutton, 22mm, push ON - push OFF, incandescent illuminated, (1) N.O. contact(s), metal base, metal bezel, plastic ring, Operator: green, flush, 30mm, round, plastic, 24 VAC/VDC; full voltage. | Stock | 16 | 16.5
GCX1192-24L | AutomationDirect pushbutton, 22mm, push ON - push OFF, LED illuminated, (1) N.O. contact(s), metal base, metal bezel, plastic ring, Operator: green, flush, 30mm, round, plastic, 24 VAC/VDC; full voltage. | Stock | 25 | 26
GCX1193-120 | AutomationDirect pushbutton, 22mm, push ON - push OFF, incandescent illuminated, (1) N.O. contact(s), metal base, metal bezel, plastic ring, Operator: yellow, flush, 30mm, round, plastic, 120 VAC/VDC; full voltage. | Stock | 16.5 | 17
GCX1193-120L | AutomationDirect pushbutton, 22mm, push ON - push OFF, LED illuminated, (1) N.O. contact(s), metal base, metal bezel, plastic ring, Operator: yellow, flush, 30mm, round, plastic, 120 VAC/VDC; full voltage. | Stock | 27 | 28
GCX1193-24 | AutomationDirect pushbutton, 22mm, push ON - push OFF, incandescent illuminated, (1) N.O. contact(s), metal base, metal bezel, plastic ring, Operator: yellow, flush, 30mm, round, plastic, 24 VAC/VDC; full voltage. | Stock | 16 | 16.5
GCX1193-24L | AutomationDirect pushbutton, 22mm, push ON - push OFF, LED illuminated, (1) N.O. contact(s), metal base, metal bezel, plastic ring, Operator: yellow, flush, 30mm, round, plastic, 24 VAC/VDC; full voltage. | Stock | 25 | 26
GCX1194-120 | AutomationDirect pushbutton, 22mm, push ON - push OFF, incandescent illuminated, (1) N.O. contact(s), metal base, metal bezel, plastic ring, Operator: blue, flush, 30mm, round, plastic, 120 VAC/VDC; full voltage. | Stock | 16.5 | 17
GCX1194-120L | AutomationDirect pushbutton, 22mm, push ON - push OFF, LED illuminated, (1) N.O. contact(s), metal base, metal bezel, plastic ring, Operator: blue, flush, 30mm, round, plastic, 120 VAC/VDC; full voltage. | Stock | 27 | 28
GCX1194-24 | AutomationDirect pushbutton, 22mm, push ON - push OFF, incandescent illuminated, (1) N.O. contact(s), metal base, metal bezel, plastic ring, Operator: blue, flush, 30mm, round, plastic, 24 VAC/VDC; full voltage. | Stock | 16 | 16.5
GCX1194-24L | AutomationDirect pushbutton, 22mm, push ON - push OFF, LED illuminated, (1) N.O. contact(s), metal base, metal bezel, plastic ring, Operator: blue, flush, 30mm, round, plastic, 24 VAC/VDC; full voltage. | Stock | 25 | 26
GCX1195-120 | AutomationDirect pushbutton, 22mm, push ON - push OFF, incandescent illuminated, (1) N.O. contact(s), metal base, metal bezel, plastic ring, Operator: clear, flush, 30mm, round, plastic, 120 VAC/VDC; full voltage. | Stock | 16.5 | 17
GCX1195-120L | AutomationDirect pushbutton, 22mm, push ON - push OFF, LED illuminated, (1) N.O. contact(s), metal base, metal bezel, plastic ring, Operator: clear, flush, 30mm, round, plastic, 120 VAC/VDC; full voltage. | Stock | 27 | 28
GCX1195-24 | AutomationDirect pushbutton, 22mm, push ON - push OFF, incandescent illuminated, (1) N.O. contact(s), metal base, metal bezel, plastic ring, Operator: clear, flush, 30mm, round, plastic, 24 VAC/VDC; full voltage. | Stock | 16 | 16.5
GCX1195-24L | AutomationDirect pushbutton, 22mm, push ON - push OFF, LED illuminated, (1) N.O. contact(s), metal base, metal bezel, plastic ring, Operator: clear, flush, 30mm, round, plastic, 24 VAC/VDC; full voltage. | Stock | 25 | 26
GCX1196-120 | AutomationDirect pushbutton, 22mm, push ON - push OFF, incandescent illuminated, (1) N.O. contact(s), metal base, metal bezel, plastic ring, Operator: white, flush, 30mm, round, plastic, 120 VAC/VDC; full voltage. | Stock | 16.5 | 17
GCX1196-120L | AutomationDirect pushbutton, 22mm, push ON - push OFF, LED illuminated, (1) N.O. contact(s), metal base, metal bezel, plastic ring, Operator: white, flush, 30mm, round, plastic, 120 VAC/VDC; full voltage. | Stock | 27 | 28
GCX1196-24 | AutomationDirect pushbutton, 22mm, push ON - push OFF, incandescent illuminated, (1) N.O. contact(s), metal base, metal bezel, plastic ring, Operator: white, flush, 30mm, round, plastic, 24 VAC/VDC; full voltage. | Stock | 16 | 16.5
GCX1196-24L | AutomationDirect pushbutton, 22mm, push ON - push OFF, LED illuminated, (1) N.O. contact(s), metal base, metal bezel, plastic ring, Operator: white, flush, 30mm, round, plastic, 24 VAC/VDC; full voltage. | Stock | 25 | 26
GCX1201-120 | AutomationDirect pushbutton, 22mm, momentary, incandescent illuminated, (1) N.C. contact(s), metal base, metal bezel, plastic ring, Operator: red, flush, 30mm, round, plastic, 120 VAC/VDC; full voltage. | Stock | 15.5 | 16
GCX1201-120L | AutomationDirect pushbutton, 22mm, momentary, LED illuminated, (1) N.C. contact(s), metal base, metal bezel, plastic ring, Operator: red, flush, 30mm, round, plastic, 120 VAC/VDC; full voltage. | Stock | 25.5 | 26.5
GCX1201-24 | AutomationDirect pushbutton, 22mm, momentary, incandescent illuminated, (1) N.C. contact(s), metal base, metal bezel, plastic ring, Operator: red, flush, 30mm, round, plastic, 24 VAC/VDC; full voltage. | Stock | 14 | 14.5
GCX1201-24L | AutomationDirect pushbutton, 22mm, momentary, LED illuminated, (1) N.C. contact(s), metal base, metal bezel, plastic ring, Operator: red, flush, 30mm, round, plastic, 24 VAC/VDC; full voltage. | Stock | 21 | 22
GCX1202-120 | AutomationDirect pushbutton, 22mm, momentary, incandescent illuminated, (1) N.O. contact(s), metal base, metal bezel, plastic ring, Operator: green, flush, 30mm, round, plastic, 120 VAC/VDC; full voltage. | Stock | 15.5 | 16
GCX1202-120L | AutomationDirect pushbutton, 22mm, momentary, LED illuminated, (1) N.O. contact(s), metal base, metal bezel, plastic ring, Operator: green, flush, 30mm, round, plastic, 120 VAC/VDC; full voltage. | Stock | 25.5 | 26.5
GCX1202-24 | AutomationDirect pushbutton, 22mm, momentary, incandescent illuminated, (1) N.O. contact(s), metal base, metal bezel, plastic ring, Operator: green, flush, 30mm, round, plastic, 24 VAC/VDC; full voltage. | Stock | 14 | 14.5
GCX1202-24L | AutomationDirect pushbutton, 22mm, momentary, LED illuminated, (1) N.O. contact(s), metal base, metal bezel, plastic ring, Operator: green, flush, 30mm, round, plastic, 24 VAC/VDC; full voltage. | Stock | 21 | 22
GCX1203-120 | AutomationDirect pushbutton, 22mm, momentary, incandescent illuminated, (1) N.O. contact(s), metal base, metal bezel, plastic ring, Operator: yellow, flush, 30mm, round, plastic, 120 VAC/VDC; full voltage. | Stock | 15.5 | 16
GCX1203-120L | AutomationDirect pushbutton, 22mm, momentary, LED illuminated, (1) N.O. contact(s), metal base, metal bezel, plastic ring, Operator: yellow, flush, 30mm, round, plastic, 120 VAC/VDC; full voltage. | Stock | 25.5 | 26.5
GCX1203-24 | AutomationDirect pushbutton, 22mm, momentary, incandescent illuminated, (1) N.O. contact(s), metal base, metal bezel, plastic ring, Operator: yellow, flush, 30mm, round, plastic, 24 VAC/VDC; full voltage. | Stock | 14 | 14.5
GCX1203-24L | AutomationDirect pushbutton, 22mm, momentary, LED illuminated, (1) N.O. contact(s), metal base, metal bezel, plastic ring, Operator: yellow, flush, 30mm, round, plastic, 24 VAC/VDC; full voltage. | Stock | 21 | 22
GCX1204-120 | AutomationDirect pushbutton, 22mm, momentary, incandescent illuminated, (1) N.O. contact(s), metal base, metal bezel, plastic ring, Operator: blue, flush, 30mm, round, plastic, 120 VAC/VDC; full voltage. | Stock | 15.5 | 16
GCX1204-120L | AutomationDirect pushbutton, 22mm, momentary, LED illuminated, (1) N.O. contact(s), metal base, metal bezel, plastic ring, Operator: blue, flush, 30mm, round, plastic, 120 VAC/VDC; full voltage. | Stock | 25.5 | 26.5
GCX1204-24 | AutomationDirect pushbutton, 22mm, momentary, incandescent illuminated, (1) N.O. contact(s), metal base, metal bezel, plastic ring, Operator: blue, flush, 30mm, round, plastic, 24 VAC/VDC; full voltage. | Stock | 14 | 14.5
GCX1204-24L | AutomationDirect pushbutton, 22mm, momentary, LED illuminated, (1) N.O. contact(s), metal base, metal bezel, plastic ring, Operator: blue, flush, 30mm, round, plastic, 24 VAC/VDC; full voltage. | Stock | 21 | 22
GCX1205-120 | AutomationDirect pushbutton, 22mm, momentary, incandescent illuminated, (1) N.O. contact(s), metal base, metal bezel, plastic ring, Operator: clear, flush, 30mm, round, plastic, 120 VAC/VDC; full voltage. | Stock | 15.5 | 16
GCX1205-120L | AutomationDirect pushbutton, 22mm, momentary, LED illuminated, (1) N.O. contact(s), metal base, metal bezel, plastic ring, Operator: clear, flush, 30mm, round, plastic, 120 VAC/VDC; full voltage. | Stock | 27 | 28
GCX1205-24 | AutomationDirect pushbutton, 22mm, momentary, incandescent illuminated, (1) N.O. contact(s), metal base, metal bezel, plastic ring, Operator: clear, flush, 30mm, round, plastic, 24 VAC/VDC; full voltage. | Stock | 14 | 14.5
GCX1205-24L | AutomationDirect pushbutton, 22mm, momentary, LED illuminated, (1) N.O. contact(s), metal base, metal bezel, plastic ring, Operator: clear, flush, 30mm, round, plastic, 24 VAC/VDC; full voltage. | Stock | 24.5 | 25.5
GCX1206-120 | AutomationDirect pushbutton, 22mm, momentary, incandescent illuminated, (1) N.O. contact(s), metal base, metal bezel, plastic ring, Operator: white, flush, 30mm, round, plastic, 120 VAC/VDC; full voltage. | Stock | 15.5 | 16
GCX1206-120L | AutomationDirect pushbutton, 22mm, momentary, LED illuminated, (1) N.O. contact(s), metal base, metal bezel, plastic ring, Operator: white, flush, 30mm, round, plastic, 120 VAC/VDC; full voltage. | Stock | 27 | 28
GCX1206-24 | AutomationDirect pushbutton, 22mm, momentary, incandescent illuminated, (1) N.O. contact(s), metal base, metal bezel, plastic ring, Operator: white, flush, 30mm, round, plastic, 24 VAC/VDC; full voltage. | Stock | 14 | 14.5
GCX1206-24L | AutomationDirect pushbutton, 22mm, momentary, LED illuminated, (1) N.O. contact(s), metal base, metal bezel, plastic ring, Operator: white, flush, 30mm, round, plastic, 24 VAC/VDC; full voltage. | Stock | 24.5 | 25.5
GCX1211-120 | AutomationDirect pushbutton, 22mm, momentary, incandescent illuminated, (1) N.C. contact(s), metal base, metal bezel, Operator: red, extended, 30mm, round, plastic, 120 VAC/VDC; full voltage. | Stock | 15 | 15.5
GCX1211-120L | AutomationDirect pushbutton, 22mm, momentary, LED illuminated, (1) N.C. contact(s), metal base, metal bezel, Operator: red, extended, 30mm, round, plastic, 120 VAC/VDC; full voltage. | Stock | 19 | 20
GCX1211-120LA | AutomationDirect pushbutton, 22mm, momentary, LED illuminated, (1) N.O. contact(s), metal base, metal bezel, Operator: red, extended, 30mm, round, plastic, 120 VAC/VDC; full voltage. | Stock | 19 | 20
GCX1211-24 | AutomationDirect pushbutton, 22mm, momentary, incandescent illuminated, (1) N.C. contact(s), metal base, metal bezel, Operator: red, extended, 30mm, round, plastic, 24 VAC/VDC; full voltage. | Stock | 13.5 | 14
GCX1211-24L | AutomationDirect pushbutton, 22mm, momentary, LED illuminated, (1) N.C. contact(s), metal base, metal bezel, Operator: red, extended, 30mm, round, plastic, 24 VAC/VDC; full voltage. | Stock | 18 | 18.5
GCX1212-120 | AutomationDirect pushbutton, 22mm, momentary, incandescent illuminated, (1) N.O. contact(s), metal base, metal bezel, Operator: green, extended, 30mm, round, plastic, 120 VAC/VDC; full voltage. | Stock | 15 | 15.5
GCX1212-120L | AutomationDirect pushbutton, 22mm, momentary, LED illuminated, (1) N.O. contact(s), metal base, metal bezel, Operator: green, extended, 30mm, round, plastic, 120 VAC/VDC; full voltage. | Stock | 14 | 14.5
GCX1212-24 | AutomationDirect pushbutton, 22mm, momentary, incandescent illuminated, (1) N.O. contact(s), metal base, metal bezel, Operator: green, extended, 30mm, round, plastic, 24 VAC/VDC; full voltage. | Stock | 13.5 | 14
GCX1212-24L | AutomationDirect pushbutton, 22mm, momentary, LED illuminated, (1) N.O. contact(s), metal base, metal bezel, Operator: green, extended, 30mm, round, plastic, 24 VAC/VDC; full voltage. | Stock | 20 | 21
GCX1213-120 | AutomationDirect pushbutton, 22mm, momentary, incandescent illuminated, (1) N.O. contact(s), metal base, metal bezel, Operator: yellow, extended, 30mm, round, plastic, 120 VAC/VDC; full voltage. | Stock | 15 | 15.5
GCX1213-120L | AutomationDirect pushbutton, 22mm, momentary, LED illuminated, (1) N.O. contact(s), metal base, metal bezel, Operator: yellow, extended, 30mm, round, plastic, 120 VAC/VDC; full voltage. | Stock | 19 | 20
GCX1213-24 | AutomationDirect pushbutton, 22mm, momentary, incandescent illuminated, (1) N.O. contact(s), metal base, metal bezel, Operator: yellow, extended, 30mm, round, plastic, 24 VAC/VDC; full voltage. | Stock | 13.5 | 14
GCX1213-24L | AutomationDirect pushbutton, 22mm, momentary, LED illuminated, (1) N.O. contact(s), metal base, metal bezel, Operator: yellow, extended, 30mm, round, plastic, 24 VAC/VDC; full voltage. | Stock | 18 | 18.5
GCX1214-120 | AutomationDirect pushbutton, 22mm, momentary, incandescent illuminated, (1) N.O. contact(s), metal base, metal bezel, Operator: blue, extended, 30mm, round, plastic, 120 VAC/VDC; full voltage. | Stock | 15 | 15.5
GCX1214-120L | AutomationDirect pushbutton, 22mm, momentary, LED illuminated, (1) N.O. contact(s), metal base, metal bezel, Operator: blue, extended, 30mm, round, plastic, 120 VAC/VDC; full voltage. | Stock | 21.5 | 22.5
GCX1214-24 | AutomationDirect pushbutton, 22mm, momentary, incandescent illuminated, (1) N.O. contact(s), metal base, metal bezel, Operator: blue, extended, 30mm, round, plastic, 24 VAC/VDC; full voltage. | Stock | 13.5 | 14
GCX1214-24L | AutomationDirect pushbutton, 22mm, momentary, LED illuminated, (1) N.O. contact(s), metal base, metal bezel, Operator: blue, extended, 30mm, round, plastic, 24 VAC/VDC; full voltage. | Stock | 20.5 | 21.5
GCX1215-120 | AutomationDirect pushbutton, 22mm, momentary, incandescent illuminated, (1) N.O. contact(s), metal base, metal bezel, Operator: clear, extended, 30mm, round, plastic, 120 VAC/VDC; full voltage. | Stock | 15 | 15.5
GCX1215-120L | AutomationDirect pushbutton, 22mm, momentary, LED illuminated, (1) N.O. contact(s), metal base, metal bezel, Operator: clear, extended, 30mm, round, plastic, 120 VAC/VDC; full voltage. | Stock | 23.5 | 24.5
GCX1215-24 | AutomationDirect pushbutton, 22mm, momentary, incandescent illuminated, (1) N.O. contact(s), metal base, metal bezel, Operator: clear, extended, 30mm, round, plastic, 24 VAC/VDC; full voltage. | Stock | 13.5 | 14
GCX1215-24L | AutomationDirect pushbutton, 22mm, momentary, LED illuminated, (1) N.O. contact(s), metal base, metal bezel, Operator: clear, extended, 30mm, round, plastic, 24 VAC/VDC; full voltage. | Stock | 22.5 | 23.5
GCX1216-120 | AutomationDirect pushbutton, 22mm, momentary, incandescent illuminated, (1) N.O. contact(s), metal base, metal bezel, Operator: white, extended, 30mm, round, plastic, 120 VAC/VDC; full voltage. | Stock | 15 | 15.5
GCX1216-120L | AutomationDirect pushbutton, 22mm, momentary, LED illuminated, (1) N.O. contact(s), metal base, metal bezel, Operator: white, extended, 30mm, round, plastic, 120 VAC/VDC; full voltage. | Stock | 23.5 | 24.5
GCX1216-24 | AutomationDirect pushbutton, 22mm, momentary, incandescent illuminated, (1) N.O. contact(s), metal base, metal bezel, Operator: white, extended, 30mm, round, plastic, 24 VAC/VDC; full voltage. | Stock | 13.5 | 14
GCX1216-24L | AutomationDirect pushbutton, 22mm, momentary, LED illuminated, (1) N.O. contact(s), metal base, metal bezel, Operator: white, extended, 30mm, round, plastic, 24 VAC/VDC; full voltage. | Stock | 22.5 | 23.5
GCX1221-120 | AutomationDirect pushbutton, 22mm, momentary, incandescent illuminated, (1) N.C. contact(s), metal base, metal bezel, Operator: red, mushroom, 40mm, round, plastic, 120 VAC/VDC; full voltage. | Stock | 17.5 | 18
GCX1221-120L | AutomationDirect pushbutton, 22mm, momentary, LED illuminated, (1) N.C. contact(s), metal base, metal bezel, Operator: red, mushroom, 40mm, round, plastic, 120 VAC/VDC; full voltage. | Stock | 21.5 | 22.5
GCX1221-24 | AutomationDirect pushbutton, 22mm, momentary, incandescent illuminated, (1) N.C. contact(s), metal base, metal bezel, Operator: red, mushroom, 40mm, round, plastic, 24 VAC/VDC; full voltage. | Stock | 16 | 16.5
GCX1221-24L | AutomationDirect pushbutton, 22mm, momentary, LED illuminated, (1) N.C. contact(s), metal base, metal bezel, Operator: red, mushroom, 40mm, round, plastic, 24 VAC/VDC; full voltage. | Stock | 20 | 21
GCX1226-120 | AutomationDirect pushbutton, 22mm, twist-to-release, incandescent illuminated, (1) N.C. contact(s), metal base, metal bezel, Operator: red, mushroom, 40mm, round, plastic, 120 VAC/VDC; full voltage. | Stock | 19.5 | 20.5
GCX1226-120L | AutomationDirect pushbutton, 22mm, twist-to-release, LED illuminated, (1) N.C. contact(s), metal base, metal bezel, Operator: red, mushroom, 40mm, round, plastic, 120 VAC/VDC; full voltage. | Stock | 24 | 25
GCX1226-24 | AutomationDirect pushbutton, 22mm, twist-to-release, incandescent illuminated, (1) N.C. contact(s), metal base, metal bezel, Operator: red, mushroom, 40mm, round, plastic, 24 VAC/VDC; full voltage. | Stock | 18 | 18.5
GCX1226-24L | AutomationDirect pushbutton, 22mm, twist-to-release, LED illuminated, (1) N.C. contact(s), metal base, metal bezel, Operator: red, mushroom, 40mm, round, plastic, 24 VAC/VDC; full voltage. | Stock | 22 | 23
GCX1231-120L | AutomationDirect LED indicating light, permanent light function, IP65, 22mm, red, 30mm, round, metal base, 120 VAC/VDC, full voltage. | Stock | 17 | 17.5
GCX1231-24L | AutomationDirect LED indicating light, permanent light function, IP65, 22mm, red, 30mm, round, metal base, 24 VAC/VDC, full voltage. | Stock | 16 | 16.5
GCX1232-120L | AutomationDirect LED indicating light, permanent light function, IP65, 22mm, green, 30mm, round, metal base, 120 VAC/VDC, full voltage. | Stock | 17 | 17.5
GCX1232-24L | AutomationDirect LED indicating light, permanent light function, IP65, 22mm, green, 30mm, round, metal base, 24 VAC/VDC, full voltage. | Stock | 16 | 16.5
GCX1233-120L | AutomationDirect LED indicating light, permanent light function, IP65, 22mm, yellow, 30mm, round, metal base, 120 VAC/VDC, full voltage. | Stock | 17 | 17.5
GCX1233-24L | AutomationDirect LED indicating light, permanent light function, IP65, 22mm, yellow, 30mm, round, metal base, 24 VAC/VDC, full voltage. | Stock | 16 | 16.5
GCX1234-120L | AutomationDirect LED indicating light, permanent light function, IP65, 22mm, blue, 30mm, round, metal base, 120 VAC/VDC, full voltage. | Stock | 17 | 17.5
GCX1234-24L | AutomationDirect LED indicating light, permanent light function, IP65, 22mm, blue, 30mm, round, metal base, 24 VAC/VDC, full voltage. | Stock | 16 | 16.5
GCX1235-120L | AutomationDirect LED indicating light, permanent light function, IP65, 22mm, white, 30mm, round, metal base, 120 VAC/VDC, full voltage. | Stock | 19 | 20
GCX1235-24L | AutomationDirect LED indicating light, permanent light function, IP65, 22mm, white, 30mm, round, metal base, 24 VAC/VDC, full voltage. | Stock | 18 | 18.5
GCX1236-120L | AutomationDirect LED indicating light, permanent light function, IP65, 22mm, white, 30mm, round, metal base, 120 VAC/VDC, full voltage. | Stock | 19 | 20
GCX1236-24L | AutomationDirect LED indicating light, permanent light function, IP65, 22mm, white, 30mm, round, metal base, 24 VAC/VDC, full voltage. | Stock | 18 | 18.5
GCX1241-120 | AutomationDirect selector switch, 22mm, 2-position, spring return from right, incandescent illuminated, (1) N.O. contact(s), metal base, metal bezel, Operator: red, knob, 30mm, round, plastic, 120 VAC/VDC, full voltage. | Stock | 17 | 17.5
GCX1241-120L | AutomationDirect selector switch, 22mm, 2-position, spring return from right, LED illuminated, (1) N.O. contact(s), metal base, metal bezel, Operator: red, knob, 30mm, round, plastic, 120 VAC/VDC, full voltage. | Stock | 20 | 21
GCX1241-24 | AutomationDirect selector switch, 22mm, 2-position, spring return from right, incandescent illuminated, (1) N.O. contact(s), metal base, metal bezel, Operator: red, knob, 30mm, round, plastic, 24 VAC/VDC, full voltage. | Stock | 16 | 16.5
GCX1241-24L | AutomationDirect selector switch, 22mm, 2-position, spring return from right, LED illuminated, (1) N.O. contact(s), metal base, metal bezel, Operator: red, knob, 30mm, round, plastic, 24 VAC/VDC, full voltage. | Stock | 20 | 21
GCX1242-120 | AutomationDirect selector switch, 22mm, 2-position, spring return from right, incandescent illuminated, (1) N.O. contact(s), metal base, metal bezel, Operator: green, knob, 30mm, round, plastic, 120 VAC/VDC, full voltage. | Stock | 17 | 17.5
GCX1242-120L | AutomationDirect selector switch, 22mm, 2-position, spring return from right, LED illuminated, (1) N.O. contact(s), metal base, metal bezel, Operator: green, knob, 30mm, round, plastic, 120 VAC/VDC, full voltage. | Stock | 22 | 23
GCX1242-24 | AutomationDirect selector switch, 22mm, 2-position, spring return from right, incandescent illuminated, (1) N.O. contact(s), metal base, metal bezel, Operator: green, knob, 30mm, round, plastic, 24 VAC/VDC, full voltage. | Stock | 16 | 16.5
GCX1242-24L | AutomationDirect selector switch, 22mm, 2-position, spring return from right, LED illuminated, (1) N.O. contact(s), metal base, metal bezel, Operator: green, knob, 30mm, round, plastic, 24 VAC/VDC, full voltage. | Stock | 22 | 23
GCX1243-120 | AutomationDirect selector switch, 22mm, 2-position, spring return from right, incandescent illuminated, (1) N.O. contact(s), metal base, metal bezel, Operator: yellow, knob, 30mm, round, plastic, 120 VAC/VDC, full voltage. | Stock | 17 | 17.5
GCX1243-120L | AutomationDirect selector switch, 22mm, 2-position, spring return from right, LED illuminated, (1) N.O. contact(s), metal base, metal bezel, Operator: yellow, knob, 30mm, round, plastic, 120 VAC/VDC, full voltage. | Stock | 20 | 21
GCX1243-24 | AutomationDirect selector switch, 22mm, 2-position, spring return from right, incandescent illuminated, (1) N.O. contact(s), metal base, metal bezel, Operator: yellow, knob, 30mm, round, plastic, 24 VAC/VDC, full voltage. | Stock | 16 | 16.5
GCX1243-24L | AutomationDirect selector switch, 22mm, 2-position, spring return from right, LED illuminated, (1) N.O. contact(s), metal base, metal bezel, Operator: yellow, knob, 30mm, round, plastic, 24 VAC/VDC, full voltage. | Stock | 20 | 21
GCX1244-120 | AutomationDirect selector switch, 22mm, 2-position, spring return from right, incandescent illuminated, (1) N.O. contact(s), metal base, metal bezel, Operator: blue, knob, 30mm, round, plastic, 120 VAC/VDC, full voltage. | Stock | 17 | 17.5
GCX1244-120L | AutomationDirect selector switch, 22mm, 2-position, spring return from right, LED illuminated, (1) N.O. contact(s), metal base, metal bezel, Operator: blue, knob, 30mm, round, plastic, 120 VAC/VDC, full voltage. | Stock | 24.5 | 25.5
GCX1244-24 | AutomationDirect selector switch, 22mm, 2-position, spring return from right, incandescent illuminated, (1) N.O. contact(s), metal base, metal bezel, Operator: blue, knob, 30mm, round, plastic, 24 VAC/VDC, full voltage. | Stock | 16 | 16.5
GCX1244-24L | AutomationDirect selector switch, 22mm, 2-position, spring return from right, LED illuminated, (1) N.O. contact(s), metal base, metal bezel, Operator: blue, knob, 30mm, round, plastic, 24 VAC/VDC, full voltage. | Stock | 22 | 23
GCX1245-120 | AutomationDirect selector switch, 22mm, 2-position, spring return from right, incandescent illuminated, (1) N.O. contact(s), metal base, metal bezel, Operator: clear, knob, 30mm, round, plastic, 120 VAC/VDC, full voltage. | Stock | 17 | 17.5
GCX1245-120L | AutomationDirect selector switch, 22mm, 2-position, spring return from right, LED illuminated, (1) N.O. contact(s), metal base, metal bezel, Operator: clear, knob, 30mm, round, plastic, 120 VAC/VDC, full voltage. | Stock | 24.5 | 25.5
GCX1245-24 | AutomationDirect selector switch, 22mm, 2-position, spring return from right, incandescent illuminated, (1) N.O. contact(s), metal base, metal bezel, Operator: clear, knob, 30mm, round, plastic, 24 VAC/VDC, full voltage. | Stock | 16 | 16.5
GCX1245-24L | AutomationDirect selector switch, 22mm, 2-position, spring return from right, LED illuminated, (1) N.O. contact(s), metal base, metal bezel, Operator: clear, knob, 30mm, round, plastic, 24 VAC/VDC, full voltage. | Stock | 24.5 | 25.5
GCX1251-120 | AutomationDirect selector switch, 22mm, 2-position, maintained, incandescent illuminated, (1) N.O. contact(s), metal base, metal bezel, Operator: red, knob, 30mm, round, plastic, 120 VAC/VDC, full voltage. | Stock | 17 | 17.5
GCX1251-120L | AutomationDirect selector switch, 22mm, 2-position, maintained, LED illuminated, (1) N.O. contact(s), metal base, metal bezel, Operator: red, knob, 30mm, round, plastic, 120 VAC/VDC, full voltage. | Stock | 20 | 21
GCX1251-24 | AutomationDirect selector switch, 22mm, 2-position, maintained, incandescent illuminated, (1) N.O. contact(s), metal base, metal bezel, Operator: red, knob, 30mm, round, plastic, 24 VAC/VDC, full voltage. | Stock | 16 | 16.5
GCX1251-24L | AutomationDirect selector switch, 22mm, 2-position, maintained, LED illuminated, (1) N.O. contact(s), metal base, metal bezel, Operator: red, knob, 30mm, round, plastic, 24 VAC/VDC, full voltage. | Stock | 20 | 21
GCX1252-120 | AutomationDirect selector switch, 22mm, 2-position, maintained, incandescent illuminated, (1) N.O. contact(s), metal base, metal bezel, Operator: green, knob, 30mm, round, plastic, 120 VAC/VDC, full voltage. | Stock | 17 | 17.5
GCX1252-120L | AutomationDirect selector switch, 22mm, 2-position, maintained, LED illuminated, (1) N.O. contact(s), metal base, metal bezel, Operator: green, knob, 30mm, round, plastic, 120 VAC/VDC, full voltage. | Stock | 22 | 23
GCX1252-24 | AutomationDirect selector switch, 22mm, 2-position, maintained, incandescent illuminated, (1) N.O. contact(s), metal base, metal bezel, Operator: green, knob, 30mm, round, plastic, 24 VAC/VDC, full voltage. | Stock | 16 | 16.5
GCX1252-24L | AutomationDirect selector switch, 22mm, 2-position, maintained, LED illuminated, (1) N.O. contact(s), metal base, metal bezel, Operator: green, knob, 30mm, round, plastic, 24 VAC/VDC, full voltage. | Stock | 22 | 23
GCX1253-120 | AutomationDirect selector switch, 22mm, 2-position, maintained, incandescent illuminated, (1) N.O. contact(s), metal base, metal bezel, Operator: yellow, knob, 30mm, round, plastic, 120 VAC/VDC, full voltage. | Stock | 17 | 17.5
GCX1253-120L | AutomationDirect selector switch, 22mm, 2-position, maintained, LED illuminated, (1) N.O. contact(s), metal base, metal bezel, Operator: yellow, knob, 30mm, round, plastic, 120 VAC/VDC, full voltage. | Stock | 20 | 21
GCX1253-24 | AutomationDirect selector switch, 22mm, 2-position, maintained, incandescent illuminated, (1) N.O. contact(s), metal base, metal bezel, Operator: yellow, knob, 30mm, round, plastic, 24 VAC/VDC, full voltage. | Stock | 16 | 16.5
GCX1253-24L | AutomationDirect selector switch, 22mm, 2-position, maintained, LED illuminated, (1) N.O. contact(s), metal base, metal bezel, Operator: yellow, knob, 30mm, round, plastic, 24 VAC/VDC, full voltage. | Stock | 20 | 21
GCX1254-120 | AutomationDirect selector switch, 22mm, 2-position, maintained, incandescent illuminated, (1) N.O. contact(s), metal base, metal bezel, Operator: blue, knob, 30mm, round, plastic, 120 VAC/VDC, full voltage. | Stock | 17 | 17.5
GCX1254-120L | AutomationDirect selector switch, 22mm, 2-position, maintained, LED illuminated, (1) N.O. contact(s), metal base, metal bezel, Operator: blue, knob, 30mm, round, plastic, 120 VAC/VDC, full voltage. | Stock | 24.5 | 25.5
GCX1254-24 | AutomationDirect selector switch, 22mm, 2-position, maintained, incandescent illuminated, (1) N.O. contact(s), metal base, metal bezel, Operator: blue, knob, 30mm, round, plastic, 24 VAC/VDC, full voltage. | Stock | 16 | 16.5
GCX1254-24L | AutomationDirect selector switch, 22mm, 2-position, maintained, LED illuminated, (1) N.O. contact(s), metal base, metal bezel, Operator: blue, knob, 30mm, round, plastic, 24 VAC/VDC, full voltage. | Stock | 22 | 23
GCX1255-120 | AutomationDirect selector switch, 22mm, 2-position, maintained, incandescent illuminated, (1) N.O. contact(s), metal base, metal bezel, Operator: clear, knob, 30mm, round, plastic, 120 VAC/VDC, full voltage. | Stock | 17 | 17.5
GCX1255-120L | AutomationDirect selector switch, 22mm, 2-position, maintained, LED illuminated, (1) N.O. contact(s), metal base, metal bezel, Operator: clear, knob, 30mm, round, plastic, 120 VAC/VDC, full voltage. | Stock | 25.5 | 26.5
GCX1255-24 | AutomationDirect selector switch, 22mm, 2-position, maintained, incandescent illuminated, (1) N.O. contact(s), metal base, metal bezel, Operator: clear, knob, 30mm, round, plastic, 24 VAC/VDC, full voltage. | Stock | 16 | 16.5
GCX1255-24L | AutomationDirect selector switch, 22mm, 2-position, maintained, LED illuminated, (1) N.O. contact(s), metal base, metal bezel, Operator: clear, knob, 30mm, round, plastic, 24 VAC/VDC, full voltage. | Stock | 24.5 | 25.5
GCX1261-120 | AutomationDirect selector switch, 22mm, 3-position, maintained, incandescent illuminated, (2) N.O./(2) N.C. contact(s), metal base, metal bezel, Operator: red, knob, 30mm, round, plastic, 120 VAC/VDC, full voltage. | Stock | 26.5 | 27.5
GCX1261-120L | AutomationDirect selector switch, 22mm, 3-position, maintained, LED illuminated, (2) N.O./(2) N.C. contact(s), metal base, metal bezel, Operator: red, knob, 30mm, round, plastic, 120 VAC/VDC, full voltage. | Stock | 32.5 | 34
GCX1261-24 | AutomationDirect selector switch, 22mm, 3-position, maintained, incandescent illuminated, (2) N.O./(2) N.C. contact(s), metal base, metal bezel, Operator: red, knob, 30mm, round, plastic, 24 VAC/VDC, full voltage. | Stock | 25.5 | 26.5
GCX1261-24L | AutomationDirect selector switch, 22mm, 3-position, maintained, LED illuminated, (2) N.O./(2) N.C. contact(s), metal base, metal bezel, Operator: red, knob, 30mm, round, plastic, 24 VAC/VDC, full voltage. | Stock | 30 | 31
GCX1262-120 | AutomationDirect selector switch, 22mm, 3-position, maintained, incandescent illuminated, (2) N.O./(2) N.C. contact(s), metal base, metal bezel, Operator: green, knob, 30mm, round, plastic, 120 VAC/VDC, full voltage. | Stock | 26.5 | 27.5
GCX1262-120L | AutomationDirect selector switch, 22mm, 3-position, maintained, LED illuminated, (2) N.O./(2) N.C. contact(s), metal base, metal bezel, Operator: green, knob, 30mm, round, plastic, 120 VAC/VDC, full voltage. | Stock | 32.5 | 34
GCX1262-24 | AutomationDirect selector switch, 22mm, 3-position, maintained, incandescent illuminated, (2) N.O./(2) N.C. contact(s), metal base, metal bezel, Operator: green, knob, 30mm, round, plastic, 24 VAC/VDC, full voltage. | Stock | 25.5 | 26.5
GCX1262-24L | AutomationDirect selector switch, 22mm, 3-position, maintained, LED illuminated, (2) N.O./(2) N.C. contact(s), metal base, metal bezel, Operator: green, knob, 30mm, round, plastic, 24 VAC/VDC, full voltage. | Stock | 32.5 | 34
GCX1263-120 | AutomationDirect selector switch, 22mm, 3-position, maintained, incandescent illuminated, (2) N.O./(2) N.C. contact(s), metal base, metal bezel, Operator: yellow, knob, 30mm, round, plastic, 120 VAC/VDC, full voltage. | Stock | 26.5 | 27.5
GCX1263-120L | AutomationDirect selector switch, 22mm, 3-position, maintained, LED illuminated, (2) N.O./(2) N.C. contact(s), metal base, metal bezel, Operator: yellow, knob, 30mm, round, plastic, 120 VAC/VDC, full voltage. | Stock | 32.5 | 34
GCX1263-24 | AutomationDirect selector switch, 22mm, 3-position, maintained, incandescent illuminated, (2) N.O./(2) N.C. contact(s), metal base, metal bezel, Operator: yellow, knob, 30mm, round, plastic, 24 VAC/VDC, full voltage. | Stock | 25.5 | 26.5
GCX1263-24L | AutomationDirect selector switch, 22mm, 3-position, maintained, LED illuminated, (2) N.O./(2) N.C. contact(s), metal base, metal bezel, Operator: yellow, knob, 30mm, round, plastic, 24 VAC/VDC, full voltage. | Stock | 30 | 31
GCX1264-120 | AutomationDirect selector switch, 22mm, 3-position, maintained, incandescent illuminated, (2) N.O./(2) N.C. contact(s), metal base, metal bezel, Operator: blue, knob, 30mm, round, plastic, 120 VAC/VDC, full voltage. | Stock | 26.5 | 27.5
GCX1264-120L | AutomationDirect selector switch, 22mm, 3-position, maintained, LED illuminated, (2) N.O./(2) N.C. contact(s), metal base, metal bezel, Operator: blue, knob, 30mm, round, plastic, 120 VAC/VDC, full voltage. | Stock | 32.5 | 34
GCX1264-24 | AutomationDirect selector switch, 22mm, 3-position, maintained, incandescent illuminated, (2) N.O./(2) N.C. contact(s), metal base, metal bezel, Operator: blue, knob, 30mm, round, plastic, 24 VAC/VDC, full voltage. | Stock | 25.5 | 26.5
GCX1264-24L | AutomationDirect selector switch, 22mm, 3-position, maintained, LED illuminated, (2) N.O./(2) N.C. contact(s), metal base, metal bezel, Operator: blue, knob, 30mm, round, plastic, 24 VAC/VDC, full voltage. | Stock | 32.5 | 34
GCX1265-120 | AutomationDirect selector switch, 22mm, 3-position, maintained, incandescent illuminated, (2) N.O./(2) N.C. contact(s), metal base, metal bezel, Operator: clear, knob, 30mm, round, plastic, 120 VAC/VDC, full voltage. | Stock | 26.5 | 27.5
GCX1265-120L | AutomationDirect selector switch, 22mm, 3-position, maintained, LED illuminated, (2) N.O./(2) N.C. contact(s), metal base, metal bezel, Operator: clear, knob, 30mm, round, plastic, 120 VAC/VDC, full voltage. | Stock | 34 | 35.5
GCX1265-24 | AutomationDirect selector switch, 22mm, 3-position, maintained, incandescent illuminated, (2) N.O./(2) N.C. contact(s), metal base, metal bezel, Operator: clear, knob, 30mm, round, plastic, 24 VAC/VDC, full voltage. | Stock | 25.5 | 26.5
GCX1265-24L | AutomationDirect selector switch, 22mm, 3-position, maintained, LED illuminated, (2) N.O./(2) N.C. contact(s), metal base, metal bezel, Operator: clear, knob, 30mm, round, plastic, 24 VAC/VDC, full voltage. | Stock | 32.5 | 34
GCX1281-120 | AutomationDirect selector switch, 22mm, 3-position, spring return to center, incandescent illuminated, (2) N.O./(2) N.C. contact(s), metal base, metal bezel, Operator: red, knob, 30mm, round, plastic, 120 VAC/VDC, full voltage. | Stock | 26.5 | 27.5
GCX1281-120L | AutomationDirect selector switch, 22mm, 3-position, spring return to center, LED illuminated, (2) N.O./(2) N.C. contact(s), metal base, metal bezel, Operator: red, knob, 30mm, round, plastic, 120 VAC/VDC, full voltage. | Stock | 31 | 32
GCX1281-24 | AutomationDirect selector switch, 22mm, 3-position, spring return to center, incandescent illuminated, (2) N.O./(2) N.C. contact(s), metal base, metal bezel, Operator: red, knob, 30mm, round, plastic, 24 VAC/VDC, full voltage. | Stock | 25.5 | 26.5
GCX1281-24L | AutomationDirect selector switch, 22mm, 3-position, spring return to center, LED illuminated, (2) N.O./(2) N.C. contact(s), metal base, metal bezel, Operator: red, knob, 30mm, round, plastic, 24 VAC/VDC, full voltage. | Stock | 30 | 31
GCX1282-120 | AutomationDirect selector switch, 22mm, 3-position, spring return to center, incandescent illuminated, (2) N.O./(2) N.C. contact(s), metal base, metal bezel, Operator: green, knob, 30mm, round, plastic, 120 VAC/VDC, full voltage. | Stock | 26.5 | 27.5
GCX1282-120L | AutomationDirect selector switch, 22mm, 3-position, spring return to center, LED illuminated, (2) N.O./(2) N.C. contact(s), metal base, metal bezel, Operator: green, knob, 30mm, round, plastic, 120 VAC/VDC, full voltage. | Stock | 32.5 | 34
GCX1282-24 | AutomationDirect selector switch, 22mm, 3-position, spring return to center, incandescent illuminated, (2) N.O./(2) N.C. contact(s), metal base, metal bezel, Operator: green, knob, 30mm, round, plastic, 24 VAC/VDC, full voltage. | Stock | 25.5 | 26.5
GCX1282-24L | AutomationDirect selector switch, 22mm, 3-position, spring return to center, LED illuminated, (2) N.O./(2) N.C. contact(s), metal base, metal bezel, Operator: green, knob, 30mm, round, plastic, 24 VAC/VDC, full voltage. | Stock | 32.5 | 34
GCX1283-120 | AutomationDirect selector switch, 22mm, 3-position, spring return to center, incandescent illuminated, (2) N.O./(2) N.C. contact(s), metal base, metal bezel, Operator: yellow, knob, 30mm, round, plastic, 120 VAC/VDC, full voltage. | Stock | 26.5 | 27.5
GCX1283-120L | AutomationDirect selector switch, 22mm, 3-position, spring return to center, LED illuminated, (2) N.O./(2) N.C. contact(s), metal base, metal bezel, Operator: yellow, knob, 30mm, round, plastic, 120 VAC/VDC, full voltage. | Stock | 27 | 28
GCX1283-24 | AutomationDirect selector switch, 22mm, 3-position, spring return to center, incandescent illuminated, (2) N.O./(2) N.C. contact(s), metal base, metal bezel, Operator: yellow, knob, 30mm, round, plastic, 24 VAC/VDC, full voltage. | Stock | 25.5 | 26.5
GCX1283-24L | AutomationDirect selector switch, 22mm, 3-position, spring return to center, LED illuminated, (2) N.O./(2) N.C. contact(s), metal base, metal bezel, Operator: yellow, knob, 30mm, round, plastic, 24 VAC/VDC, full voltage. | Stock | 30 | 31
GCX1284-120 | AutomationDirect selector switch, 22mm, 3-position, spring return to center, incandescent illuminated, (2) N.O./(2) N.C. contact(s), metal base, metal bezel, Operator: blue, knob, 30mm, round, plastic, 120 VAC/VDC, full voltage. | Stock | 26.5 | 27.5
GCX1284-120L | AutomationDirect selector switch, 22mm, 3-position, spring return to center, LED illuminated, (2) N.O./(2) N.C. contact(s), metal base, metal bezel, Operator: blue, knob, 30mm, round, plastic, 120 VAC/VDC, full voltage. | Stock | 32.5 | 34
GCX1284-24 | AutomationDirect selector switch, 22mm, 3-position, spring return to center, incandescent illuminated, (2) N.O./(2) N.C. contact(s), metal base, metal bezel, Operator: blue, knob, 30mm, round, plastic, 24 VAC/VDC, full voltage. | Stock | 25.5 | 26.5
GCX1284-24L | AutomationDirect selector switch, 22mm, 3-position, spring return to center, LED illuminated, (2) N.O./(2) N.C. contact(s), metal base, metal bezel, Operator: blue, knob, 30mm, round, plastic, 24 VAC/VDC, full voltage. | Stock | 32.5 | 34
GCX1285-120 | AutomationDirect selector switch, 22mm, 3-position, spring return to center, incandescent illuminated, (2) N.O./(2) N.C. contact(s), metal base, metal bezel, Operator: clear, knob, 30mm, round, plastic, 120 VAC/VDC, full voltage. | Stock | 26.5 | 27.5
GCX1285-120L | AutomationDirect selector switch, 22mm, 3-position, spring return to center, LED illuminated, (2) N.O./(2) N.C. contact(s), metal base, metal bezel, Operator: clear, knob, 30mm, round, plastic, 120 VAC/VDC, full voltage. | Stock | 32.5 | 34
GCX1285-24 | AutomationDirect selector switch, 22mm, 3-position, spring return to center, incandescent illuminated, (2) N.O./(2) N.C. contact(s), metal base, metal bezel, Operator: clear, knob, 30mm, round, plastic, 24 VAC/VDC, full voltage. | Stock | 25.5 | 26.5
GCX1285-24L | AutomationDirect selector switch, 22mm, 3-position, spring return to center, LED illuminated, (2) N.O./(2) N.C. contact(s), metal base, metal bezel, Operator: clear, knob, 30mm, round, plastic, 24 VAC/VDC, full voltage. | Stock | 34 | 35.5
GCX1300 | AutomationDirect selector switch, 22mm, 2-position, maintained, (1) N.O. contact(s), metal base, metal bezel, Operator: black, knob, 30mm, round, plastic. | Stock | 10 | 10.5
GCX1310 | AutomationDirect selector switch, 22mm, 2-position, spring return from right, (1) N.O. contact(s), metal base, metal bezel, Operator: black, knob, 30mm, round, plastic. | Stock | 12 | 12.5
GCX1320-22 | AutomationDirect selector switch, 22mm, 3-position, maintained, (2) N.O./(2) N.C. contact(s), metal base, metal bezel, Operator: black, knob, 30mm, round, plastic. | Stock | 20.5 | 21.5
GCX1330-22 | AutomationDirect selector switch, 22mm, 3-position, spring return to center, (2) N.O./(2) N.C. contact(s), metal base, metal bezel, Operator: black, knob, 30mm, round, plastic. | Stock | 21 | 22
GCX1350 | AutomationDirect selector switch, 22mm, 2-position, maintained, (1) N.O. contact(s), metal base, metal bezel, Operator: black, lever, 30mm, round, plastic. | Stock | 12 | 12.5
GCX1360 | AutomationDirect selector switch, 22mm, 2-position, spring return from right, (1) N.O. contact(s), metal base, metal bezel, Operator: black, lever, 30mm, round, plastic. | Stock | 12.5 | 13
GCX1370-22 | AutomationDirect selector switch, 22mm, 3-position, maintained, (2) N.O./(2) N.C. contact(s), metal base, metal bezel, Operator: black, lever, 30mm, round, plastic. | Stock | 21 | 22
GCX1380-22 | AutomationDirect selector switch, 22mm, 3-position, spring return to center, (2) N.O./(2) N.C. contact(s), metal base, metal bezel, Operator: black, lever, 30mm, round, plastic. | Stock | 21.5 | 22.5
GCX1420 | AutomationDirect selector switch, 22mm, 2-position, maintained, key removable in all positions, (1) N.O. contact(s), metal base, metal bezel, Operator: black, key, 30mm, round, plastic. | Stock | 19.5 | 20.5
GCX1430 | AutomationDirect selector switch, 22mm, 2-position, spring return from right, key removable left position, (1) N.O. contact(s), metal base, metal bezel, Operator: black, key, 30mm, round, plastic. | Stock | 19.5 | 20.5
GCX1470-22 | AutomationDirect selector switch, 22mm, 3-position, maintained, key removable in all positions, (2) N.O./(2) N.C. contact(s), metal base, metal bezel, Operator: black, key, 30mm, round, plastic. | Stock | 28.5 | 29.5
GCX3100 | AutomationDirect pushbutton, 22mm, momentary, (1) N.O. contact(s), plastic base, plastic bezel, Operator: black, flush, 30mm, round, plastic;. | Stock | 4.75 | 5
GCX3100-SC | AutomationDirect pushbutton, 22mm, momentary, operator only, plastic base, plastic bezel, Operator: black, flush, 30mm, round, plastic;. | Stock | 2.5
GCX3101 | AutomationDirect pushbutton, 22mm, momentary, (1) N.C. contact(s), plastic base, plastic bezel, Operator: red, flush, 30mm, round, plastic;. | Stock | 4.75 | 5
GCX3101-SC | AutomationDirect pushbutton, 22mm, momentary, operator only, plastic base, plastic bezel, Operator: red, flush, 30mm, round, plastic;. | Stock | 2.5
GCX3102 | AutomationDirect pushbutton, 22mm, momentary, (1) N.O. contact(s), plastic base, plastic bezel, Operator: green, flush, 30mm, round, plastic;. | Stock | 4.75 | 5
GCX3102-SC | AutomationDirect pushbutton, 22mm, momentary, operator only, plastic base, plastic bezel, Operator: green, flush, 30mm, round, plastic;. | Stock | 2.5
GCX3103 | AutomationDirect pushbutton, 22mm, momentary, (1) N.O. contact(s), plastic base, plastic bezel, Operator: yellow, flush, 30mm, round, plastic;. | Stock | 4.75 | 5
GCX3104 | AutomationDirect pushbutton, 22mm, momentary, (1) N.O. contact(s), plastic base, plastic bezel, Operator: blue, flush, 30mm, round, plastic;. | Stock | 4.75 | 5
GCX3105 | AutomationDirect pushbutton, 22mm, momentary, (1) N.O. contact(s), plastic base, plastic bezel, Operator: white, flush, 30mm, round, plastic;. | Stock | 4.75 | 5
GCX3106 | AutomationDirect pushbutton, 22mm, momentary, (1) N.C. contact(s), plastic base, plastic bezel, Operator: red, flush, 30mm, round, plastic, operator text "(O)";. | Stock | 5.5 | 5.75
GCX3107 | AutomationDirect pushbutton, 22mm, momentary, (1) N.O. contact(s), plastic base, plastic bezel, Operator: green, flush, 30mm, round, plastic, operator text "(I)";. | Stock | 5.5 | 5.75
GCX3110 | AutomationDirect pushbutton, 22mm, momentary, (1) N.O. contact(s), plastic base, plastic bezel, Operator: black, extended, 30mm, round, plastic;. | Stock | 5.5 | 5.75
GCX3110-SC | AutomationDirect pushbutton, 22mm, momentary, operator only, plastic base, plastic bezel, Operator: black, extended, 30mm, round, plastic;. | Stock | 2.5
GCX3111 | AutomationDirect pushbutton, 22mm, momentary, (1) N.C. contact(s), plastic base, plastic bezel, Operator: red, extended, 30mm, round, plastic;. | Stock | 5.5 | 5.75
GCX3111-SC | AutomationDirect pushbutton, 22mm, momentary, operator only, plastic base, plastic bezel, Operator: red, extended, 30mm, round, plastic;. | Stock | 2.5
GCX3112 | AutomationDirect pushbutton, 22mm, momentary, (1) N.O. contact(s), plastic base, plastic bezel, Operator: green, extended, 30mm, round, plastic;. | Stock | 5.5 | 5.75
GCX3112-SC | AutomationDirect pushbutton, 22mm, momentary, operator only, plastic base, plastic bezel, Operator: green, extended, 30mm, round, plastic;. | Stock | 2.5
GCX3113 | AutomationDirect pushbutton, 22mm, momentary, (1) N.O. contact(s), plastic base, plastic bezel, Operator: yellow, extended, 30mm, round, plastic;. | Stock | 5.5 | 5.75
GCX3114 | AutomationDirect pushbutton, 22mm, momentary, (1) N.O. contact(s), plastic base, plastic bezel, Operator: blue, extended, 30mm, round, plastic;. | Stock | 5.5 | 5.75
GCX3115 | AutomationDirect pushbutton, 22mm, momentary, (1) N.O. contact(s), plastic base, plastic bezel, Operator: white, extended, 30mm, round, plastic;. | Stock | 5.5 | 5.75
GCX3131 | AutomationDirect emergency stop pushbutton, 22mm, twist-to-release, (1) N.C. contact(s), plastic base, plastic bezel, Operator: red, mushroom, 40mm, round, plastic;. | Stock | 10 | 10.5
GCX3134 | AutomationDirect pushbutton, 22mm, momentary, (1) N.O. contact(s), plastic base, plastic bezel, Operator: black, mushroom, 40mm, round, plastic;. | Stock | 8.25 | 8.5
GCX3135 | AutomationDirect pushbutton, 22mm, momentary, (1) N.C. contact(s), plastic base, plastic bezel, Operator: red, mushroom, 40mm, round, plastic;. | Stock | 8.25 | 8.5
GCX3136 | AutomationDirect emergency stop pushbutton, 22mm, twist-to-release, (1) N.C. contact(s), plastic base, plastic bezel, Operator: red, mushroom, 60mm, round, plastic;. | Stock | 12.5 | 13
GCX3137 | AutomationDirect pushbutton, 22mm, momentary, (1) N.C. contact(s), plastic base, plastic bezel, Operator: red, mushroom, 60mm, round, plastic;. | Stock | 10 | 10.5
GCX3139 | AutomationDirect pushbutton, 22mm, momentary, (1) N.O. contact(s), plastic base, plastic bezel, Operator: yellow, mushroom, 40mm, round, plastic;. | Stock | 8.25 | 8.5
GCX3141 | AutomationDirect emergency stop pushbutton, 22mm, key operated release, (1) N.C. contact(s), plastic base, plastic bezel, Operator: red, mushroom, 40mm, round, plastic;. | Stock | 15 | 15.5
GCX3150 | AutomationDirect pushbutton, 22mm, momentary, (1) N.O./(1) N.C. contact(s), plastic base, plastic bezel, Operator: red/green, double headed, 60mm, rectangular, plastic;. | Stock | 10 | 10.5
GCX3151-120 | AutomationDirect pushbutton, 22mm, momentary, incandescent illuminated, (1) N.O./(1) N.C. contact(s), plastic base, plastic bezel, Operator: red/green, double headed, 60mm, rectangular, plastic, 120 VAC/VDC; full voltage. | Stock | 16.5 | 17
GCX3151-24 | AutomationDirect pushbutton, 22mm, momentary, incandescent illuminated, (1) N.O./(1) N.C. contact(s), plastic base, plastic bezel, Operator: red/green, double headed, 60mm, rectangular, plastic, 24 VAC/VDC; full voltage. | Stock | 16 | 16.5
GCX3152 | AutomationDirect pushbutton, 22mm, momentary, (1) N.O./(1) N.C. contact(s), plastic base, plastic bezel, Operator: red/green, double headed, 50mm, rectangular, plastic, operator text "(I) and (0)";. | Stock | 11 | 11.5
GCX3153-120 | AutomationDirect pushbutton, 22mm, momentary, incandescent illuminated, (1) N.O./(1) N.C. contact(s), plastic base, plastic bezel, Operator: red/green, double headed, 50mm, rectangular, plastic, operator text "(I) and (0)", 120 VAC/VDC; full voltage. | Stock | 17 | 17.5
GCX3153-24 | AutomationDirect pushbutton, 22mm, momentary, incandescent illuminated, (1) N.O./(1) N.C. contact(s), plastic base, plastic bezel, Operator: red/green, double headed, 50mm, rectangular, plastic, operator text "(I) and (0)", 24 VAC/VDC; full voltage. | Stock | 16.5 | 17
GCX3191-120 | AutomationDirect pushbutton, 22mm, push ON - push OFF, incandescent illuminated, (1) N.O. contact(s), plastic base, plastic bezel, plastic ring, Operator: red, flush, 30mm, round, plastic, 120 VAC/VDC; full voltage. | Stock | 12.5 | 13
GCX3191-120L | AutomationDirect pushbutton, 22mm, push ON - push OFF, LED illuminated, (1) N.O. contact(s), plastic base, plastic bezel, plastic ring, Operator: red, flush, 30mm, round, plastic, 120 VAC/VDC; full voltage. | Stock | 18.5 | 19
GCX3191-24 | AutomationDirect pushbutton, 22mm, push ON - push OFF, incandescent illuminated, (1) N.O. contact(s), plastic base, plastic bezel, plastic ring, Operator: red, flush, 30mm, round, plastic, 24 VAC/VDC; full voltage. | Stock | 11.5 | 12
GCX3191-24L | AutomationDirect pushbutton, 22mm, push ON - push OFF, LED illuminated, (1) N.O. contact(s), plastic base, plastic bezel, plastic ring, Operator: red, flush, 30mm, round, plastic, 24 VAC/VDC; full voltage. | Stock | 18 | 18.5
GCX3192-120 | AutomationDirect pushbutton, 22mm, push ON - push OFF, incandescent illuminated, (1) N.O. contact(s), plastic base, plastic bezel, plastic ring, Operator: green, flush, 30mm, round, plastic, 120 VAC/VDC; full voltage. | Stock | 12.5 | 13
GCX3192-120L | AutomationDirect pushbutton, 22mm, push ON - push OFF, LED illuminated, (1) N.O. contact(s), plastic base, plastic bezel, plastic ring, Operator: green, flush, 30mm, round, plastic, 120 VAC/VDC; full voltage. | Stock | 21.5 | 22.5
GCX3192-24 | AutomationDirect pushbutton, 22mm, push ON - push OFF, incandescent illuminated, (1) N.O. contact(s), plastic base, plastic bezel, plastic ring, Operator: green, flush, 30mm, round, plastic, 24 VAC/VDC; full voltage. | Stock | 11.5 | 12
GCX3192-24L | AutomationDirect pushbutton, 22mm, push ON - push OFF, LED illuminated, (1) N.O. contact(s), plastic base, plastic bezel, plastic ring, Operator: green, flush, 30mm, round, plastic, 24 VAC/VDC; full voltage. | Stock | 20.5 | 21.5
GCX3193-120 | AutomationDirect pushbutton, 22mm, push ON - push OFF, incandescent illuminated, (1) N.O. contact(s), plastic base, plastic bezel, plastic ring, Operator: yellow, flush, 30mm, round, plastic, 120 VAC/VDC; full voltage. | Stock | 12.5 | 13
GCX3193-120L | AutomationDirect pushbutton, 22mm, push ON - push OFF, LED illuminated, (1) N.O. contact(s), plastic base, plastic bezel, plastic ring, Operator: yellow, flush, 30mm, round, plastic, 120 VAC/VDC; full voltage. | Stock | 18.5 | 19
GCX3193-24 | AutomationDirect pushbutton, 22mm, push ON - push OFF, incandescent illuminated, (1) N.O. contact(s), plastic base, plastic bezel, plastic ring, Operator: yellow, flush, 30mm, round, plastic, 24 VAC/VDC; full voltage. | Stock | 11.5 | 12
GCX3193-24L | AutomationDirect pushbutton, 22mm, push ON - push OFF, LED illuminated, (1) N.O. contact(s), plastic base, plastic bezel, plastic ring, Operator: yellow, flush, 30mm, round, plastic, 24 VAC/VDC; full voltage. | Stock | 18 | 18.5
GCX3194-120 | AutomationDirect pushbutton, 22mm, push ON - push OFF, incandescent illuminated, (1) N.O. contact(s), plastic base, plastic bezel, plastic ring, Operator: blue, flush, 30mm, round, plastic, 120 VAC/VDC; full voltage. | Stock | 12.5 | 13
GCX3194-120L | AutomationDirect pushbutton, 22mm, push ON - push OFF, LED illuminated, (1) N.O. contact(s), plastic base, plastic bezel, plastic ring, Operator: blue, flush, 30mm, round, plastic, 120 VAC/VDC; full voltage. | Stock | 21.5 | 22.5
GCX3194-24 | AutomationDirect pushbutton, 22mm, push ON - push OFF, incandescent illuminated, (1) N.O. contact(s), plastic base, plastic bezel, plastic ring, Operator: blue, flush, 30mm, round, plastic, 24 VAC/VDC; full voltage. | Stock | 11.5 | 12
GCX3194-24L | AutomationDirect pushbutton, 22mm, push ON - push OFF, LED illuminated, (1) N.O. contact(s), plastic base, plastic bezel, plastic ring, Operator: blue, flush, 30mm, round, plastic, 24 VAC/VDC; full voltage. | Stock | 20.5 | 21.5
GCX3195-120 | AutomationDirect pushbutton, 22mm, push ON - push OFF, incandescent illuminated, (1) N.O. contact(s), plastic base, plastic bezel, plastic ring, Operator: clear, flush, 30mm, round, plastic, 120 VAC/VDC; full voltage. | Stock | 12.5 | 13
GCX3195-120L | AutomationDirect pushbutton, 22mm, push ON - push OFF, LED illuminated, (1) N.O. contact(s), plastic base, plastic bezel, plastic ring, Operator: clear, flush, 30mm, round, plastic, 120 VAC/VDC; full voltage. | Stock | 23 | 24
GCX3195-24 | AutomationDirect pushbutton, 22mm, push ON - push OFF, incandescent illuminated, (1) N.O. contact(s), plastic base, plastic bezel, plastic ring, Operator: clear, flush, 30mm, round, plastic, 24 VAC/VDC; full voltage. | Stock | 11.5 | 12
GCX3195-24L | AutomationDirect pushbutton, 22mm, push ON - push OFF, LED illuminated, (1) N.O. contact(s), plastic base, plastic bezel, plastic ring, Operator: clear, flush, 30mm, round, plastic, 24 VAC/VDC; full voltage. | Stock | 22 | 23
GCX3196-120 | AutomationDirect pushbutton, 22mm, push ON - push OFF, incandescent illuminated, (1) N.O. contact(s), plastic base, plastic bezel, plastic ring, Operator: white, flush, 30mm, round, plastic, 120 VAC/VDC; full voltage. | Stock | 12.5 | 13
GCX3196-120L | AutomationDirect pushbutton, 22mm, push ON - push OFF, LED illuminated, (1) N.O. contact(s), plastic base, plastic bezel, plastic ring, Operator: white, flush, 30mm, round, plastic, 120 VAC/VDC; full voltage. | Stock | 23 | 24
GCX3196-24 | AutomationDirect pushbutton, 22mm, push ON - push OFF, incandescent illuminated, (1) N.O. contact(s), plastic base, plastic bezel, plastic ring, Operator: white, flush, 30mm, round, plastic, 24 VAC/VDC; full voltage. | Stock | 11.5 | 12
GCX3196-24L | AutomationDirect pushbutton, 22mm, push ON - push OFF, LED illuminated, (1) N.O. contact(s), plastic base, plastic bezel, plastic ring, Operator: white, flush, 30mm, round, plastic, 24 VAC/VDC; full voltage. | Stock | 22 | 23
GCX3201-120 | AutomationDirect pushbutton, 22mm, momentary, incandescent illuminated, (1) N.C. contact(s), plastic base, plastic bezel, plastic ring, Operator: red, flush, 30mm, round, plastic, 120 VAC/VDC; full voltage. | Stock | 11.5 | 12
GCX3201-120L | AutomationDirect pushbutton, 22mm, momentary, LED illuminated, (1) N.C. contact(s), plastic base, plastic bezel, plastic ring, Operator: red, flush, 30mm, round, plastic, 120 VAC/VDC; full voltage. | Stock | 16.5 | 17
GCX3201-24 | AutomationDirect pushbutton, 22mm, momentary, incandescent illuminated, (1) N.C. contact(s), plastic base, plastic bezel, plastic ring, Operator: red, flush, 30mm, round, plastic, 24 VAC/VDC; full voltage. | Stock | 10 | 10.5
GCX3201-24L | AutomationDirect pushbutton, 22mm, momentary, LED illuminated, (1) N.C. contact(s), plastic base, plastic bezel, plastic ring, Operator: red, flush, 30mm, round, plastic, 24 VAC/VDC; full voltage. | Stock | 15.5 | 16
GCX3202-120 | AutomationDirect pushbutton, 22mm, momentary, incandescent illuminated, (1) N.O. contact(s), plastic base, plastic bezel, plastic ring, Operator: green, flush, 30mm, round, plastic, 120 VAC/VDC; full voltage. | Stock | 11.5 | 12
GCX3202-120L | AutomationDirect pushbutton, 22mm, momentary, LED illuminated, (1) N.O. contact(s), plastic base, plastic bezel, plastic ring, Operator: green, flush, 30mm, round, plastic, 120 VAC/VDC; full voltage. | Stock | 18.5 | 19
GCX3202-24 | AutomationDirect pushbutton, 22mm, momentary, incandescent illuminated, (1) N.O. contact(s), plastic base, plastic bezel, plastic ring, Operator: green, flush, 30mm, round, plastic, 24 VAC/VDC; full voltage. | Stock | 10 | 10.5
GCX3202-24L | AutomationDirect pushbutton, 22mm, momentary, LED illuminated, (1) N.O. contact(s), plastic base, plastic bezel, plastic ring, Operator: green, flush, 30mm, round, plastic, 24 VAC/VDC; full voltage. | Stock | 18.5 | 19
GCX3203-120 | AutomationDirect pushbutton, 22mm, momentary, incandescent illuminated, (1) N.O. contact(s), plastic base, plastic bezel, plastic ring, Operator: yellow, flush, 30mm, round, plastic, 120 VAC/VDC; full voltage. | Stock | 11.5 | 12
GCX3203-120L | AutomationDirect pushbutton, 22mm, momentary, LED illuminated, (1) N.O. contact(s), plastic base, plastic bezel, plastic ring, Operator: yellow, flush, 30mm, round, plastic, 120 VAC/VDC; full voltage. | Stock | 16.5 | 17
GCX3203-24 | AutomationDirect pushbutton, 22mm, momentary, incandescent illuminated, (1) N.O. contact(s), plastic base, plastic bezel, plastic ring, Operator: yellow, flush, 30mm, round, plastic, 24 VAC/VDC; full voltage. | Stock | 10 | 10.5
GCX3203-24L | AutomationDirect pushbutton, 22mm, momentary, LED illuminated, (1) N.O. contact(s), plastic base, plastic bezel, plastic ring, Operator: yellow, flush, 30mm, round, plastic, 24 VAC/VDC; full voltage. | Stock | 15.5 | 16
GCX3204-120 | AutomationDirect pushbutton, 22mm, momentary, incandescent illuminated, (1) N.O. contact(s), plastic base, plastic bezel, plastic ring, Operator: blue, flush, 30mm, round, plastic, 120 VAC/VDC; full voltage. | Stock | 11.5 | 12
GCX3204-120L | AutomationDirect pushbutton, 22mm, momentary, LED illuminated, (1) N.O. contact(s), plastic base, plastic bezel, plastic ring, Operator: blue, flush, 30mm, round, plastic, 120 VAC/VDC; full voltage. | Stock | 18.5 | 19
GCX3204-24 | AutomationDirect pushbutton, 22mm, momentary, incandescent illuminated, (1) N.O. contact(s), plastic base, plastic bezel, plastic ring, Operator: blue, flush, 30mm, round, plastic, 24 VAC/VDC; full voltage. | Stock | 10 | 10.5
GCX3204-24L | AutomationDirect pushbutton, 22mm, momentary, LED illuminated, (1) N.O. contact(s), plastic base, plastic bezel, plastic ring, Operator: blue, flush, 30mm, round, plastic, 24 VAC/VDC; full voltage. | Stock | 18.5 | 19
GCX3205-120 | AutomationDirect pushbutton, 22mm, momentary, incandescent illuminated, (1) N.O. contact(s), plastic base, plastic bezel, plastic ring, Operator: clear, flush, 30mm, round, plastic, 120 VAC/VDC; full voltage. | Stock | 11.5 | 12
GCX3205-120L | AutomationDirect pushbutton, 22mm, momentary, LED illuminated, (1) N.O. contact(s), plastic base, plastic bezel, plastic ring, Operator: clear, flush, 30mm, round, plastic, 120 VAC/VDC; full voltage. | Stock | 20 | 21
GCX3205-24 | AutomationDirect pushbutton, 22mm, momentary, incandescent illuminated, (1) N.O. contact(s), plastic base, plastic bezel, plastic ring, Operator: clear, flush, 30mm, round, plastic, 24 VAC/VDC; full voltage. | Stock | 10 | 10.5
GCX3205-24L | AutomationDirect pushbutton, 22mm, momentary, LED illuminated, (1) N.O. contact(s), plastic base, plastic bezel, plastic ring, Operator: clear, flush, 30mm, round, plastic, 24 VAC/VDC; full voltage. | Stock | 19.5 | 20.5
GCX3206-120 | AutomationDirect pushbutton, 22mm, momentary, incandescent illuminated, (1) N.O. contact(s), plastic base, plastic bezel, plastic ring, Operator: white, flush, 30mm, round, plastic, 120 VAC/VDC; full voltage. | Stock | 11.5 | 12
GCX3206-120L | AutomationDirect pushbutton, 22mm, momentary, LED illuminated, (1) N.O. contact(s), plastic base, plastic bezel, plastic ring, Operator: white, flush, 30mm, round, plastic, 120 VAC/VDC; full voltage. | Stock | 20 | 21
GCX3206-24 | AutomationDirect pushbutton, 22mm, momentary, incandescent illuminated, (1) N.O. contact(s), plastic base, plastic bezel, plastic ring, Operator: white, flush, 30mm, round, plastic, 24 VAC/VDC; full voltage. | Stock | 10 | 10.5
GCX3206-24L | AutomationDirect pushbutton, 22mm, momentary, LED illuminated, (1) N.O. contact(s), plastic base, plastic bezel, plastic ring, Operator: white, flush, 30mm, round, plastic, 24 VAC/VDC; full voltage. | Stock | 19.5 | 20.5
GCX3211-120 | AutomationDirect pushbutton, 22mm, momentary, incandescent illuminated, (1) N.C. contact(s), plastic base, plastic bezel, Operator: red, extended, 30mm, round, plastic, 120 VAC/VDC; full voltage. | Stock | 11 | 11.5
GCX3211-120L | AutomationDirect pushbutton, 22mm, momentary, LED illuminated, (1) N.C. contact(s), plastic base, plastic bezel, Operator: red, extended, 30mm, round, plastic, 120 VAC/VDC; full voltage. | Stock | 16.5 | 17
GCX3211-24 | AutomationDirect pushbutton, 22mm, momentary, incandescent illuminated, (1) N.C. contact(s), plastic base, plastic bezel, Operator: red, extended, 30mm, round, plastic, 24 VAC/VDC; full voltage. | Stock | 10 | 10.5
GCX3211-24L | AutomationDirect pushbutton, 22mm, momentary, LED illuminated, (1) N.C. contact(s), plastic base, plastic bezel, Operator: red, extended, 30mm, round, plastic, 24 VAC/VDC; full voltage. | Stock | 15.5 | 16
GCX3212-120 | AutomationDirect pushbutton, 22mm, momentary, incandescent illuminated, (1) N.O. contact(s), plastic base, plastic bezel, Operator: green, extended, 30mm, round, plastic, 120 VAC/VDC; full voltage. | Stock | 11 | 11.5
GCX3212-120L | AutomationDirect pushbutton, 22mm, momentary, LED illuminated, (1) N.O. contact(s), plastic base, plastic bezel, Operator: green, extended, 30mm, round, plastic, 120 VAC/VDC; full voltage. | Stock | 18.5 | 19
GCX3212-24 | AutomationDirect pushbutton, 22mm, momentary, incandescent illuminated, (1) N.O. contact(s), plastic base, plastic bezel, Operator: green, extended, 30mm, round, plastic, 24 VAC/VDC; full voltage. | Stock | 10 | 10.5
GCX3212-24L | AutomationDirect pushbutton, 22mm, momentary, LED illuminated, (1) N.O. contact(s), plastic base, plastic bezel, Operator: green, extended, 30mm, round, plastic, 24 VAC/VDC; full voltage. | Stock | 19 | 20
GCX3213-120 | AutomationDirect pushbutton, 22mm, momentary, incandescent illuminated, (1) N.O. contact(s), plastic base, plastic bezel, Operator: yellow, extended, 30mm, round, plastic, 120 VAC/VDC; full voltage. | Stock | 11 | 11.5
GCX3213-120L | AutomationDirect pushbutton, 22mm, momentary, LED illuminated, (1) N.O. contact(s), plastic base, plastic bezel, Operator: yellow, extended, 30mm, round, plastic, 120 VAC/VDC; full voltage. | Stock | 16.5 | 17
GCX3213-24 | AutomationDirect pushbutton, 22mm, momentary, incandescent illuminated, (1) N.O. contact(s), plastic base, plastic bezel, Operator: yellow, extended, 30mm, round, plastic, 24 VAC/VDC; full voltage. | Stock | 10 | 10.5
GCX3213-24L | AutomationDirect pushbutton, 22mm, momentary, LED illuminated, (1) N.O. contact(s), plastic base, plastic bezel, Operator: yellow, extended, 30mm, round, plastic, 24 VAC/VDC; full voltage. | Stock | 15.5 | 16
GCX3214-120 | AutomationDirect pushbutton, 22mm, momentary, incandescent illuminated, (1) N.O. contact(s), plastic base, plastic bezel, Operator: blue, extended, 30mm, round, plastic, 120 VAC/VDC; full voltage. | Stock | 11 | 11.5
GCX3214-120L | AutomationDirect pushbutton, 22mm, momentary, LED illuminated, (1) N.O. contact(s), plastic base, plastic bezel, Operator: blue, extended, 30mm, round, plastic, 120 VAC/VDC; full voltage. | Stock | 18.5 | 19
GCX3214-24 | AutomationDirect pushbutton, 22mm, momentary, incandescent illuminated, (1) N.O. contact(s), plastic base, plastic bezel, Operator: blue, extended, 30mm, round, plastic, 24 VAC/VDC; full voltage. | Stock | 10 | 10.5
GCX3214-24L | AutomationDirect pushbutton, 22mm, momentary, LED illuminated, (1) N.O. contact(s), plastic base, plastic bezel, Operator: blue, extended, 30mm, round, plastic, 24 VAC/VDC; full voltage. | Stock | 19 | 20
GCX3215-120 | AutomationDirect pushbutton, 22mm, momentary, incandescent illuminated, (1) N.O. contact(s), plastic base, plastic bezel, Operator: clear, extended, 30mm, round, plastic, 120 VAC/VDC; full voltage. | Stock | 11 | 11.5
GCX3215-120L | AutomationDirect pushbutton, 22mm, momentary, LED illuminated, (1) N.O. contact(s), plastic base, plastic bezel, Operator: clear, extended, 30mm, round, plastic, 120 VAC/VDC; full voltage. | Stock | 21.5 | 22.5
GCX3215-24 | AutomationDirect pushbutton, 22mm, momentary, incandescent illuminated, (1) N.O. contact(s), plastic base, plastic bezel, Operator: clear, extended, 30mm, round, plastic, 24 VAC/VDC; full voltage. | Stock | 10 | 10.5
GCX3215-24L | AutomationDirect pushbutton, 22mm, momentary, LED illuminated, (1) N.O. contact(s), plastic base, plastic bezel, Operator: clear, extended, 30mm, round, plastic, 24 VAC/VDC; full voltage. | Stock | 20.5 | 21.5
GCX3216-120 | AutomationDirect pushbutton, 22mm, momentary, incandescent illuminated, (1) N.O. contact(s), plastic base, plastic bezel, Operator: white, extended, 30mm, round, plastic, 120 VAC/VDC; full voltage. | Stock | 11 | 11.5
GCX3216-120L | AutomationDirect pushbutton, 22mm, momentary, LED illuminated, (1) N.O. contact(s), plastic base, plastic bezel, Operator: white, extended, 30mm, round, plastic, 120 VAC/VDC; full voltage. | Stock | 21.5 | 22.5
GCX3216-24 | AutomationDirect pushbutton, 22mm, momentary, incandescent illuminated, (1) N.O. contact(s), plastic base, plastic bezel, Operator: white, extended, 30mm, round, plastic, 24 VAC/VDC; full voltage. | Stock | 10 | 10.5
GCX3216-24L | AutomationDirect pushbutton, 22mm, momentary, LED illuminated, (1) N.O. contact(s), plastic base, plastic bezel, Operator: white, extended, 30mm, round, plastic, 24 VAC/VDC; full voltage. | Stock | 20.5 | 21.5
GCX3221-120 | AutomationDirect pushbutton, 22mm, momentary, incandescent illuminated, (1) N.C. contact(s), plastic base, plastic bezel, Operator: red, mushroom, 40mm, round, plastic, 120 VAC/VDC; full voltage. | Stock | 14 | 14.5
GCX3221-120L | AutomationDirect pushbutton, 22mm, momentary, LED illuminated, (1) N.C. contact(s), plastic base, plastic bezel, Operator: red, mushroom, 40mm, round, plastic, 120 VAC/VDC; full voltage. | Stock | 18.5 | 19
GCX3221-24 | AutomationDirect pushbutton, 22mm, momentary, incandescent illuminated, (1) N.C. contact(s), plastic base, plastic bezel, Operator: red, mushroom, 40mm, round, plastic, 24 VAC/VDC; full voltage. | Stock | 12 | 12.5
GCX3221-24L | AutomationDirect pushbutton, 22mm, momentary, LED illuminated, (1) N.C. contact(s), plastic base, plastic bezel, Operator: red, mushroom, 40mm, round, plastic, 24 VAC/VDC; full voltage. | Stock | 17 | 17.5
GCX3226-120 | AutomationDirect pushbutton, 22mm, twist-to-release, incandescent illuminated, (1) N.C. contact(s), plastic base, plastic bezel, Operator: red, mushroom, 40mm, round, plastic, 120 VAC/VDC; full voltage. | Stock | 15.5 | 16
GCX3226-120L | AutomationDirect pushbutton, 22mm, twist-to-release, LED illuminated, (1) N.C. contact(s), plastic base, plastic bezel, Operator: red, mushroom, 40mm, round, plastic, 120 VAC/VDC; full voltage. | Stock | 20 | 21
GCX3226-24 | AutomationDirect pushbutton, 22mm, twist-to-release, incandescent illuminated, (1) N.C. contact(s), plastic base, plastic bezel, Operator: red, mushroom, 40mm, round, plastic, 24 VAC/VDC; full voltage. | Stock | 14 | 14.5
GCX3226-24L | AutomationDirect pushbutton, 22mm, twist-to-release, LED illuminated, (1) N.C. contact(s), plastic base, plastic bezel, Operator: red, mushroom, 40mm, round, plastic, 24 VAC/VDC; full voltage. | Stock | 19 | 20
GCX3241-120 | AutomationDirect selector switch, 22mm, 2-position, spring return from right, incandescent illuminated, (1) N.O. contact(s), plastic base, plastic bezel, Operator: red, knob, 30mm, round, plastic, 120 VAC/VDC, full voltage. | Stock | 12.5 | 13
GCX3241-120L | AutomationDirect selector switch, 22mm, 2-position, spring return from right, LED illuminated, (1) N.O. contact(s), plastic base, plastic bezel, Operator: red, knob, 30mm, round, plastic, 120 VAC/VDC, full voltage. | Stock | 17 | 17.5
GCX3241-24 | AutomationDirect selector switch, 22mm, 2-position, spring return from right, incandescent illuminated, (1) N.O. contact(s), plastic base, plastic bezel, Operator: red, knob, 30mm, round, plastic, 24 VAC/VDC, full voltage. | Stock | 12 | 12.5
GCX3241-24L | AutomationDirect selector switch, 22mm, 2-position, spring return from right, LED illuminated, (1) N.O. contact(s), plastic base, plastic bezel, Operator: red, knob, 30mm, round, plastic, 24 VAC/VDC, full voltage. | Stock | 17 | 17.5
GCX3242-120 | AutomationDirect selector switch, 22mm, 2-position, spring return from right, incandescent illuminated, (1) N.O. contact(s), plastic base, plastic bezel, Operator: green, knob, 30mm, round, plastic, 120 VAC/VDC, full voltage. | Stock | 12.5 | 13
GCX3242-120L | AutomationDirect selector switch, 22mm, 2-position, spring return from right, LED illuminated, (1) N.O. contact(s), plastic base, plastic bezel, Operator: green, knob, 30mm, round, plastic, 120 VAC/VDC, full voltage. | Stock | 19.5 | 20.5
GCX3242-24 | AutomationDirect selector switch, 22mm, 2-position, spring return from right, incandescent illuminated, (1) N.O. contact(s), plastic base, plastic bezel, Operator: green, knob, 30mm, round, plastic, 24 VAC/VDC, full voltage. | Stock | 12 | 12.5
GCX3242-24L | AutomationDirect selector switch, 22mm, 2-position, spring return from right, LED illuminated, (1) N.O. contact(s), plastic base, plastic bezel, Operator: green, knob, 30mm, round, plastic, 24 VAC/VDC, full voltage. | Stock | 19.5 | 20.5
GCX3243-120 | AutomationDirect selector switch, 22mm, 2-position, spring return from right, incandescent illuminated, (1) N.O. contact(s), plastic base, plastic bezel, Operator: yellow, knob, 30mm, round, plastic, 120 VAC/VDC, full voltage. | Stock | 12.5 | 13
GCX3243-120L | AutomationDirect selector switch, 22mm, 2-position, spring return from right, LED illuminated, (1) N.O. contact(s), plastic base, plastic bezel, Operator: yellow, knob, 30mm, round, plastic, 120 VAC/VDC, full voltage. | Stock | 17 | 17.5
GCX3243-24 | AutomationDirect selector switch, 22mm, 2-position, spring return from right, incandescent illuminated, (1) N.O. contact(s), plastic base, plastic bezel, Operator: yellow, knob, 30mm, round, plastic, 24 VAC/VDC, full voltage. | Stock | 12 | 12.5
GCX3243-24L | AutomationDirect selector switch, 22mm, 2-position, spring return from right, LED illuminated, (1) N.O. contact(s), plastic base, plastic bezel, Operator: yellow, knob, 30mm, round, plastic, 24 VAC/VDC, full voltage. | Stock | 17 | 17.5
GCX3244-120 | AutomationDirect selector switch, 22mm, 2-position, spring return from right, incandescent illuminated, (1) N.O. contact(s), plastic base, plastic bezel, Operator: blue, knob, 30mm, round, plastic, 120 VAC/VDC, full voltage. | Stock | 12.5 | 13
GCX3244-120L | AutomationDirect selector switch, 22mm, 2-position, spring return from right, LED illuminated, (1) N.O. contact(s), plastic base, plastic bezel, Operator: blue, knob, 30mm, round, plastic, 120 VAC/VDC, full voltage. | Stock | 19.5 | 20.5
GCX3244-24 | AutomationDirect selector switch, 22mm, 2-position, spring return from right, incandescent illuminated, (1) N.O. contact(s), plastic base, plastic bezel, Operator: blue, knob, 30mm, round, plastic, 24 VAC/VDC, full voltage. | Stock | 12 | 12.5
GCX3244-24L | AutomationDirect selector switch, 22mm, 2-position, spring return from right, LED illuminated, (1) N.O. contact(s), plastic base, plastic bezel, Operator: blue, knob, 30mm, round, plastic, 24 VAC/VDC, full voltage. | Stock | 19.5 | 20.5
GCX3245-120 | AutomationDirect selector switch, 22mm, 2-position, spring return from right, incandescent illuminated, (1) N.O. contact(s), plastic base, plastic bezel, Operator: clear, knob, 30mm, round, plastic, 120 VAC/VDC, full voltage. | Stock | 12.5 | 13
GCX3245-120L | AutomationDirect selector switch, 22mm, 2-position, spring return from right, LED illuminated, (1) N.O. contact(s), plastic base, plastic bezel, Operator: clear, knob, 30mm, round, plastic, 120 VAC/VDC, full voltage. | Stock | 21.5 | 22.5
GCX3245-24 | AutomationDirect selector switch, 22mm, 2-position, spring return from right, incandescent illuminated, (1) N.O. contact(s), plastic base, plastic bezel, Operator: clear, knob, 30mm, round, plastic, 24 VAC/VDC, full voltage. | Stock | 12 | 12.5
GCX3245-24L | AutomationDirect selector switch, 22mm, 2-position, spring return from right, LED illuminated, (1) N.O. contact(s), plastic base, plastic bezel, Operator: clear, knob, 30mm, round, plastic, 24 VAC/VDC, full voltage. | Stock | 20.5 | 21.5
GCX3251-120 | AutomationDirect selector switch, 22mm, 2-position, maintained, incandescent illuminated, (1) N.O. contact(s), plastic base, plastic bezel, Operator: red, knob, 30mm, round, plastic, 120 VAC/VDC, full voltage. | Stock | 12.5 | 13
GCX3251-120L | AutomationDirect selector switch, 22mm, 2-position, maintained, LED illuminated, (1) N.O. contact(s), plastic base, plastic bezel, Operator: red, knob, 30mm, round, plastic, 120 VAC/VDC, full voltage. | Stock | 17.5 | 18
GCX3251-24 | AutomationDirect selector switch, 22mm, 2-position, maintained, incandescent illuminated, (1) N.O. contact(s), plastic base, plastic bezel, Operator: red, knob, 30mm, round, plastic, 24 VAC/VDC, full voltage. | Stock | 12 | 12.5
GCX3251-24L | AutomationDirect selector switch, 22mm, 2-position, maintained, LED illuminated, (1) N.O. contact(s), plastic base, plastic bezel, Operator: red, knob, 30mm, round, plastic, 24 VAC/VDC, full voltage. | Stock | 17 | 17.5
GCX3252-120 | AutomationDirect selector switch, 22mm, 2-position, maintained, incandescent illuminated, (1) N.O. contact(s), plastic base, plastic bezel, Operator: green, knob, 30mm, round, plastic, 120 VAC/VDC, full voltage. | Stock | 12.5 | 13
GCX3252-120L | AutomationDirect selector switch, 22mm, 2-position, maintained, LED illuminated, (1) N.O. contact(s), plastic base, plastic bezel, Operator: green, knob, 30mm, round, plastic, 120 VAC/VDC, full voltage. | Stock | 19.5 | 20.5
GCX3252-24 | AutomationDirect selector switch, 22mm, 2-position, maintained, incandescent illuminated, (1) N.O. contact(s), plastic base, plastic bezel, Operator: green, knob, 30mm, round, plastic, 24 VAC/VDC, full voltage. | Stock | 12 | 12.5
GCX3252-24L | AutomationDirect selector switch, 22mm, 2-position, maintained, LED illuminated, (1) N.O. contact(s), plastic base, plastic bezel, Operator: green, knob, 30mm, round, plastic, 24 VAC/VDC, full voltage. | Stock | 19 | 20
GCX3253-120 | AutomationDirect selector switch, 22mm, 2-position, maintained, incandescent illuminated, (1) N.O. contact(s), plastic base, plastic bezel, Operator: yellow, knob, 30mm, round, plastic, 120 VAC/VDC, full voltage. | Stock | 12.5 | 13
GCX3253-120L | AutomationDirect selector switch, 22mm, 2-position, maintained, LED illuminated, (1) N.O. contact(s), plastic base, plastic bezel, Operator: yellow, knob, 30mm, round, plastic, 120 VAC/VDC, full voltage. | Stock | 17.5 | 18
GCX3253-24 | AutomationDirect selector switch, 22mm, 2-position, maintained, incandescent illuminated, (1) N.O. contact(s), plastic base, plastic bezel, Operator: yellow, knob, 30mm, round, plastic, 24 VAC/VDC, full voltage. | Stock | 12 | 12.5
GCX3253-24L | AutomationDirect selector switch, 22mm, 2-position, maintained, LED illuminated, (1) N.O. contact(s), plastic base, plastic bezel, Operator: yellow, knob, 30mm, round, plastic, 24 VAC/VDC, full voltage. | Stock | 17 | 17.5
GCX3254-120 | AutomationDirect selector switch, 22mm, 2-position, maintained, incandescent illuminated, (1) N.O. contact(s), plastic base, plastic bezel, Operator: blue, knob, 30mm, round, plastic, 120 VAC/VDC, full voltage. | Stock | 12.5 | 13
GCX3254-120L | AutomationDirect selector switch, 22mm, 2-position, maintained, LED illuminated, (1) N.O. contact(s), plastic base, plastic bezel, Operator: blue, knob, 30mm, round, plastic, 120 VAC/VDC, full voltage. | Stock | 19.5 | 20.5
GCX3254-24 | AutomationDirect selector switch, 22mm, 2-position, maintained, incandescent illuminated, (1) N.O. contact(s), plastic base, plastic bezel, Operator: blue, knob, 30mm, round, plastic, 24 VAC/VDC, full voltage. | Stock | 12 | 12.5
GCX3254-24L | AutomationDirect selector switch, 22mm, 2-position, maintained, LED illuminated, (1) N.O. contact(s), plastic base, plastic bezel, Operator: blue, knob, 30mm, round, plastic, 24 VAC/VDC, full voltage. | Stock | 19 | 20
GCX3255-120 | AutomationDirect selector switch, 22mm, 2-position, maintained, incandescent illuminated, (1) N.O. contact(s), plastic base, plastic bezel, Operator: clear, knob, 30mm, round, plastic, 120 VAC/VDC, full voltage. | Stock | 12.5 | 13
GCX3255-120L | AutomationDirect selector switch, 22mm, 2-position, maintained, LED illuminated, (1) N.O. contact(s), plastic base, plastic bezel, Operator: clear, knob, 30mm, round, plastic, 120 VAC/VDC, full voltage. | Stock | 21.5 | 22.5
GCX3255-24 | AutomationDirect selector switch, 22mm, 2-position, maintained, incandescent illuminated, (1) N.O. contact(s), plastic base, plastic bezel, Operator: clear, knob, 30mm, round, plastic, 24 VAC/VDC, full voltage. | Stock | 12 | 12.5
GCX3255-24L | AutomationDirect selector switch, 22mm, 2-position, maintained, LED illuminated, (1) N.O. contact(s), plastic base, plastic bezel, Operator: clear, knob, 30mm, round, plastic, 24 VAC/VDC, full voltage. | Stock | 20.5 | 21.5
GCX3261-120 | AutomationDirect selector switch, 22mm, 3-position, maintained, incandescent illuminated, (2) N.O./(2) N.C. contact(s), plastic base, plastic bezel, Operator: red, knob, 30mm, round, plastic, 120 VAC/VDC, full voltage. | Stock | 20 | 21
GCX3261-120L | AutomationDirect selector switch, 22mm, 3-position, maintained, LED illuminated, (2) N.O./(2) N.C. contact(s), plastic base, plastic bezel, Operator: red, knob, 30mm, round, plastic, 120 VAC/VDC, full voltage. | Stock | 24 | 25
GCX3261-24 | AutomationDirect selector switch, 22mm, 3-position, maintained, incandescent illuminated, (2) N.O./(2) N.C. contact(s), plastic base, plastic bezel, Operator: red, knob, 30mm, round, plastic, 24 VAC/VDC, full voltage. | Stock | 19.5 | 20.5
GCX3261-24L | AutomationDirect selector switch, 22mm, 3-position, maintained, LED illuminated, (2) N.O./(2) N.C. contact(s), plastic base, plastic bezel, Operator: red, knob, 30mm, round, plastic, 24 VAC/VDC, full voltage. | Stock | 23.5 | 24.5
GCX3262-120 | AutomationDirect selector switch, 22mm, 3-position, maintained, incandescent illuminated, (2) N.O./(2) N.C. contact(s), plastic base, plastic bezel, Operator: green, knob, 30mm, round, plastic, 120 VAC/VDC, full voltage. | Stock | 20 | 21
GCX3262-120L | AutomationDirect selector switch, 22mm, 3-position, maintained, LED illuminated, (2) N.O./(2) N.C. contact(s), plastic base, plastic bezel, Operator: green, knob, 30mm, round, plastic, 120 VAC/VDC, full voltage. | Stock | 27 | 28
GCX3262-24 | AutomationDirect selector switch, 22mm, 3-position, maintained, incandescent illuminated, (2) N.O./(2) N.C. contact(s), plastic base, plastic bezel, Operator: green, knob, 30mm, round, plastic, 24 VAC/VDC, full voltage. | Stock | 19.5 | 20.5
GCX3262-24L | AutomationDirect selector switch, 22mm, 3-position, maintained, LED illuminated, (2) N.O./(2) N.C. contact(s), plastic base, plastic bezel, Operator: green, knob, 30mm, round, plastic, 24 VAC/VDC, full voltage. | Stock | 25.5 | 26.5
GCX3263-120 | AutomationDirect selector switch, 22mm, 3-position, maintained, incandescent illuminated, (2) N.O./(2) N.C. contact(s), plastic base, plastic bezel, Operator: yellow, knob, 30mm, round, plastic, 120 VAC/VDC, full voltage. | Stock | 20 | 21
GCX3263-120L | AutomationDirect selector switch, 22mm, 3-position, maintained, LED illuminated, (2) N.O./(2) N.C. contact(s), plastic base, plastic bezel, Operator: yellow, knob, 30mm, round, plastic, 120 VAC/VDC, full voltage. | Stock | 24 | 25
GCX3263-24 | AutomationDirect selector switch, 22mm, 3-position, maintained, incandescent illuminated, (2) N.O./(2) N.C. contact(s), plastic base, plastic bezel, Operator: yellow, knob, 30mm, round, plastic, 24 VAC/VDC, full voltage. | Stock | 19.5 | 20.5
GCX3263-24L | AutomationDirect selector switch, 22mm, 3-position, maintained, LED illuminated, (2) N.O./(2) N.C. contact(s), plastic base, plastic bezel, Operator: yellow, knob, 30mm, round, plastic, 24 VAC/VDC, full voltage. | Stock | 23.5 | 24.5
GCX3264-120 | AutomationDirect selector switch, 22mm, 3-position, maintained, incandescent illuminated, (2) N.O./(2) N.C. contact(s), plastic base, plastic bezel, Operator: blue, knob, 30mm, round, plastic, 120 VAC/VDC, full voltage. | Stock | 20 | 21
GCX3264-120L | AutomationDirect selector switch, 22mm, 3-position, maintained, LED illuminated, (2) N.O./(2) N.C. contact(s), plastic base, plastic bezel, Operator: blue, knob, 30mm, round, plastic, 120 VAC/VDC, full voltage. | Stock | 27 | 28
GCX3264-24 | AutomationDirect selector switch, 22mm, 3-position, maintained, incandescent illuminated, (2) N.O./(2) N.C. contact(s), plastic base, plastic bezel, Operator: blue, knob, 30mm, round, plastic, 24 VAC/VDC, full voltage. | Stock | 19.5 | 20.5
GCX3264-24L | AutomationDirect selector switch, 22mm, 3-position, maintained, LED illuminated, (2) N.O./(2) N.C. contact(s), plastic base, plastic bezel, Operator: blue, knob, 30mm, round, plastic, 24 VAC/VDC, full voltage. | Stock | 25.5 | 26.5
GCX3265-120 | AutomationDirect selector switch, 22mm, 3-position, maintained, incandescent illuminated, (2) N.O./(2) N.C. contact(s), plastic base, plastic bezel, Operator: clear, knob, 30mm, round, plastic, 120 VAC/VDC, full voltage. | Stock | 20 | 21
GCX3265-120L | AutomationDirect selector switch, 22mm, 3-position, maintained, LED illuminated, (2) N.O./(2) N.C. contact(s), plastic base, plastic bezel, Operator: clear, knob, 30mm, round, plastic, 120 VAC/VDC, full voltage. | Stock | 28 | 29
GCX3265-24 | AutomationDirect selector switch, 22mm, 3-position, maintained, incandescent illuminated, (2) N.O./(2) N.C. contact(s), plastic base, plastic bezel, Operator: clear, knob, 30mm, round, plastic, 24 VAC/VDC, full voltage. | Stock | 19.5 | 20.5
GCX3265-24L | AutomationDirect selector switch, 22mm, 3-position, maintained, LED illuminated, (2) N.O./(2) N.C. contact(s), plastic base, plastic bezel, Operator: clear, knob, 30mm, round, plastic, 24 VAC/VDC, full voltage. | Stock | 27.5 | 28.5
GCX3281-120 | AutomationDirect selector switch, 22mm, 3-position, spring return to center, incandescent illuminated, (2) N.O./(2) N.C. contact(s), plastic base, plastic bezel, Operator: red, knob, 30mm, round, plastic, 120 VAC/VDC, full voltage. | Stock | 20 | 21
GCX3281-120L | AutomationDirect selector switch, 22mm, 3-position, spring return to center, LED illuminated, (2) N.O./(2) N.C. contact(s), plastic base, plastic bezel, Operator: red, knob, 30mm, round, plastic, 120 VAC/VDC, full voltage. | Stock | 24 | 25
GCX3281-24 | AutomationDirect selector switch, 22mm, 3-position, spring return to center, incandescent illuminated, (2) N.O./(2) N.C. contact(s), plastic base, plastic bezel, Operator: red, knob, 30mm, round, plastic, 24 VAC/VDC, full voltage. | Stock | 19.5 | 20.5
GCX3281-24L | AutomationDirect selector switch, 22mm, 3-position, spring return to center, LED illuminated, (2) N.O./(2) N.C. contact(s), plastic base, plastic bezel, Operator: red, knob, 30mm, round, plastic, 24 VAC/VDC, full voltage. | Stock | 23.5 | 24.5
GCX3282-120 | AutomationDirect selector switch, 22mm, 3-position, spring return to center, incandescent illuminated, (2) N.O./(2) N.C. contact(s), plastic base, plastic bezel, Operator: green, knob, 30mm, round, plastic, 120 VAC/VDC, full voltage. | Stock | 20 | 21
GCX3282-120L | AutomationDirect selector switch, 22mm, 3-position, spring return to center, LED illuminated, (2) N.O./(2) N.C. contact(s), plastic base, plastic bezel, Operator: green, knob, 30mm, round, plastic, 120 VAC/VDC, full voltage. | Stock | 27 | 28
GCX3282-24 | AutomationDirect selector switch, 22mm, 3-position, spring return to center, incandescent illuminated, (2) N.O./(2) N.C. contact(s), plastic base, plastic bezel, Operator: green, knob, 30mm, round, plastic, 24 VAC/VDC, full voltage. | Stock | 19.5 | 20.5
GCX3282-24L | AutomationDirect selector switch, 22mm, 3-position, spring return to center, LED illuminated, (2) N.O./(2) N.C. contact(s), plastic base, plastic bezel, Operator: green, knob, 30mm, round, plastic, 24 VAC/VDC, full voltage. | Stock | 26.5 | 27.5
GCX3283-120 | AutomationDirect selector switch, 22mm, 3-position, spring return to center, incandescent illuminated, (2) N.O./(2) N.C. contact(s), plastic base, plastic bezel, Operator: yellow, knob, 30mm, round, plastic, 120 VAC/VDC, full voltage. | Stock | 20 | 21
GCX3283-120L | AutomationDirect selector switch, 22mm, 3-position, spring return to center, LED illuminated, (2) N.O./(2) N.C. contact(s), plastic base, plastic bezel, Operator: yellow, knob, 30mm, round, plastic, 120 VAC/VDC, full voltage. | Stock | 24 | 25
GCX3283-24 | AutomationDirect selector switch, 22mm, 3-position, spring return to center, incandescent illuminated, (2) N.O./(2) N.C. contact(s), plastic base, plastic bezel, Operator: yellow, knob, 30mm, round, plastic, 24 VAC/VDC, full voltage. | Stock | 19.5 | 20.5
GCX3283-24L | AutomationDirect selector switch, 22mm, 3-position, spring return to center, LED illuminated, (2) N.O./(2) N.C. contact(s), plastic base, plastic bezel, Operator: yellow, knob, 30mm, round, plastic, 24 VAC/VDC, full voltage. | Stock | 23.5 | 24.5
GCX3284-120 | AutomationDirect selector switch, 22mm, 3-position, spring return to center, incandescent illuminated, (2) N.O./(2) N.C. contact(s), plastic base, plastic bezel, Operator: blue, knob, 30mm, round, plastic, 120 VAC/VDC, full voltage. | Stock | 20 | 21
GCX3284-120L | AutomationDirect selector switch, 22mm, 3-position, spring return to center, LED illuminated, (2) N.O./(2) N.C. contact(s), plastic base, plastic bezel, Operator: blue, knob, 30mm, round, plastic, 120 VAC/VDC, full voltage. | Stock | 27 | 28
GCX3284-24 | AutomationDirect selector switch, 22mm, 3-position, spring return to center, incandescent illuminated, (2) N.O./(2) N.C. contact(s), plastic base, plastic bezel, Operator: blue, knob, 30mm, round, plastic, 24 VAC/VDC, full voltage. | Stock | 19.5 | 20.5
GCX3284-24L | AutomationDirect selector switch, 22mm, 3-position, spring return to center, LED illuminated, (2) N.O./(2) N.C. contact(s), plastic base, plastic bezel, Operator: blue, knob, 30mm, round, plastic, 24 VAC/VDC, full voltage. | Stock | 26.5 | 27.5
GCX3285-120 | AutomationDirect selector switch, 22mm, 3-position, spring return to center, incandescent illuminated, (2) N.O./(2) N.C. contact(s), plastic base, plastic bezel, Operator: clear, knob, 30mm, round, plastic, 120 VAC/VDC, full voltage. | Stock | 20 | 21
GCX3285-120L | AutomationDirect selector switch, 22mm, 3-position, spring return to center, LED illuminated, (2) N.O./(2) N.C. contact(s), plastic base, plastic bezel, Operator: clear, knob, 30mm, round, plastic, 120 VAC/VDC, full voltage. | Stock | 28.5 | 29.5
GCX3285-24 | AutomationDirect selector switch, 22mm, 3-position, spring return to center, incandescent illuminated, (2) N.O./(2) N.C. contact(s), plastic base, plastic bezel, Operator: clear, knob, 30mm, round, plastic, 24 VAC/VDC, full voltage. | Stock | 19.5 | 20.5
GCX3285-24L | AutomationDirect selector switch, 22mm, 3-position, spring return to center, LED illuminated, (2) N.O./(2) N.C. contact(s), plastic base, plastic bezel, Operator: clear, knob, 30mm, round, plastic, 24 VAC/VDC, full voltage. | Stock | 27.5 | 28.5
GCX3300 | AutomationDirect selector switch, 22mm, 2-position, maintained, (1) N.O. contact(s), plastic base, plastic bezel, Operator: black, knob, 30mm, round, plastic. | Stock | 8 | 8.25
GCX3310 | AutomationDirect selector switch, 22mm, 2-position, spring return from right, (1) N.O. contact(s), plastic base, plastic bezel, Operator: black, knob, 30mm, round, plastic. | Stock | 8.75 | 9
GCX3320-22 | AutomationDirect selector switch, 22mm, 3-position, maintained, (2) N.O./(2) N.C. contact(s), plastic base, plastic bezel, Operator: black, knob, 30mm, round, plastic. | Stock | 15.5 | 16
GCX3330-22 | AutomationDirect selector switch, 22mm, 3-position, spring return to center, (2) N.O./(2) N.C. contact(s), plastic base, plastic bezel, Operator: black, knob, 30mm, round, plastic. | Stock | 16 | 16.5
GCX3350 | AutomationDirect selector switch, 22mm, 2-position, maintained, (1) N.O. contact(s), plastic base, plastic bezel, Operator: black, lever, 30mm, round, plastic. | Stock | 8.75 | 9
GCX3360 | AutomationDirect selector switch, 22mm, 2-position, spring return from right, (1) N.O. contact(s), plastic base, plastic bezel, Operator: black, lever, 30mm, round, plastic. | Stock | 9.25 | 9.5
GCX3370-22 | AutomationDirect selector switch, 22mm, 3-position, maintained, (2) N.O./(2) N.C. contact(s), plastic base, plastic bezel, Operator: black, lever, 30mm, round, plastic. | Stock | 16 | 16.5
GCX3380-22 | AutomationDirect selector switch, 22mm, 3-position, spring return to center, (2) N.O./(2) N.C. contact(s), plastic base, plastic bezel, Operator: black, lever, 30mm, round, plastic. | Stock | 16.5 | 17
GCX3420 | AutomationDirect selector switch, 22mm, 2-position, maintained, key removable in all positions, (1) N.O. contact(s), plastic base, plastic bezel, Operator: black, key, 30mm, round, plastic. | Stock | 15 | 15.5
GCX3430 | AutomationDirect selector switch, 22mm, 2-position, spring return from right, key removable in all positions, (1) N.O. contact(s), plastic base, plastic bezel, Operator: black, key, 30mm, round, plastic. | Stock | 15 | 15.5
GCX3470-22 | AutomationDirect selector switch, 22mm, 3-position, maintained, key removable in all positions, (2) N.O./(2) N.C. contact(s), plastic base, plastic bezel, Operator: black, key, 30mm, round, plastic. | Stock | 21.5 | 22.5
GDIN | Eaton 35mm DIN rail mount adapter, package of 1. For use with Automationdirect (Eaton) 100A frame MCCBs mounted onto 35mm DIN rail. Mounting hardware included. | Stock | 11 | 11.5
GFL-100MM | NITRA flange mount plate, zinc plated steel. For use with 100mm bore G-series cylinders. | Stock | 29 | 30
GFL-32MM | NITRA flange mount plate, zinc plated steel. For use with 32mm bore G-series cylinders. | Stock | 11.25 | 11.5
GFL-40MM | NITRA flange mount plate, zinc plated steel. For use with 40mm bore G-series cylinders. | Stock | 12.25 | 12.5
GFL-50MM | NITRA flange mount plate, zinc plated steel. For use with 50mm bore G-series cylinders. | Stock | 15 | 15.5
GFL-63MM | NITRA flange mount plate, zinc plated steel. For use with 63mm bore G-series cylinders. | Stock | 21 | 22
GFL-80MM | NITRA flange mount plate, zinc plated steel. For use with 80mm bore G-series cylinders. | Stock | 24 | 25
GFS30-D1C-120A-F | AcuAMP ground fault sensor, fixed core, 5, 10, or 30 mA selectable trip point, relay, SPDT normally de-energized, automatic reset output, 120 VAC operating voltage. | Stock | 143 | 165
GFS30-D1C-24-F | AcuAMP ground fault sensor, fixed core, 5, 10, or 30 mA selectable trip point, relay, SPDT normally de-energized, automatic reset output, 24 VAC/VDC operating voltage. | Stock | 143 | 165
GFS30-E1C-120A-F | AcuAMP ground fault sensor, fixed core, 5, 10, or 30 mA selectable trip point, relay, SPDT normally energized, automatic reset output, 120 VAC operating voltage. | Stock | 153 | 176
GFS30-E1C-24-F | AcuAMP ground fault sensor, fixed core, 5, 10, or 30 mA selectable trip point, relay, SPDT normally energized, automatic reset output, 24 VAC/VDC operating voltage. | Stock | 153 | 176
GFS30-M1A-120A-F | AcuAMP ground fault sensor, fixed core, 5, 10, or 30 mA selectable trip point, relay, SPST-N.O., manual reset output, 120 VAC operating voltage. | Stock | 211 | 243
GFS30-M1A-24-F | AcuAMP ground fault sensor, fixed core, 5, 10, or 30 mA selectable trip point, relay, SPST-N.O., manual reset output, 24 VAC/VDC operating voltage. | Stock | 211 | 243
GFS30-M1B-120A-F | AcuAMP ground fault sensor, fixed core, 5, 10, or 30 mA selectable trip point, relay, SPST-N.C., manual reset output, 120 VAC operating voltage. | Stock | 211 | 243
GFS30-M1B-24-F | AcuAMP ground fault sensor, fixed core, 5, 10, or 30 mA selectable trip point, relay, SPST-N.C., manual reset output, 24 VAC/VDC operating voltage. | Stock | 211 | 243
GFSL30-M1A-120A-F | AcuAMP ground fault sensor, large aperture fixed core, 5, 10, or 30 mA selectable trip point, relay, SPST-N.O., manual reset output, 120 VAC operating voltage. | Stock | 243 | 280
GFSL30-M1B-120A-F | AcuAMP ground fault sensor, large aperture fixed core, 5, 10, or 30 mA selectable trip point, relay, SPST-N.C., manual reset output, 120 VAC operating voltage. | Stock | 243 | 280
GH15BN-3-01A | AutomationDirect GH15 series IEC contactor, 9A, (3) N.O. power contact(s), 120 VAC (60Hz)/110 VAC (50Hz) coil voltage. (1) N.C. auxiliary contact included. | Stock | 48 | 46
GH15BN-3-10A | AutomationDirect GH15 series IEC contactor, 9A, (3) N.O. power contact(s), 120 VAC (60Hz)/110 VAC (50Hz) coil voltage. (1) N.O. auxiliary contact included. | Stock | 49 | 47
GH15BN-3-10B | AutomationDirect GH15 series IEC contactor, 9A, (3) N.O. power contact(s), 240 VAC (60Hz)/220 VAC (50Hz) coil voltage. (1) N.O. auxiliary contact included. | Stock | 49 | 47
GH15CN-3-01A | AutomationDirect GH15 series IEC contactor, 12A, (3) N.O. power contact(s), 120 VAC (60Hz)/110 VAC (50Hz) coil voltage. (1) N.C. auxiliary contact included. | Stock | 56 | 54
GH15CN-3-01B | AutomationDirect GH15 series IEC contactor, 12A, (3) N.O. power contact(s), 240 VAC (60Hz)/220 VAC (50Hz) coil voltage. (1) N.C. auxiliary contact included. | Stock | 56 | 54
GH15CN-3-10A | AutomationDirect GH15 series IEC contactor, 12A, (3) N.O. power contact(s), 120 VAC (60Hz)/110 VAC (50Hz) coil voltage. (1) N.O. auxiliary contact included. | Stock | 56 | 54
GH15CN-3-10B | AutomationDirect GH15 series IEC contactor, 12A, (3) N.O. power contact(s), 240 VAC (60Hz)/220 VAC (50Hz) coil voltage. (1) N.O. auxiliary contact included. | Stock | 56 | 54
GH15DN-3-01A | AutomationDirect GH15 series IEC contactor, 16A, (3) N.O. power contact(s), 120 VAC (60Hz)/110 VAC (50Hz) coil voltage. (1) N.C. auxiliary contact included. | Stock | 61 | 59
GH15DN-3-01B | AutomationDirect GH15 series IEC contactor, 16A, (3) N.O. power contact(s), 240 VAC (60Hz)/220 VAC (50Hz) coil voltage. (1) N.C. auxiliary contact included. | Stock | 61 | 59
GH15DN-3-10A | AutomationDirect GH15 series IEC contactor, 16A, (3) N.O. power contact(s), 120 VAC (60Hz)/110 VAC (50Hz) coil voltage. (1) N.O. auxiliary contact included. | Stock | 61 | 59
GH15DN-3-10B | AutomationDirect GH15 series IEC contactor, 16A, (3) N.O. power contact(s), 240 VAC (60Hz)/220 VAC (50Hz) coil voltage. (1) N.O. auxiliary contact included. | Stock | 61 | 59
GH15ET-3-00A | AutomationDirect GH15 series IEC contactor, 25A, (3) N.O. power contact(s), 120 VAC (60Hz)/110 VAC (50Hz) coil voltage. | Stock | 92 | 88
GH15ET-3-00B | AutomationDirect GH15 series IEC contactor, 25A, (3) N.O. power contact(s), 240 VAC (60Hz)/220 VAC (50Hz) coil voltage. | Stock | 92 | 88
GH15FT-3-00A | AutomationDirect GH15 series IEC contactor, 32A, (3) N.O. power contact(s), 120 VAC (60Hz)/110 VAC (50Hz) coil voltage. | Stock | 100 | 96
GH15FT-3-00B | AutomationDirect GH15 series IEC contactor, 32A, (3) N.O. power contact(s), 240 VAC (60Hz)/220 VAC (50Hz) coil voltage. | Stock | 100 | 96
GH15GT-3-00A | AutomationDirect GH15 series IEC contactor, 40A, (3) N.O. power contact(s), 120 VAC (60Hz)/110 VAC (50Hz) coil voltage. | Stock | 181 | 174
GH15GT-3-00B | AutomationDirect GH15 series IEC contactor, 40A, (3) N.O. power contact(s), 240 VAC (60Hz)/212 VAC (50Hz) coil voltage. | Stock | 179 | 172
GH15HT-3-00A | AutomationDirect GH15 series IEC contactor, 50A, (3) N.O. power contact(s), 120 VAC (60Hz)/110 VAC (50Hz) coil voltage. | Stock | 202 | 194
GH15HT-3-00B | AutomationDirect GH15 series IEC contactor, 50A, (3) N.O. power contact(s), 240 VAC (60Hz)/212 VAC (50Hz) coil voltage. | Stock | 202 | 194
GH15JT-3-00A | AutomationDirect GH15 series IEC contactor, 63A, (3) N.O. power contact(s), 120 VAC (60Hz)/110 VAC (50Hz) coil voltage. | Stock | 211 | 203
GH15JT-3-00B | AutomationDirect GH15 series IEC contactor, 63A, (3) N.O. power contact(s), 240 VAC (60Hz)/212 VAC (50Hz) coil voltage. | Stock | 211 | 203
GH15KT-3-00A | AutomationDirect GH15 series IEC contactor, 80A, (3) N.O. power contact(s), 120 VAC (60Hz)/110 VAC (50Hz) coil voltage. | Stock | 260 | 250
GH15LT-3-00A | AutomationDirect GH15 series IEC contactor, 95A, (3) N.O. power contact(s), 120 VAC (60Hz)/110 VAC (50Hz) coil voltage. | Stock | 308 | 296
GH15LT-3-00B | AutomationDirect GH15 series IEC contactor, 95A, (3) N.O. power contact(s), 240 VAC (60Hz)/212 VAC (50Hz) coil voltage. | Stock | 308 | 296
GH15MT-3-00A | AutomationDirect GH15 series IEC contactor, 110A, (3) N.O. power contact(s), 120 VAC (60Hz)/110 VAC (50Hz)/110 VDC coil voltage. | Stock | 343 | 329
GH15MT-3-00B | AutomationDirect GH15 series IEC contactor, 110A, (3) N.O. power contact(s), 240 VAC (60Hz)/220 VAC (50Hz) coil voltage. | Stock | 343 | 329
GH15NT-3-00A | AutomationDirect GH15 series IEC contactor, 150A, (3) N.O. power contact(s), 120 VAC (60Hz)/110 VAC (50Hz)/110 VDC coil voltage. | Stock | 454 | 436
GH15PT-3-00A | AutomationDirect GH15 series IEC contactor, 175A, (3) N.O. power contact(s), 120 VAC (60Hz)/110 VAC (50Hz)/110 VDC coil voltage. | Stock | 549 | 527
GH15PT-3-00B | AutomationDirect GH15 series IEC contactor, 175A, (3) N.O. power contact(s), 240 VAC (60Hz)/220 VAC (50Hz)/220 VDC coil voltage. | Stock | 549 | 527
GH15RT-3-00A | AutomationDirect GH15 series IEC contactor, 210A, (3) N.O. power contact(s), 120 VAC (60Hz)/110 VAC (50Hz)/110 VDC coil voltage. | Stock | 684 | 657
GH15S11 | AutomationDirect auxiliary contact, left or right side mount, (1) N.O./(1) N.C. contact(s), 10A @ 600 VAC. For use with all GH15 series contactors. | Stock | 24 | 25
GH15ST-3-00A | AutomationDirect GH15 series IEC contactor, 260A, (3) N.O. power contact(s), 120 VAC (60Hz)/110 VAC (50Hz)/110 VDC coil voltage. | Stock | 729 | 700
GH15T11 | AutomationDirect auxiliary contact, front mount, (1) N.O./(1) N.C. contact(s), 10A @ 600 VAC. For use with all GH15 series contactors. | Stock | 19 | 20
GH15T22 | AutomationDirect auxiliary contact, front mount, (2) N.O./(2) N.C. contact(s), 10A @ 600 VAC. For use with all GH15 series contactors. | Stock | 28 | 29
GH15T31 | AutomationDirect auxiliary contact, front mount, (3) N.O./(1) N.C. contact(s), 10A @ 600 VAC. For use with all GH15 series contactors. | Stock | 28 | 29
GH15T40 | AutomationDirect auxiliary contact, front mount, (4) N.O. contact(s), 10A @ 600 VAC. For use with all GH15 series contactors. | Stock | 32.5 | 34
GH15TT-3-00A | AutomationDirect GH15 series IEC contactor, 315A, (3) N.O. power contact(s), 120 VAC (60Hz)/110 VAC (50Hz)/110 VDC coil voltage. | Stock | 940 | 931
GH15TT-3-00B | AutomationDirect GH15 series IEC contactor, 315A, (3) N.O. power contact(s), 240 VAC (60Hz)/220 VAC (50Hz)/220 VDC coil voltage. | Stock | 940 | 931
GHMVD06B | Eaton rotary handle, pistol, black, external front mount, 2-position, lockable in OFF only, defeatable, NEMA 1/12. For use with Automationdirect (Eaton) 100A frame MCCBs. 6in shaft and operator included. | Stock | 81 | 84
GHMVD12B | Eaton rotary handle, pistol, black, external front mount, 2-position, lockable in OFF only, defeatable, NEMA 1/12. For use with Automationdirect (Eaton) 100A frame MCCBs. 12in shaft and operator included. | Stock | 90 | 94
GHSE19-006A-02-10S | Alliance Sensors inductive linear position sensor, spring loaded, 6.4mm stroke, 6.4mm shaft diameter, 0-10 VDC output, 19mm diameter x 82.6mm body, 1/2-20 UNF mount, 6-pin PT0. | Stock | 630 | 655
GHSE19-013A-02-10S | Alliance Sensors inductive linear position sensor, spring loaded, 13mm stroke, 6.4mm shaft diameter, 0-10 VDC output, 19mm diameter x 88.9mm body, 1/2-20 UNF mount, 6-pin PT0. | Stock | 640 | 666
GHSE19-025A-02-10S | Alliance Sensors inductive linear position sensor, spring loaded, 25mm stroke, 6.4mm shaft diameter, 0-10 VDC output, 19mm diameter x 101.6mm body, 1/2-20 UNF mount, 6-pin PT0. | Stock | 660 | 686
GHSE19-050A-02-10S | Alliance Sensors inductive linear position sensor, spring loaded, 50mm stroke, 6.4mm shaft diameter, 0-10 VDC output, 19mm diameter x 129.0mm body, 1/2-20 UNF mount, 6-pin PT0. | Stock | 685 | 712
GHSE19-075A-02-10S | Alliance Sensors inductive linear position sensor, spring loaded, 75mm stroke, 6.4mm shaft diameter, 0-10 VDC output, 19mm diameter x 166.5mm body, 1/2-20 UNF mount, 6-pin PT0. | Stock | 710 | 738
GHSE19-100A-02-10S | Alliance Sensors inductive linear position sensor, spring loaded, 100mm stroke, 6.4mm shaft diameter, 0-10 VDC output, 19mm diameter x 194.1mm body, 1/2-20 UNF mount, 6-pin PT0. | Stock | 740 | 770
GHSI19-006A-02-20S | Alliance Sensors inductive linear position sensor, spring loaded, 6.4mm stroke, 6.4mm shaft diameter, 4-20 mA output, 19mm diameter x 82.6mm body, 1/2-20 UNF mount, 6-pin PT0. | Stock | 630 | 655
GHSI19-013A-02-20S | Alliance Sensors inductive linear position sensor, spring loaded, 13mm stroke, 6.4mm shaft diameter, 4-20 mA output, 19mm diameter x 101.6mm body, 1/2-20 UNF mount, 6-pin PT0. | Stock | 640 | 666
GHSI19-025A-02-20S | Alliance Sensors inductive linear position sensor, spring loaded, 25mm stroke, 6.4mm shaft diameter, 4-20 mA output, 19mm diameter x 101.6mm body, 1/2-20 UNF mount, 6-pin PT0. | Stock | 660 | 686
GHSI19-050A-02-20S | Alliance Sensors inductive linear position sensor, spring loaded, 50mm stroke, 6.4mm shaft diameter, 4-20 mA output, 19mm diameter x 129.0mm body, 1/2-20 UNF mount, 6-pin PT0. | Stock | 685 | 712
GHSI19-075A-02-20S | Alliance Sensors inductive linear position sensor, spring loaded, 75mm stroke, 6.4mm shaft diameter, 4-20 mA output, 19mm diameter x 166.5mm body, 1/2-20 UNF mount, 6-pin PT0. | Stock | 710 | 738
GHSI19-100A-02-20S | Alliance Sensors inductive linear position sensor, spring loaded, 100mm stroke, 6.4mm shaft diameter, 4-20 mA output, 19mm diameter x 194.1mm body, 1/2-20 UNF mount, 6-pin PT0. | Stock | 740 | 770
GJ-10D | AutomationDirect encoder coupling, 10mm bore, glass fiber reinforced resin body, setscrew. For use with Koyo TRD-GK series encoders. | Stock | 10 | 11.5
GJ-4D | AutomationDirect encoder coupling, 4mm bore, glass fiber body, setscrew. For use with Koyo TRD-MX series encoders. | Stock | 9.75 | 11
GJ-635D | AutomationDirect encoder coupling, 1/4in bore, glass fiber reinforced resin body, setscrew. For use with Koyo TRDA-2E series encoders. | Stock | 11 | 12.5
GJ-6D | AutomationDirect encoder coupling, 6mm bore, glass fiber reinforced resin body, setscrew. For use with Koyo TRD-S series encoders. | Stock | 7.75 | 9
GJ-8D | AutomationDirect encoder coupling, 8mm bore, glass fiber reinforced resin body, setscrew. For use with Koyo TRD-N/NA series encoders. | Stock | 7.75 | 9
GJK-953D | AutomationDirect encoder coupling, 3/8in bore, glass fiber reinforced resin body, setscrew. For use with Koyo TRDA-20 and TRDA-25 series encoders. | Stock | 16.5 | 19
GLF812 | Quadritalia eyebolt, M12 x 1.5mm x 22mm, galvanized steel. | Stock | 5.25
GLF812-K4 | Quadritalia eye bolt, M12 x 1.5mm x 22mm, galvanized steel. Package of 4. | Stock | 21 | 28
GLHD-141002-AS | IDEM safety switch, cable-pull interlock, with reset, 250m maximum pull cable length, emergency stop, dual head, (4) N.C. safety output(s), (2) N.O. monitoring output(s), 24 VDC LED, die-cast aluminum body, (4) 1/2in NPT cable entries. | Stock | 341
GLHD-141002-BS | IDEM safety switch, cable-pull interlock, with reset, 250m maximum pull cable length, emergency stop, dual head, (4) N.C. safety output(s), (2) N.O. monitoring output(s), 110 VAC LED, die-cast aluminum body, (4) 1/2in NPT cable entries. | Stock | 345
GLHD-141030-AS | IDEM safety switch, cable-pull interlock, with reset, 250m maximum pull cable length, dual head, (4) N.C. safety output(s), (2) N.O. monitoring output(s), 24 VDC LED, die-cast aluminum body, (4) 1/2in NPT cable entries. | Stock | 323
GLHD-141030-BS | IDEM safety switch, cable-pull interlock, with reset, 250m maximum pull cable length, dual head, (4) N.C. safety output(s), (2) N.O. monitoring output(s), 110 VAC LED, die-cast aluminum body, (4) 1/2in NPT cable entries. | Stock | 327
GLHD-141040 | IDEM safety switch, cable-pull interlock, with reset, 250m maximum pull cable length, emergency stop, dual head, (4) N.C. safety output(s), (2) N.O. monitoring output(s), die-cast aluminum body, (4) 1/2in NPT cable entries. | Stock | 318
GLHD-141042 | IDEM safety switch, cable-pull interlock, with reset, 250m maximum pull cable length, dual head, (4) N.C. safety output(s), (2) N.O. monitoring output(s), die-cast aluminum body, (4) 1/2in NPT cable entries. | Stock | 300
GLHD-EX-141018 | IDEM safety switch, cable-pull interlock, with reset, hazardous location rated, 250m maximum pull cable length, emergency stop, dual head, (2) N.C. safety output(s), (2) N.O. monitoring output(s), die-cast aluminum body, pigtail. | Stock | 695
GLHD-SS-145002-AS | IDEM safety switch, cable-pull interlock, with reset, 250m maximum pull cable length, emergency stop, dual head, (4) N.C. safety output(s), (2) N.O. monitoring output(s), 24 VDC LED, 316 stainless steel body, (4) 1/2in NPT cable entries. | Stock | 519
GLHD-SS-145002-BS | IDEM safety switch, cable-pull interlock, with reset, 250m maximum pull cable length, emergency stop, dual head, (4) N.C. safety output(s), (2) N.O. monitoring output(s), 110 VAC LED, 316 stainless steel body, (4) 1/2in NPT cable entries. | Stock | 523
GLHD-SS-145024 | IDEM safety switch, cable-pull interlock, with reset, 250m maximum pull cable length, emergency stop, dual head, (4) N.C. safety output(s), (2) N.O. monitoring output(s), 316 stainless steel body, (4) 1/2in NPT cable entries. | Stock | 484
GLHD-SS-145026 | IDEM safety switch, cable-pull interlock, with reset, 250m maximum pull cable length, dual head, (4) N.C. safety output(s), (2) N.O. monitoring output(s), 316 stainless steel body, (4) 1/2in NPT cable entries. | Stock | 438
GLHL-141006-AS | IDEM safety switch, cable-pull interlock, with reset, 125m maximum pull cable length, emergency stop, left hand head, (4) N.C. safety output(s), (2) N.O. monitoring output(s), 24 VDC LED, die-cast aluminum body, (4) 1/2in NPT cable entries. | Stock | 210
GLHL-141006-BS | IDEM safety switch, cable-pull interlock, with reset, 125m maximum pull cable length, emergency stop, left hand head, (4) N.C. safety output(s), (2) N.O. monitoring output(s), 110 VAC LED, die-cast aluminum body, (4) 1/2in NPT cable entries. | Stock | 214
GLHL-141035 | IDEM safety switch, cable-pull interlock, with reset, 125m maximum pull cable length, emergency stop, left hand head, (4) N.C. safety output(s), (2) N.O. monitoring output(s), die-cast aluminum body, (4) 1/2in NPT cable entries. | Stock | 187
GLHL-141055-AS | IDEM safety switch, cable-pull interlock, with reset, 125m maximum pull cable length, left hand head, (4) N.C. safety output(s), (2) N.O. monitoring output(s), 24 VDC LED, die-cast aluminum body, (4) 1/2in NPT cable entries. | Stock | 191
GLHL-141055-BS | IDEM safety switch, cable-pull interlock, with reset, 125m maximum pull cable length, left hand head, (4) N.C. safety output(s), (2) N.O. monitoring output(s), 110 VAC LED, die-cast aluminum body, (4) 1/2in NPT cable entries. | Stock | 196
GLHL-141057 | IDEM safety switch, cable-pull interlock, with reset, 125m maximum pull cable length, left hand head, (4) N.C. safety output(s), (2) N.O. monitoring output(s), die-cast aluminum body, (4) 1/2in NPT cable entries. | Stock | 169
GLHL-EX-141020 | IDEM safety switch, cable-pull interlock, with reset, hazardous location rated, 125m maximum pull cable length, emergency stop, left hand head, (2) N.C. safety output(s), (2) N.O. monitoring output(s), die-cast aluminum body, pigtail. | Stock | 561
GLHL-SS-145006-AS | IDEM safety switch, cable-pull interlock, with reset, 125m maximum pull cable length, emergency stop, left hand head, (4) N.C. safety output(s), (2) N.O. monitoring output(s), 24 VDC LED, 316 stainless steel body, (4) 1/2in NPT cable entries. | Stock | 424
GLHL-SS-145006-BS | IDEM safety switch, cable-pull interlock, with reset, 125m maximum pull cable length, emergency stop, left hand head, (4) N.C. safety output(s), (2) N.O. monitoring output(s), 110 VAC LED, 316 stainless steel body, (4) 1/2in NPT cable entries. | Stock | 428
GLHL-SS-145035 | IDEM safety switch, cable-pull interlock, with reset, 125m maximum pull cable length, emergency stop, left hand head, (4) N.C. safety output(s), (2) N.O. monitoring output(s), 316 stainless steel body, (4) 1/2in NPT cable entries. | Stock | 389
GLHL-SS-145057 | IDEM safety switch, cable-pull interlock, with reset, 125m maximum pull cable length, left hand head, (4) N.C. safety output(s), (2) N.O. monitoring output(s), 316 stainless steel body, (4) 1/2in NPT cable entries. | Stock | 343
GLHR-141010-AS | IDEM safety switch, cable-pull interlock, with reset, 125m maximum pull cable length, emergency stop, right hand head, (4) N.C. safety output(s), (2) N.O. monitoring output(s), 24 VDC LED, die-cast aluminum body, (4) 1/2in NPT cable entries. | Stock | 210
GLHR-141010-BS | IDEM safety switch, cable-pull interlock, with reset, 125m maximum pull cable length, emergency stop, right hand head, (4) N.C. safety output(s), (2) N.O. monitoring output(s), 110 VAC LED, die-cast aluminum body, (4) 1/2in NPT cable entries. | Stock | 214
GLHR-141036 | IDEM safety switch, cable-pull interlock, with reset, 125m maximum pull cable length, emergency stop, right hand head, (4) N.C. safety output(s), (2) N.O. monitoring output(s), die-cast aluminum body, (4) 1/2in NPT cable entries. | Stock | 187
GLHR-141056-AS | IDEM safety switch, cable-pull interlock, with reset, 125m maximum pull cable length, right hand head, (4) N.C. safety output(s), (2) N.O. monitoring output(s), 24 VDC LED, die-cast aluminum body, (4) 1/2in NPT cable entries. | Stock | 191
GLHR-141056-BS | IDEM safety switch, cable-pull interlock, with reset, 125m maximum pull cable length, right hand head, (4) N.C. safety output(s), (2) N.O. monitoring output(s), 110 VAC LED, die-cast aluminum body, (4) 1/2in NPT cable entries. | Stock | 196
GLHR-141058 | IDEM safety switch, cable-pull interlock, with reset, 125m maximum pull cable length, right hand head, (4) N.C. safety output(s), (2) N.O. monitoring output(s), die-cast aluminum body, (4) 1/2in NPT cable entries. | Stock | 169
GLHR-EX-141022 | IDEM safety switch, cable-pull interlock, with reset, hazardous location rated, 125m maximum pull cable length, emergency stop, right hand head, (2) N.C. safety output(s), (2) N.O. monitoring output(s), die-cast aluminum body, pigtail. | Stock | 561
GLHR-SS-145010-AS | IDEM safety switch, cable-pull interlock, with reset, 125m maximum pull cable length, emergency stop, right hand head, (4) N.C. safety output(s), (2) N.O. monitoring output(s), 24 VDC LED, 316 stainless steel body, (4) 1/2in NPT cable entries. | Stock | 424
GLHR-SS-145010-BS | IDEM safety switch, cable-pull interlock, with reset, 125m maximum pull cable length, emergency stop, right hand head, (4) N.C. safety output(s), (2) N.O. monitoring output(s), 110 VAC LED, 316 stainless steel body, (4) 1/2in NPT cable entries. | Stock | 428
GLHR-SS-145036 | IDEM safety switch, cable-pull interlock, with reset, 125m maximum pull cable length, emergency stop, right hand head, (4) N.C. safety output(s), (2) N.O. monitoring output(s), 316 stainless steel body, (4) 1/2in NPT cable entries. | Stock | 389
GLHR-SS-145058 | IDEM safety switch, cable-pull interlock, with reset, 125m maximum pull cable length, right hand head, (4) N.C. safety output(s), (2) N.O. monitoring output(s), 316 stainless steel body, (4) 1/2in NPT cable entries. | Stock | 343
GLM-143002 | IDEM safety switch, cable-pull interlock, with reset, 50m maximum pull cable length, (2) N.C. safety output(s), (1) N.O. monitoring output(s), die-cast aluminum body, (3) 1/2in NPT cable entries. | Stock | 127 | 138
GLM-143051 | IDEM safety switch, cable-pull interlock, with reset, 50m maximum pull cable length, (3) N.C. safety output(s), (1) N.O. monitoring output(s), die-cast aluminum body, (3) 1/2in NPT cable entries. | Stock | 142 | 155
GLM-143053 | IDEM safety switch, cable-pull interlock, with reset, 50m maximum pull cable length, (2) N.C. safety output(s), (2) N.O. monitoring output(s), die-cast aluminum body, (3) 1/2in NPT cable entries. | Stock | 142 | 155
GLM-143057 | IDEM safety switch, cable-pull interlock, with reset, 50m maximum pull cable length, emergency stop, (3) N.C. safety output(s), (1) N.O. monitoring output(s), die-cast aluminum body, (3) 1/2in NPT cable entries. | Stock | 166 | 176
GLM-143067-AS | IDEM safety switch, cable-pull interlock, with reset, 50m maximum pull cable length, emergency stop, (3) N.C. safety output(s), (1) N.O. monitoring output(s), 24 VDC LED, die-cast aluminum body, (3) 1/2in NPT cable entries. | Stock | 190 | 202
GLM-143067-BS | IDEM safety switch, cable-pull interlock, with reset, 50m maximum pull cable length, emergency stop, (3) N.C. safety output(s), (1) N.O. monitoring output(s), 110 VAC LED, die-cast aluminum body, (3) 1/2in NPT cable entries. | Stock | 193 | 208
GLP830 | Quadritalia bolt-on lifting lug, carbon steel. | Stock | 25 | 33.5
GLS-142002 | IDEM safety switch, cable-pull interlock, with reset, 80m maximum pull cable length, (2) N.C. safety output(s), (1) N.O. monitoring output(s), die-cast aluminum body, (3) 1/2in NPT cable entries. | Stock | 140 | 154
GLS-142051 | IDEM safety switch, cable-pull interlock, with reset, 80m maximum pull cable length, (3) N.C. safety output(s), (1) N.O. monitoring output(s), die-cast aluminum body, (3) 1/2in NPT cable entries. | Stock | 156 | 171
GLS-142053 | IDEM safety switch, cable-pull interlock, with reset, 80m maximum pull cable length, (2) N.C. safety output(s), (2) N.O. monitoring output(s), die-cast aluminum body, (3) 1/2in NPT cable entries. | Stock | 156 | 171
GLS-142063 | IDEM safety switch, cable-pull interlock, with reset, 80m maximum pull cable length, emergency stop, (3) N.C. safety output(s), (1) N.O. monitoring output(s), die-cast aluminum body, (3) 1/2in NPT cable entries. | Stock | 177 | 192
GLS-142075-AS | IDEM safety switch, cable-pull interlock, with reset, 80m maximum pull cable length, emergency stop, (3) N.C. safety output(s), (1) N.O. monitoring output(s), 24 VDC LED, die-cast aluminum body, (3) 1/2in NPT cable entries. | Stock | 199 | 218
GLS-142075-BS | IDEM safety switch, cable-pull interlock, with reset, 80m maximum pull cable length, emergency stop, (3) N.C. safety output(s), (1) N.O. monitoring output(s), 110 VAC LED, die-cast aluminum body, (3) 1/2in NPT cable entries. | Stock | 207 | 223
GLS-EX-142030 | IDEM safety switch, cable-pull interlock, with reset, hazardous location rated, 80m maximum pull cable length, emergency stop, (2) N.C. safety output(s), (2) N.O. monitoring output(s), die-cast aluminum body, pigtail. | Stock | 561
GLS-SS-144002 | IDEM safety switch, cable-pull interlock, with reset, 100m maximum pull cable length, (3) N.C. safety output(s), (1) N.O. monitoring output(s), 316 stainless steel body, (3) 1/2in NPT cable entries. | Stock | 296 | 324
GLS-SS-144004 | IDEM safety switch, cable-pull interlock, with reset, 100m maximum pull cable length, (2) N.C. safety output(s), (2) N.O. monitoring output(s), 316 stainless steel body, (3) 1/2in NPT cable entries. | Stock | 296 | 324
GLS-SS-144014 | IDEM safety switch, cable-pull interlock, with reset, 100m maximum pull cable length, emergency stop, (3) N.C. safety output(s), (1) N.O. monitoring output(s), 316 stainless steel body, (3) 1/2in NPT cable entries. | Stock | 347 | 376
GLS-SS-144020-AS | IDEM safety switch, cable-pull interlock, with reset, 100m maximum pull cable length, emergency stop, (3) N.C. safety output(s), (1) N.O. monitoring output(s), 24 VDC LED, 316 stainless steel body, (3) 1/2in NPT cable entries. | Stock | 382 | 416
GLS-SS-144020-BS | IDEM safety switch, cable-pull interlock, with reset, 100m maximum pull cable length, emergency stop, (3) N.C. safety output(s), (1) N.O. monitoring output(s), 110 VAC LED, 316 stainless steel body, (3) 1/2in NPT cable entries. | Stock | 390 | 421
GLS-SS-EX-144030 | IDEM safety switch, cable-pull interlock, with reset, hazardous location rated, 100m maximum pull cable length, emergency stop, (2) N.C. safety output(s), (2) N.O. monitoring output(s), 316 stainless steel body, pigtail. | Stock | 701
GM-311 | NITRA pneumatic valve manifold, anodized aluminum, rectangular, (1) station, #10-32 female threaded inlet(s), #10-32 female threaded outlet(s), #10-32 female threaded exhaust(s). For use with GVP-21 and GVP-31 series solenoid valves. | Stock | 17.5 | 18
GM-312 | NITRA pneumatic valve manifold, anodized aluminum, rectangular, (2) stations, #10-32 female threaded inlet(s), #10-32 female threaded outlet(s), #10-32 female threaded exhaust(s). For use with GVP-21 and GVP-31 series solenoid valves. | Stock | 24 | 25
GM-314 | NITRA pneumatic valve manifold, anodized aluminum, rectangular, (4) stations, #10-32 female threaded inlet(s), #10-32 female threaded outlet(s), #10-32 female threaded exhaust(s). For use with GVP-21 and GVP-31 series solenoid valves. | Stock | 27 | 28
GM-316 | NITRA pneumatic valve manifold, anodized aluminum, rectangular, (6) stations, #10-32 female threaded inlet(s), #10-32 female threaded outlet(s), #10-32 female threaded exhaust(s). For use with GVP-21 and GVP-31 series solenoid valves. | Stock | 31.5 | 33
GM-31BP | NITRA blanking plate, nylon. For use with GM-31 series manifolds. Gasket and mounting screws included. | Stock | 4.75 | 5
GM-321 | NITRA pneumatic valve manifold, anodized aluminum, rectangular, (1) station, #10-32 female threaded inlet(s), #10-32 female threaded outlet(s), #10-32 female threaded exhaust(s). For use with GVP-22 and GVP-32 series solenoid valves. | Stock | 18 | 18.5
GM-321-18N | NITRA pneumatic valve manifold, anodized aluminum, rectangular, (1) station, 1/8in female NPT inlet(s), 1/8in female NPT outlet(s), vent hole exhaust(s). For use with GVP-22 and GVP-32 series solenoid valves. | Stock | 20.5 | 21.5
GM-322 | NITRA pneumatic valve manifold, anodized aluminum, rectangular, (2) stations, 1/8in female NPT inlet(s), #10-32 female threaded outlet(s), 1/8in female NPT exhaust(s). For use with GVP-22 and GVP-32 series solenoid valves. | Stock | 22 | 23
GM-324 | NITRA pneumatic valve manifold, anodized aluminum, rectangular, (4) stations, 1/8in female NPT inlet(s), #10-32 female threaded outlet(s), 1/8in female NPT exhaust(s). For use with GVP-22 and GVP-32 series solenoid valves. | Stock | 29.5 | 30.5
GM-32BP | NITRA blanking plate, nylon. For use with GM-32 series manifolds. Gasket and mounting screws included. | Stock | 4 | 4.25
GMA-063 | Bussmann fuse, GMA series, small dimension, fast-acting, 0.063A, 250 VAC, glass tube. Package of 5. Supplemental, electronic protection applications. Manufacturer part number: GMA-63-R. | Stock | 7.25 | 7.5
GMA1 | Bussmann fuse, GMA series, small dimension, fast-acting, 1A, 250 VAC, glass tube. Package of 5. Supplemental, electronic protection applications. Manufacturer part number: GMA-1A-R. | Stock | 4.5 | 4.75
GMA-1 | Bussmann fuse, GMA series, small dimension, fast-acting, 0.10A, 250 VAC, glass tube. Package of 5. Supplemental, electronic protection applications. Manufacturer part number: GMA-100-R. | Stock | 6.75 | 7
GMA10 | Bussmann fuse, GMA series, small dimension, fast-acting, 10A, 125 VAC, glass tube. Package of 5. Supplemental, electronic protection applications. Manufacturer part number: GMA-10A-R. | Stock | 4.5 | 4.75
GMA15 | Bussmann fuse, GMA series, small dimension, fast-acting, 15A, 125 VAC, glass tube. Package of 5. Supplemental, electronic protection applications. Manufacturer part number: GMA-15A-R. | Stock | 4.5 | 4.75
GMA1-5 | Bussmann fuse, GMA series, small dimension, fast-acting, 1.5A, 250 VAC, glass tube. Package of 5. Supplemental, electronic protection applications. Manufacturer part number: GMA-1.5A-R. | Stock | 4.5 | 4.75
GMA1-6 | Bussmann fuse, GMA series, small dimension, fast-acting, 1.6A, 250 VAC, glass tube. Package of 5. Supplemental, electronic protection applications. Manufacturer part number: GMA-1.6A-R. | Stock | 4.5 | 4.75
GMA2 | Bussmann fuse, GMA series, small dimension, fast-acting, 2A, 250 VAC, glass tube. Package of 5. Supplemental, electronic protection applications. Manufacturer part number: GMA-2A-R. | Stock | 4.5 | 4.75
GMA-25 | Bussmann fuse, GMA series, small dimension, fast-acting, 0.25A, 250 VAC, glass tube. Package of 5. Supplemental, electronic protection applications. Manufacturer part number: GMA-250-R. | Stock | 5.25 | 5.5
GMA2-5 | Bussmann fuse, GMA series, small dimension, fast-acting, 2.5A, 250 VAC, glass tube. Package of 5. Supplemental, electronic protection applications. Manufacturer part number: GMA-2.5A-R. | Stock | 4.5 | 4.75
GMA3 | Bussmann fuse, GMA series, small dimension, fast-acting, 3A, 250 VAC, glass tube. Package of 5. Supplemental, electronic protection applications. Manufacturer part number: GMA-3A-R. | Stock | 4.5 | 4.75
GMA4 | Bussmann fuse, GMA series, small dimension, fast-acting, 4A, 125 VAC, glass tube. Package of 5. Supplemental, electronic protection applications. Manufacturer part number: GMA-4A-R. | Stock | 4.5 | 4.75
GMA5 | Bussmann fuse, GMA series, small dimension, fast-acting, 5A, 125 VAC, glass tube. Package of 5. Supplemental, electronic protection applications. Manufacturer part number: GMA-5A-R. | Stock | 4.5 | 4.75
GMA-5 | Bussmann fuse, GMA series, small dimension, fast-acting, 0.5A, 250 VAC, glass tube. Package of 5. Supplemental, electronic protection applications. Manufacturer part number: GMA-500-R. | Stock | 4.5 | 4.75
GMA6 | Bussmann fuse, GMA series, small dimension, fast-acting, 6A, 125 VAC, glass tube. Package of 5. Supplemental, electronic protection applications. Manufacturer part number: GMA-6A-R. | Stock | 4.5 | 4.75
GMA7 | Bussmann fuse, GMA series, small dimension, fast-acting, 7A, 125 VAC, glass tube. Package of 5. Supplemental, electronic protection applications. Manufacturer part number: GMA-7A-R. | Stock | 4.5 | 4.75
GMA8 | Bussmann fuse, GMA series, small dimension, fast-acting, 8A, 125 VAC, glass tube. Package of 5. Supplemental, electronic protection applications. Manufacturer part number: GMA-8A-R. | Stock | 4.5 | 4.75
GMB-100MM | NITRA mounting bracket, zinc plated steel. For use with 100mm bore G-series cylinders. | Stock | 22 | 23
GMB-32MM | NITRA mounting bracket, zinc plated steel. For use with 32mm bore G-series cylinders. | Stock | 6.5 | 6.75
GMB-40MM | NITRA mounting bracket, zinc plated steel. For use with 40mm bore G-series cylinders. | Stock | 7.75 | 8
GMB-50MM | NITRA mounting bracket, zinc plated steel. For use with 50mm bore G-series cylinders. | Stock | 9 | 9.25
GMB-63MM | NITRA mounting bracket, zinc plated steel. For use with 63mm bore G-series cylinders. | Stock | 9.5 | 10
GMB-80MM | NITRA mounting bracket, zinc plated steel. For use with 80mm bore G-series cylinders. | Stock | 14 | 14.5
GMC1 | Bussmann fuse, GMC series, small dimension, medium time-delay, 1A, 250 VAC, glass tube. Package of 5. Supplemental, electronic protection applications. Manufacturer part number: GMC-1A-R. | Stock | 7.25 | 7.5
GMC10 | Bussmann fuse, GMC series, small dimension, medium time-delay, 10A, 125 VAC, glass tube. Package of 5. Supplemental, electronic protection applications. Manufacturer part number: GMC-10A-R. | Stock | 7.25 | 7.5
GMC-100MM | NITRA rear pivot eye, zinc plated steel. For use with 100mm bore G-series cylinders. | Stock | 41.5 | 43
GMC2 | Bussmann fuse, GMC series, small dimension, medium time-delay, 2A, 250 VAC, glass tube. Package of 5. Supplemental, electronic protection applications. Manufacturer part number: GMC-2A-R. | Stock | 7.25 | 7.5
GMC3 | Bussmann fuse, GMC series, small dimension, medium time-delay, 3A, 250 VAC, glass tube. Package of 5. Supplemental, electronic protection applications. Manufacturer part number: GMC-3A-R. | Stock | 7.25 | 7.5
GMC-32MM | NITRA rear pivot eye, zinc plated steel. For use with 32mm bore G-series cylinders. | Stock | 17 | 17.5
GMC4 | Bussmann fuse, GMC series, small dimension, medium time-delay, 4A, 125 VAC, glass tube. Package of 5. Supplemental, electronic protection applications. Manufacturer part number: GMC-4A-R. | Stock | 7.25 | 7.5
GMC-40MM | NITRA rear pivot eye, zinc plated steel. For use with 40mm bore G-series cylinders. | Stock | 18 | 18.5
GMC5 | Bussmann fuse, GMC series, small dimension, medium time-delay, 5A, 125 VAC, glass tube. Package of 5. Supplemental, electronic protection applications. Manufacturer part number: GMC-5A-R. | Stock | 7.25 | 7.5
GMC-5 | Bussmann fuse, GMC series, small dimension, medium time-delay, 0.5A, 250 VAC, glass tube. Package of 5. Supplemental, electronic protection applications. Manufacturer part number: GMC-500MA-R. | Stock | 7.25 | 7.5
GMC-50MM | NITRA rear pivot eye, zinc plated steel. For use with 50mm bore G-series cylinders. | Stock | 20 | 21
GMC-63MM | NITRA rear pivot eye, zinc plated steel. For use with 63mm bore G-series cylinders. | Stock | 24 | 25
GMC-80MM | NITRA rear pivot eye, zinc plated steel. For use with 80mm bore G-series cylinders. | Stock | 30 | 31
GMCB-1B-1 | Gladiator miniature supplementary protector, 1A, 277 VAC / 60 VDC, 1-pole, B curve, thermal magnetic, 6kA @ 277 VAC interrupting rating, 35mm DIN rail mount. | Stock | 7 | 7.5
GMCB-1B-10 | Gladiator miniature supplementary protector, 10A, 277 VAC / 60 VDC, 1-pole, B curve, thermal magnetic, 6kA @ 277 VAC interrupting rating, 35mm DIN rail mount. | Stock | 7 | 7.5
GMCB-1B-15 | Gladiator miniature supplementary protector, 15A, 277 VAC / 60 VDC, 1-pole, B curve, thermal magnetic, 6kA @ 277 VAC interrupting rating, 35mm DIN rail mount. | Stock | 7 | 7.5
GMCB-1B-16 | Gladiator miniature supplementary protector, 16A, 277 VAC / 60 VDC, 1-pole, B curve, thermal magnetic, 6kA @ 277 VAC interrupting rating, 35mm DIN rail mount. | Stock | 7 | 7.5
GMCB-1B-2 | Gladiator miniature supplementary protector, 2A, 277 VAC / 60 VDC, 1-pole, B curve, thermal magnetic, 6kA @ 277 VAC interrupting rating, 35mm DIN rail mount. | Stock | 7 | 7.5
GMCB-1B-20 | Gladiator miniature supplementary protector, 20A, 277 VAC / 60 VDC, 1-pole, B curve, thermal magnetic, 6kA @ 277 VAC interrupting rating, 35mm DIN rail mount. | Stock | 7 | 7.5
GMCB-1B-25 | Gladiator miniature supplementary protector, 25A, 277 VAC / 60 VDC, 1-pole, B curve, thermal magnetic, 6kA @ 277 VAC interrupting rating, 35mm DIN rail mount. | Stock | 7 | 7.5
GMCB-1B-3 | Gladiator miniature supplementary protector, 3A, 277 VAC / 60 VDC, 1-pole, B curve, thermal magnetic, 6kA @ 277 VAC interrupting rating, 35mm DIN rail mount. | Stock | 7 | 7.5
GMCB-1B-30 | Gladiator miniature supplementary protector, 30A, 277 VAC / 60 VDC, 1-pole, B curve, thermal magnetic, 6kA @ 277 VAC interrupting rating, 35mm DIN rail mount. | Stock | 7 | 7.5
GMCB-1B-32 | Gladiator miniature supplementary protector, 32A, 277 VAC / 60 VDC, 1-pole, B curve, thermal magnetic, 6kA @ 277 VAC interrupting rating, 35mm DIN rail mount. | Stock | 7 | 7.5
GMCB-1B-4 | Gladiator miniature supplementary protector, 4A, 277 VAC / 60 VDC, 1-pole, B curve, thermal magnetic, 6kA @ 277 VAC interrupting rating, 35mm DIN rail mount. | Stock | 7 | 7.5
GMCB-1B-40 | Gladiator miniature supplementary protector, 40A, 277 VAC / 60 VDC, 1-pole, B curve, thermal magnetic, 6kA @ 277 VAC interrupting rating, 35mm DIN rail mount. | Stock | 7 | 7.5
GMCB-1B-5 | Gladiator miniature supplementary protector, 5A, 277 VAC / 60 VDC, 1-pole, B curve, thermal magnetic, 6kA @ 277 VAC interrupting rating, 35mm DIN rail mount. | Stock | 7 | 7.5
GMCB-1B-50 | Gladiator miniature supplementary protector, 50A, 277 VAC / 60 VDC, 1-pole, B curve, thermal magnetic, 6kA @ 277 VAC interrupting rating, 35mm DIN rail mount. | Stock | 7.25 | 8.25
GMCB-1B-6 | Gladiator miniature supplementary protector, 6A, 277 VAC / 60 VDC, 1-pole, B curve, thermal magnetic, 6kA @ 277 VAC interrupting rating, 35mm DIN rail mount. | Stock | 7 | 7.5
GMCB-1B-63 | Gladiator miniature supplementary protector, 63A, 277 VAC / 60 VDC, 1-pole, B curve, thermal magnetic, 6kA @ 277 VAC interrupting rating, 35mm DIN rail mount. | Stock | 7.25 | 8.25
GMCB-1B-8 | Gladiator miniature supplementary protector, 8A, 277 VAC / 60 VDC, 1-pole, B curve, thermal magnetic, 6kA @ 277 VAC interrupting rating, 35mm DIN rail mount. | Stock | 7 | 7.5
GMCB-1C-1 | Gladiator miniature supplementary protector, 1A, 277 VAC / 60 VDC, 1-pole, C curve, thermal magnetic, 6kA @ 277 VAC interrupting rating, 35mm DIN rail mount. | Stock | 7 | 7.5
GMCB-1C-10 | Gladiator miniature supplementary protector, 10A, 277 VAC / 60 VDC, 1-pole, C curve, thermal magnetic, 6kA @ 277 VAC interrupting rating, 35mm DIN rail mount. | Stock | 7 | 7.5
GMCB-1C-15 | Gladiator miniature supplementary protector, 15A, 277 VAC / 60 VDC, 1-pole, C curve, thermal magnetic, 6kA @ 277 VAC interrupting rating, 35mm DIN rail mount. | Stock | 7 | 7.5
GMCB-1C-16 | Gladiator miniature supplementary protector, 16A, 277 VAC / 60 VDC, 1-pole, C curve, thermal magnetic, 6kA @ 277 VAC interrupting rating, 35mm DIN rail mount. | Stock | 7 | 7.5
GMCB-1C-2 | Gladiator miniature supplementary protector, 2A, 277 VAC / 60 VDC, 1-pole, C curve, thermal magnetic, 6kA @ 277 VAC interrupting rating, 35mm DIN rail mount. | Stock | 7 | 7.5
GMCB-1C-20 | Gladiator miniature supplementary protector, 20A, 277 VAC / 60 VDC, 1-pole, C curve, thermal magnetic, 6kA @ 277 VAC interrupting rating, 35mm DIN rail mount. | Stock | 7 | 7.5
GMCB-1C-25 | Gladiator miniature supplementary protector, 25A, 277 VAC / 60 VDC, 1-pole, C curve, thermal magnetic, 6kA @ 277 VAC interrupting rating, 35mm DIN rail mount. | Stock | 7 | 7.5
GMCB-1C-3 | Gladiator miniature supplementary protector, 3A, 277 VAC / 60 VDC, 1-pole, C curve, thermal magnetic, 6kA @ 277 VAC interrupting rating, 35mm DIN rail mount. | Stock | 7 | 7.5
GMCB-1C-30 | Gladiator miniature supplementary protector, 30A, 277 VAC / 60 VDC, 1-pole, C curve, thermal magnetic, 6kA @ 277 VAC interrupting rating, 35mm DIN rail mount. | Stock | 7 | 7.5
GMCB-1C-32 | Gladiator miniature supplementary protector, 32A, 277 VAC / 60 VDC, 1-pole, C curve, thermal magnetic, 6kA @ 277 VAC interrupting rating, 35mm DIN rail mount. | Stock | 7 | 7.5
GMCB-1C-4 | Gladiator miniature supplementary protector, 4A, 277 VAC / 60 VDC, 1-pole, C curve, thermal magnetic, 6kA @ 277 VAC interrupting rating, 35mm DIN rail mount. | Stock | 7 | 7.5
GMCB-1C-40 | Gladiator miniature supplementary protector, 40A, 277 VAC / 60 VDC, 1-pole, C curve, thermal magnetic, 6kA @ 277 VAC interrupting rating, 35mm DIN rail mount. | Stock | 7 | 7.5
GMCB-1C-5 | Gladiator miniature supplementary protector, 5A, 277 VAC / 60 VDC, 1-pole, C curve, thermal magnetic, 6kA @ 277 VAC interrupting rating, 35mm DIN rail mount. | Stock | 7 | 7.5
GMCB-1C-50 | Gladiator miniature supplementary protector, 50A, 277 VAC / 60 VDC, 1-pole, C curve, thermal magnetic, 6kA @ 277 VAC interrupting rating, 35mm DIN rail mount. | Stock | 7.25 | 8.25
GMCB-1C-6 | Gladiator miniature supplementary protector, 6A, 277 VAC / 60 VDC, 1-pole, C curve, thermal magnetic, 6kA @ 277 VAC interrupting rating, 35mm DIN rail mount. | Stock | 7 | 7.5
GMCB-1C-63 | Gladiator miniature supplementary protector, 63A, 277 VAC / 60 VDC, 1-pole, C curve, thermal magnetic, 6kA @ 277 VAC interrupting rating, 35mm DIN rail mount. | Stock | 7.25 | 8.25
GMCB-1C-8 | Gladiator miniature supplementary protector, 8A, 277 VAC / 60 VDC, 1-pole, C curve, thermal magnetic, 6kA @ 277 VAC interrupting rating, 35mm DIN rail mount. | Stock | 7 | 7.5
GMCB-1D-1 | Gladiator miniature supplementary protector, 1A, 277 VAC / 60 VDC, 1-pole, D curve, thermal magnetic, 6kA @ 277 VAC interrupting rating, 35mm DIN rail mount. | Stock | 7 | 7.5
GMCB-1D-10 | Gladiator miniature supplementary protector, 10A, 277 VAC / 60 VDC, 1-pole, D curve, thermal magnetic, 6kA @ 277 VAC interrupting rating, 35mm DIN rail mount. | Stock | 7 | 7.5
GMCB-1D-15 | Gladiator miniature supplementary protector, 15A, 277 VAC / 60 VDC, 1-pole, D curve, thermal magnetic, 6kA @ 277 VAC interrupting rating, 35mm DIN rail mount. | Stock | 7 | 7.5
GMCB-1D-16 | Gladiator miniature supplementary protector, 16A, 277 VAC / 60 VDC, 1-pole, D curve, thermal magnetic, 6kA @ 277 VAC interrupting rating, 35mm DIN rail mount. | Stock | 7 | 7.5
GMCB-1D-2 | Gladiator miniature supplementary protector, 2A, 277 VAC / 60 VDC, 1-pole, D curve, thermal magnetic, 6kA @ 277 VAC interrupting rating, 35mm DIN rail mount. | Stock | 7 | 7.5
GMCB-1D-20 | Gladiator miniature supplementary protector, 20A, 277 VAC / 60 VDC, 1-pole, D curve, thermal magnetic, 6kA @ 277 VAC interrupting rating, 35mm DIN rail mount. | Stock | 7 | 7.5
GMCB-1D-25 | Gladiator miniature supplementary protector, 25A, 277 VAC / 60 VDC, 1-pole, D curve, thermal magnetic, 6kA @ 277 VAC interrupting rating, 35mm DIN rail mount. | Stock | 7 | 7.5
GMCB-1D-3 | Gladiator miniature supplementary protector, 3A, 277 VAC / 60 VDC, 1-pole, D curve, thermal magnetic, 6kA @ 277 VAC interrupting rating, 35mm DIN rail mount. | Stock | 7 | 7.5
GMCB-1D-30 | Gladiator miniature supplementary protector, 30A, 277 VAC / 60 VDC, 1-pole, D curve, thermal magnetic, 6kA @ 277 VAC interrupting rating, 35mm DIN rail mount. | Stock | 7 | 7.5
GMCB-1D-32 | Gladiator miniature supplementary protector, 32A, 277 VAC / 60 VDC, 1-pole, D curve, thermal magnetic, 6kA @ 277 VAC interrupting rating, 35mm DIN rail mount. | Stock | 7 | 7.5
GMCB-1D-4 | Gladiator miniature supplementary protector, 4A, 277 VAC / 60 VDC, 1-pole, D curve, thermal magnetic, 6kA @ 277 VAC interrupting rating, 35mm DIN rail mount. | Stock | 7 | 7.5
GMCB-1D-40 | Gladiator miniature supplementary protector, 40A, 277 VAC / 60 VDC, 1-pole, D curve, thermal magnetic, 6kA @ 277 VAC interrupting rating, 35mm DIN rail mount. | Stock | 7 | 7.5
GMCB-1D-5 | Gladiator miniature supplementary protector, 5A, 277 VAC / 60 VDC, 1-pole, D curve, thermal magnetic, 6kA @ 277 VAC interrupting rating, 35mm DIN rail mount. | Stock | 7 | 7.5
GMCB-1D-50 | Gladiator miniature supplementary protector, 50A, 277 VAC / 60 VDC, 1-pole, D curve, thermal magnetic, 6kA @ 277 VAC interrupting rating, 35mm DIN rail mount. | Stock | 7.25 | 8.25
GMCB-1D-6 | Gladiator miniature supplementary protector, 6A, 277 VAC / 60 VDC, 1-pole, D curve, thermal magnetic, 6kA @ 277 VAC interrupting rating, 35mm DIN rail mount. | Stock | 7 | 7.5
GMCB-1D-63 | Gladiator miniature supplementary protector, 63A, 277 VAC / 60 VDC, 1-pole, D curve, thermal magnetic, 6kA @ 277 VAC interrupting rating, 35mm DIN rail mount. | Stock | 7.25 | 8.25
GMCB-1D-8 | Gladiator miniature supplementary protector, 8A, 277 VAC / 60 VDC, 1-pole, D curve, thermal magnetic, 6kA @ 277 VAC interrupting rating, 35mm DIN rail mount. | Stock | 7 | 7.5
GMCB-2B-1 | Gladiator miniature supplementary protector, 1A, 480Y / 277 VAC / 125 VDC, 2-pole, B curve, thermal magnetic, 6kA @ 480Y/277 VAC interrupting rating, 35mm DIN rail mount. | Stock | 14 | 15
GMCB-2B-10 | Gladiator miniature supplementary protector, 10A, 480Y / 277 VAC / 125 VDC, 2-pole, B curve, thermal magnetic, 6kA @ 480Y/277 VAC interrupting rating, 35mm DIN rail mount. | Stock | 14 | 15
GMCB-2B-15 | Gladiator miniature supplementary protector, 15A, 480Y / 277 VAC / 125 VDC, 2-pole, B curve, thermal magnetic, 6kA @ 480Y/277 VAC interrupting rating, 35mm DIN rail mount. | Stock | 14 | 15
GMCB-2B-16 | Gladiator miniature supplementary protector, 16A, 480Y / 277 VAC / 125 VDC, 2-pole, B curve, thermal magnetic, 6kA @ 480Y/277 VAC interrupting rating, 35mm DIN rail mount. | Stock | 14 | 15
GMCB-2B-2 | Gladiator miniature supplementary protector, 2A, 480Y / 277 VAC / 125 VDC, 2-pole, B curve, thermal magnetic, 6kA @ 480Y/277 VAC interrupting rating, 35mm DIN rail mount. | Stock | 14 | 15
GMCB-2B-20 | Gladiator miniature supplementary protector, 20A, 480Y / 277 VAC / 125 VDC, 2-pole, B curve, thermal magnetic, 6kA @ 480Y/277 VAC interrupting rating, 35mm DIN rail mount. | Stock | 14 | 15
GMCB-2B-25 | Gladiator miniature supplementary protector, 25A, 480Y / 277 VAC / 125 VDC, 2-pole, B curve, thermal magnetic, 6kA @ 480Y/277 VAC interrupting rating, 35mm DIN rail mount. | Stock | 14 | 15
GMCB-2B-3 | Gladiator miniature supplementary protector, 3A, 480Y / 277 VAC / 125 VDC, 2-pole, B curve, thermal magnetic, 6kA @ 480Y/277 VAC interrupting rating, 35mm DIN rail mount. | Stock | 14 | 15
GMCB-2B-30 | Gladiator miniature supplementary protector, 30A, 480Y / 277 VAC / 125 VDC, 2-pole, B curve, thermal magnetic, 6kA @ 480Y/277 VAC interrupting rating, 35mm DIN rail mount. | Stock | 14 | 15
GMCB-2B-32 | Gladiator miniature supplementary protector, 32A, 480Y / 277 VAC / 125 VDC, 2-pole, B curve, thermal magnetic, 6kA @ 480Y/277 VAC interrupting rating, 35mm DIN rail mount. | Stock | 14 | 15
GMCB-2B-4 | Gladiator miniature supplementary protector, 4A, 480Y / 277 VAC / 125 VDC, 2-pole, B curve, thermal magnetic, 6kA @ 480Y/277 VAC interrupting rating, 35mm DIN rail mount. | Stock | 14 | 15
GMCB-2B-40 | Gladiator miniature supplementary protector, 40A, 480Y / 277 VAC / 125 VDC, 2-pole, B curve, thermal magnetic, 6kA @ 480Y/277 VAC interrupting rating, 35mm DIN rail mount. | Stock | 14 | 15
GMCB-2B-5 | Gladiator miniature supplementary protector, 5A, 480Y / 277 VAC / 125 VDC, 2-pole, B curve, thermal magnetic, 6kA @ 480Y/277 VAC interrupting rating, 35mm DIN rail mount. | Stock | 14 | 15
GMCB-2B-50 | Gladiator miniature supplementary protector, 50A, 480Y / 277 VAC / 125 VDC, 2-pole, B curve, thermal magnetic, 6kA @ 480Y/277 VAC interrupting rating, 35mm DIN rail mount. | Stock | 14.25 | 17
GMCB-2B-6 | Gladiator miniature supplementary protector, 6A, 480Y / 277 VAC / 125 VDC, 2-pole, B curve, thermal magnetic, 6kA @ 480Y/277 VAC interrupting rating, 35mm DIN rail mount. | Stock | 14 | 15
GMCB-2B-63 | Gladiator miniature supplementary protector, 63A, 480Y / 277 VAC / 125 VDC, 2-pole, B curve, thermal magnetic, 6kA @ 480Y/277 VAC interrupting rating, 35mm DIN rail mount. | Stock | 14.25 | 17
GMCB-2B-8 | Gladiator miniature supplementary protector, 8A, 480Y / 277 VAC / 125 VDC, 2-pole, B curve, thermal magnetic, 6kA @ 480Y/277 VAC interrupting rating, 35mm DIN rail mount. | Stock | 14 | 15
GMCB-2C-1 | Gladiator miniature supplementary protector, 1A, 480Y / 277 VAC / 125 VDC, 2-pole, C curve, thermal magnetic, 6kA @ 480Y/277 VAC interrupting rating, 35mm DIN rail mount. | Stock | 14 | 15
GMCB-2C-10 | Gladiator miniature supplementary protector, 10A, 480Y / 277 VAC / 125 VDC, 2-pole, C curve, thermal magnetic, 6kA @ 480Y/277 VAC interrupting rating, 35mm DIN rail mount. | Stock | 14 | 15
GMCB-2C-15 | Gladiator miniature supplementary protector, 15A, 480Y / 277 VAC / 125 VDC, 2-pole, C curve, thermal magnetic, 6kA @ 480Y/277 VAC interrupting rating, 35mm DIN rail mount. | Stock | 14 | 15
GMCB-2C-16 | Gladiator miniature supplementary protector, 16A, 480Y / 277 VAC / 125 VDC, 2-pole, C curve, thermal magnetic, 6kA @ 480Y/277 VAC interrupting rating, 35mm DIN rail mount. | Stock | 14 | 15
GMCB-2C-2 | Gladiator miniature supplementary protector, 2A, 480Y / 277 VAC / 125 VDC, 2-pole, C curve, thermal magnetic, 6kA @ 480Y/277 VAC interrupting rating, 35mm DIN rail mount. | Stock | 14 | 15
GMCB-2C-20 | Gladiator miniature supplementary protector, 20A, 480Y / 277 VAC / 125 VDC, 2-pole, C curve, thermal magnetic, 6kA @ 480Y/277 VAC interrupting rating, 35mm DIN rail mount. | Stock | 14 | 15
GMCB-2C-25 | Gladiator miniature supplementary protector, 25A, 480Y / 277 VAC / 125 VDC, 2-pole, C curve, thermal magnetic, 6kA @ 480Y/277 VAC interrupting rating, 35mm DIN rail mount. | Stock | 14 | 15
GMCB-2C-3 | Gladiator miniature supplementary protector, 3A, 480Y / 277 VAC / 125 VDC, 2-pole, C curve, thermal magnetic, 6kA @ 480Y/277 VAC interrupting rating, 35mm DIN rail mount. | Stock | 14 | 15
GMCB-2C-30 | Gladiator miniature supplementary protector, 30A, 480Y / 277 VAC / 125 VDC, 2-pole, C curve, thermal magnetic, 6kA @ 480Y/277 VAC interrupting rating, 35mm DIN rail mount. | Stock | 14 | 15
GMCB-2C-32 | Gladiator miniature supplementary protector, 32A, 480Y / 277 VAC / 125 VDC, 2-pole, C curve, thermal magnetic, 6kA @ 480Y/277 VAC interrupting rating, 35mm DIN rail mount. | Stock | 14 | 15
GMCB-2C-4 | Gladiator miniature supplementary protector, 4A, 480Y / 277 VAC / 125 VDC, 2-pole, C curve, thermal magnetic, 6kA @ 480Y/277 VAC interrupting rating, 35mm DIN rail mount. | Stock | 14 | 15
GMCB-2C-40 | Gladiator miniature supplementary protector, 40A, 480Y / 277 VAC / 125 VDC, 2-pole, C curve, thermal magnetic, 6kA @ 480Y/277 VAC interrupting rating, 35mm DIN rail mount. | Stock | 14 | 15
GMCB-2C-5 | Gladiator miniature supplementary protector, 5A, 480Y / 277 VAC / 125 VDC, 2-pole, C curve, thermal magnetic, 6kA @ 480Y/277 VAC interrupting rating, 35mm DIN rail mount. | Stock | 14 | 15
GMCB-2C-50 | Gladiator miniature supplementary protector, 50A, 480Y / 277 VAC / 125 VDC, 2-pole, C curve, thermal magnetic, 6kA @ 480Y/277 VAC interrupting rating, 35mm DIN rail mount. | Stock | 14.25 | 17
GMCB-2C-6 | Gladiator miniature supplementary protector, 6A, 480Y / 277 VAC / 125 VDC, 2-pole, C curve, thermal magnetic, 6kA @ 480Y/277 VAC interrupting rating, 35mm DIN rail mount. | Stock | 14 | 15
GMCB-2C-63 | Gladiator miniature supplementary protector, 63A, 480Y / 277 VAC / 125 VDC, 2-pole, C curve, thermal magnetic, 6kA @ 480Y/277 VAC interrupting rating, 35mm DIN rail mount. | Stock | 14.25 | 17
GMCB-2C-8 | Gladiator miniature supplementary protector, 8A, 480Y / 277 VAC / 125 VDC, 2-pole, C curve, thermal magnetic, 6kA @ 480Y/277 VAC interrupting rating, 35mm DIN rail mount. | Stock | 14 | 15
GMCB-2D-1 | Gladiator miniature supplementary protector, 1A, 480Y / 277 VAC / 125 VDC, 2-pole, D curve, thermal magnetic, 6kA @ 480Y/277 VAC interrupting rating, 35mm DIN rail mount. | Stock | 14 | 15
GMCB-2D-10 | Gladiator miniature supplementary protector, 10A, 480Y / 277 VAC / 125 VDC, 2-pole, D curve, thermal magnetic, 6kA @ 480Y/277 VAC interrupting rating, 35mm DIN rail mount. | Stock | 14 | 15
GMCB-2D-15 | Gladiator miniature supplementary protector, 15A, 480Y / 277 VAC / 125 VDC, 2-pole, D curve, thermal magnetic, 6kA @ 480Y/277 VAC interrupting rating, 35mm DIN rail mount. | Stock | 14 | 15
GMCB-2D-16 | Gladiator miniature supplementary protector, 16A, 480Y / 277 VAC / 125 VDC, 2-pole, D curve, thermal magnetic, 6kA @ 480Y/277 VAC interrupting rating, 35mm DIN rail mount. | Stock | 14 | 15
GMCB-2D-2 | Gladiator miniature supplementary protector, 2A, 480Y / 277 VAC / 125 VDC, 2-pole, D curve, thermal magnetic, 6kA @ 480Y/277 VAC interrupting rating, 35mm DIN rail mount. | Stock | 14 | 15
GMCB-2D-20 | Gladiator miniature supplementary protector, 20A, 480Y / 277 VAC / 125 VDC, 2-pole, D curve, thermal magnetic, 6kA @ 480Y/277 VAC interrupting rating, 35mm DIN rail mount. | Stock | 14 | 15
GMCB-2D-25 | Gladiator miniature supplementary protector, 25A, 480Y / 277 VAC / 125 VDC, 2-pole, D curve, thermal magnetic, 6kA @ 480Y/277 VAC interrupting rating, 35mm DIN rail mount. | Stock | 14 | 15
GMCB-2D-3 | Gladiator miniature supplementary protector, 3A, 480Y / 277 VAC / 125 VDC, 2-pole, D curve, thermal magnetic, 6kA @ 480Y/277 VAC interrupting rating, 35mm DIN rail mount. | Stock | 14 | 15
GMCB-2D-30 | Gladiator miniature supplementary protector, 30A, 480Y / 277 VAC / 125 VDC, 2-pole, D curve, thermal magnetic, 6kA @ 480Y/277 VAC interrupting rating, 35mm DIN rail mount. | Stock | 14 | 15
GMCB-2D-32 | Gladiator miniature supplementary protector, 32A, 480Y / 277 VAC / 125 VDC, 2-pole, D curve, thermal magnetic, 6kA @ 480Y/277 VAC interrupting rating, 35mm DIN rail mount. | Stock | 14 | 15
GMCB-2D-4 | Gladiator miniature supplementary protector, 4A, 480Y / 277 VAC / 125 VDC, 2-pole, D curve, thermal magnetic, 6kA @ 480Y/277 VAC interrupting rating, 35mm DIN rail mount. | Stock | 14 | 15
GMCB-2D-40 | Gladiator miniature supplementary protector, 40A, 480Y / 277 VAC / 125 VDC, 2-pole, D curve, thermal magnetic, 6kA @ 480Y/277 VAC interrupting rating, 35mm DIN rail mount. | Stock | 14 | 15
GMCB-2D-5 | Gladiator miniature supplementary protector, 5A, 480Y / 277 VAC / 125 VDC, 2-pole, D curve, thermal magnetic, 6kA @ 480Y/277 VAC interrupting rating, 35mm DIN rail mount. | Stock | 14 | 15
GMCB-2D-50 | Gladiator miniature supplementary protector, 50A, 480Y / 277 VAC / 125 VDC, 2-pole, D curve, thermal magnetic, 6kA @ 480Y/277 VAC interrupting rating, 35mm DIN rail mount. | Stock | 14.25 | 17
GMCB-2D-6 | Gladiator miniature supplementary protector, 6A, 480Y / 277 VAC / 125 VDC, 2-pole, D curve, thermal magnetic, 6kA @ 480Y/277 VAC interrupting rating, 35mm DIN rail mount. | Stock | 14 | 15
GMCB-2D-63 | Gladiator miniature supplementary protector, 63A, 480Y / 277 VAC / 125 VDC, 2-pole, D curve, thermal magnetic, 6kA @ 480Y/277 VAC interrupting rating, 35mm DIN rail mount. | Stock | 14.25 | 17
GMCB-2D-8 | Gladiator miniature supplementary protector, 8A, 480Y / 277 VAC / 125 VDC, 2-pole, D curve, thermal magnetic, 6kA @ 480Y/277 VAC interrupting rating, 35mm DIN rail mount. | Stock | 14 | 15
GMCB-3B-1 | Gladiator miniature supplementary protector, 1A, 480Y / 277 VAC / 125 VDC, 3-pole, B curve, thermal magnetic, 6kA @ 480Y/277 VAC interrupting rating, 35mm DIN rail mount. | Stock | 21 | 23.5
GMCB-3B-10 | Gladiator miniature supplementary protector, 10A, 480Y / 277 VAC / 125 VDC, 3-pole, B curve, thermal magnetic, 6kA @ 480Y/277 VAC interrupting rating, 35mm DIN rail mount. | Stock | 21 | 23.5
GMCB-3B-15 | Gladiator miniature supplementary protector, 15A, 480Y / 277 VAC / 125 VDC, 3-pole, B curve, thermal magnetic, 6kA @ 480Y/277 VAC interrupting rating, 35mm DIN rail mount. | Stock | 21 | 23.5
GMCB-3B-16 | Gladiator miniature supplementary protector, 16A, 480Y / 277 VAC / 125 VDC, 3-pole, B curve, thermal magnetic, 6kA @ 480Y/277 VAC interrupting rating, 35mm DIN rail mount. | Stock | 21 | 23.5
GMCB-3B-2 | Gladiator miniature supplementary protector, 2A, 480Y / 277 VAC / 125 VDC, 3-pole, B curve, thermal magnetic, 6kA @ 480Y/277 VAC interrupting rating, 35mm DIN rail mount. | Stock | 21 | 23.5
GMCB-3B-20 | Gladiator miniature supplementary protector, 20A, 480Y / 277 VAC / 125 VDC, 3-pole, B curve, thermal magnetic, 6kA @ 480Y/277 VAC interrupting rating, 35mm DIN rail mount. | Stock | 21 | 23.5
GMCB-3B-25 | Gladiator miniature supplementary protector, 25A, 480Y / 277 VAC / 125 VDC, 3-pole, B curve, thermal magnetic, 6kA @ 480Y/277 VAC interrupting rating, 35mm DIN rail mount. | Stock | 21 | 23.5
GMCB-3B-3 | Gladiator miniature supplementary protector, 3A, 480Y / 277 VAC / 125 VDC, 3-pole, B curve, thermal magnetic, 6kA @ 480Y/277 VAC interrupting rating, 35mm DIN rail mount. | Stock | 21 | 23.5
GMCB-3B-30 | Gladiator miniature supplementary protector, 30A, 480Y / 277 VAC / 125 VDC, 3-pole, B curve, thermal magnetic, 6kA @ 480Y/277 VAC interrupting rating, 35mm DIN rail mount. | Stock | 21 | 23.5
GMCB-3B-32 | Gladiator miniature supplementary protector, 32A, 480Y / 277 VAC / 125 VDC, 3-pole, B curve, thermal magnetic, 6kA @ 480Y/277 VAC interrupting rating, 35mm DIN rail mount. | Stock | 21 | 23.5
GMCB-3B-4 | Gladiator miniature supplementary protector, 4A, 480Y / 277 VAC / 125 VDC, 3-pole, B curve, thermal magnetic, 6kA @ 480Y/277 VAC interrupting rating, 35mm DIN rail mount. | Stock | 21 | 23.5
GMCB-3B-40 | Gladiator miniature supplementary protector, 40A, 480Y / 277 VAC / 125 VDC, 3-pole, B curve, thermal magnetic, 6kA @ 480Y/277 VAC interrupting rating, 35mm DIN rail mount. | Stock | 21 | 23.5
GMCB-3B-5 | Gladiator miniature supplementary protector, 5A, 480Y / 277 VAC / 125 VDC, 3-pole, B curve, thermal magnetic, 6kA @ 480Y/277 VAC interrupting rating, 35mm DIN rail mount. | Stock | 21 | 23.5
GMCB-3B-50 | Gladiator miniature supplementary protector, 50A, 480Y / 277 VAC / 125 VDC, 3-pole, B curve, thermal magnetic, 6kA @ 480Y/277 VAC interrupting rating, 35mm DIN rail mount. | Stock | 21.25 | 24.5
GMCB-3B-6 | Gladiator miniature supplementary protector, 6A, 480Y / 277 VAC / 125 VDC, 3-pole, B curve, thermal magnetic, 6kA @ 480Y/277 VAC interrupting rating, 35mm DIN rail mount. | Stock | 21 | 23.5
GMCB-3B-63 | Gladiator miniature supplementary protector, 63A, 480Y / 277 VAC / 125 VDC, 3-pole, B curve, thermal magnetic, 6kA @ 480Y/277 VAC interrupting rating, 35mm DIN rail mount. | Stock | 21.25 | 24.5
GMCB-3B-8 | Gladiator miniature supplementary protector, 8A, 480Y / 277 VAC / 125 VDC, 3-pole, B curve, thermal magnetic, 6kA @ 480Y/277 VAC interrupting rating, 35mm DIN rail mount. | Stock | 21 | 23.5
GMCB-3C-1 | Gladiator miniature supplementary protector, 1A, 480Y / 277 VAC / 125 VDC, 3-pole, C curve, thermal magnetic, 6kA @ 480Y/277 VAC interrupting rating, 35mm DIN rail mount. | Stock | 21 | 23.5
GMCB-3C-10 | Gladiator miniature supplementary protector, 10A, 480Y / 277 VAC / 125 VDC, 3-pole, C curve, thermal magnetic, 6kA @ 480Y/277 VAC interrupting rating, 35mm DIN rail mount. | Stock | 21 | 23.5
GMCB-3C-15 | Gladiator miniature supplementary protector, 15A, 480Y / 277 VAC / 125 VDC, 3-pole, C curve, thermal magnetic, 6kA @ 480Y/277 VAC interrupting rating, 35mm DIN rail mount. | Stock | 21 | 23.5
GMCB-3C-16 | Gladiator miniature supplementary protector, 16A, 480Y / 277 VAC / 125 VDC, 3-pole, C curve, thermal magnetic, 6kA @ 480Y/277 VAC interrupting rating, 35mm DIN rail mount. | Stock | 21 | 23.5
GMCB-3C-2 | Gladiator miniature supplementary protector, 2A, 480Y / 277 VAC / 125 VDC, 3-pole, C curve, thermal magnetic, 6kA @ 480Y/277 VAC interrupting rating, 35mm DIN rail mount. | Stock | 21 | 23.5
GMCB-3C-20 | Gladiator miniature supplementary protector, 20A, 480Y / 277 VAC / 125 VDC, 3-pole, C curve, thermal magnetic, 6kA @ 480Y/277 VAC interrupting rating, 35mm DIN rail mount. | Stock | 21 | 23.5
GMCB-3C-25 | Gladiator miniature supplementary protector, 25A, 480Y / 277 VAC / 125 VDC, 3-pole, C curve, thermal magnetic, 6kA @ 480Y/277 VAC interrupting rating, 35mm DIN rail mount. | Stock | 21 | 23.5
GMCB-3C-3 | Gladiator miniature supplementary protector, 3A, 480Y / 277 VAC / 125 VDC, 3-pole, C curve, thermal magnetic, 6kA @ 480Y/277 VAC interrupting rating, 35mm DIN rail mount. | Stock | 21 | 23.5
GMCB-3C-30 | Gladiator miniature supplementary protector, 30A, 480Y / 277 VAC / 125 VDC, 3-pole, C curve, thermal magnetic, 6kA @ 480Y/277 VAC interrupting rating, 35mm DIN rail mount. | Stock | 21 | 23.5
GMCB-3C-32 | Gladiator miniature supplementary protector, 32A, 480Y / 277 VAC / 125 VDC, 3-pole, C curve, thermal magnetic, 6kA @ 480Y/277 VAC interrupting rating, 35mm DIN rail mount. | Stock | 21 | 23.5
GMCB-3C-4 | Gladiator miniature supplementary protector, 4A, 480Y / 277 VAC / 125 VDC, 3-pole, C curve, thermal magnetic, 6kA @ 480Y/277 VAC interrupting rating, 35mm DIN rail mount. | Stock | 21 | 23.5
GMCB-3C-40 | Gladiator miniature supplementary protector, 40A, 480Y / 277 VAC / 125 VDC, 3-pole, C curve, thermal magnetic, 6kA @ 480Y/277 VAC interrupting rating, 35mm DIN rail mount. | Stock | 21 | 23.5
GMCB-3C-5 | Gladiator miniature supplementary protector, 5A, 480Y / 277 VAC / 125 VDC, 3-pole, C curve, thermal magnetic, 6kA @ 480Y/277 VAC interrupting rating, 35mm DIN rail mount. | Stock | 21 | 23.5
GMCB-3C-50 | Gladiator miniature supplementary protector, 50A, 480Y / 277 VAC / 125 VDC, 3-pole, C curve, thermal magnetic, 6kA @ 480Y/277 VAC interrupting rating, 35mm DIN rail mount. | Stock | 21.25 | 24.5
GMCB-3C-6 | Gladiator miniature supplementary protector, 6A, 480Y / 277 VAC / 125 VDC, 3-pole, C curve, thermal magnetic, 6kA @ 480Y/277 VAC interrupting rating, 35mm DIN rail mount. | Stock | 21 | 23.5
GMCB-3C-63 | Gladiator miniature supplementary protector, 63A, 480Y / 277 VAC / 125 VDC, 3-pole, C curve, thermal magnetic, 6kA @ 480Y/277 VAC interrupting rating, 35mm DIN rail mount. | Stock | 21.25 | 24.5
GMCB-3C-8 | Gladiator miniature supplementary protector, 8A, 480Y / 277 VAC / 125 VDC, 3-pole, C curve, thermal magnetic, 6kA @ 480Y/277 VAC interrupting rating, 35mm DIN rail mount. | Stock | 21 | 23.5
GMCB-3D-1 | Gladiator miniature supplementary protector, 1A, 480Y / 277 VAC / 125 VDC, 3-pole, D curve, thermal magnetic, 6kA @ 480Y/277 VAC interrupting rating, 35mm DIN rail mount. | Stock | 21 | 23.5
GMCB-3D-10 | Gladiator miniature supplementary protector, 10A, 480Y / 277 VAC / 125 VDC, 3-pole, D curve, thermal magnetic, 6kA @ 480Y/277 VAC interrupting rating, 35mm DIN rail mount. | Stock | 21 | 23.5
GMCB-3D-15 | Gladiator miniature supplementary protector, 15A, 480Y / 277 VAC / 125 VDC, 3-pole, D curve, thermal magnetic, 6kA @ 480Y/277 VAC interrupting rating, 35mm DIN rail mount. | Stock | 21 | 23.5
GMCB-3D-16 | Gladiator miniature supplementary protector, 16A, 480Y / 277 VAC / 125 VDC, 3-pole, D curve, thermal magnetic, 6kA @ 480Y/277 VAC interrupting rating, 35mm DIN rail mount. | Stock | 21 | 23.5
GMCB-3D-2 | Gladiator miniature supplementary protector, 2A, 480Y / 277 VAC / 125 VDC, 3-pole, D curve, thermal magnetic, 6kA @ 480Y/277 VAC interrupting rating, 35mm DIN rail mount. | Stock | 21 | 23.5
GMCB-3D-20 | Gladiator miniature supplementary protector, 20A, 480Y / 277 VAC / 125 VDC, 3-pole, D curve, thermal magnetic, 6kA @ 480Y/277 VAC interrupting rating, 35mm DIN rail mount. | Stock | 21 | 23.5
GMCB-3D-25 | Gladiator miniature supplementary protector, 25A, 480Y / 277 VAC / 125 VDC, 3-pole, D curve, thermal magnetic, 6kA @ 480Y/277 VAC interrupting rating, 35mm DIN rail mount. | Stock | 21 | 23.5
GMCB-3D-3 | Gladiator miniature supplementary protector, 3A, 480Y / 277 VAC / 125 VDC, 3-pole, D curve, thermal magnetic, 6kA @ 480Y/277 VAC interrupting rating, 35mm DIN rail mount. | Stock | 21 | 23.5
GMCB-3D-30 | Gladiator miniature supplementary protector, 30A, 480Y / 277 VAC / 125 VDC, 3-pole, D curve, thermal magnetic, 6kA @ 480Y/277 VAC interrupting rating, 35mm DIN rail mount. | Stock | 21 | 23.5
GMCB-3D-32 | Gladiator miniature supplementary protector, 32A, 480Y / 277 VAC / 125 VDC, 3-pole, D curve, thermal magnetic, 6kA @ 480Y/277 VAC interrupting rating, 35mm DIN rail mount. | Stock | 21 | 23.5
GMCB-3D-4 | Gladiator miniature supplementary protector, 4A, 480Y / 277 VAC / 125 VDC, 3-pole, D curve, thermal magnetic, 6kA @ 480Y/277 VAC interrupting rating, 35mm DIN rail mount. | Stock | 21 | 23.5
GMCB-3D-40 | Gladiator miniature supplementary protector, 40A, 480Y / 277 VAC / 125 VDC, 3-pole, D curve, thermal magnetic, 6kA @ 480Y/277 VAC interrupting rating, 35mm DIN rail mount. | Stock | 21 | 23.5
GMCB-3D-5 | Gladiator miniature supplementary protector, 5A, 480Y / 277 VAC / 125 VDC, 3-pole, D curve, thermal magnetic, 6kA @ 480Y/277 VAC interrupting rating, 35mm DIN rail mount. | Stock | 21 | 23.5
GMCB-3D-50 | Gladiator miniature supplementary protector, 50A, 480Y / 277 VAC / 125 VDC, 3-pole, D curve, thermal magnetic, 6kA @ 480Y/277 VAC interrupting rating, 35mm DIN rail mount. | Stock | 21.25 | 24.5
GMCB-3D-6 | Gladiator miniature supplementary protector, 6A, 480Y / 277 VAC / 125 VDC, 3-pole, D curve, thermal magnetic, 6kA @ 480Y/277 VAC interrupting rating, 35mm DIN rail mount. | Stock | 21 | 23.5
GMCB-3D-63 | Gladiator miniature supplementary protector, 63A, 480Y / 277 VAC / 125 VDC, 3-pole, D curve, thermal magnetic, 6kA @ 480Y/277 VAC interrupting rating, 35mm DIN rail mount. | Stock | 21.25 | 24.5
GMCB-3D-8 | Gladiator miniature supplementary protector, 8A, 480Y / 277 VAC / 125 VDC, 3-pole, D curve, thermal magnetic, 6kA @ 480Y/277 VAC interrupting rating, 35mm DIN rail mount. | Stock | 21 | 23.5
GMCB-ALM11 | Gladiator alarm contact, left side mount, SPDT contact(s), 6A @ 240 VAC/1A @ 110 VDC. For use with Gladiator GMCB series supplementary protectors. | Stock | 12 | 13.5
GMCB-AUX11 | Gladiator auxiliary contact, left side mount, SPDT contact(s), 6A @ 240 VAC/1A @ 110 VDC. For use with Gladiator GMCB series supplementary protectors. | Stock | 11 | 12.5
GMCB-SH110-380VAC | Gladiator shunt trip, left side mount, 110-380 VAC coil voltage. For use with Gladiator GMCB series supplementary protectors. | Stock | 17 | 19.5
GMCBU-1B-1 | Gladiator miniature circuit breaker, 1A, 277 VAC / 60 VDC, 1-pole, B curve, thermal magnetic, 10kA @ 277 VAC interrupting rating, 35mm DIN rail mount. | Stock | 13 | 15
GMCBU-1B-10 | Gladiator miniature circuit breaker, 10A, 277 VAC / 60 VDC, 1-pole, B curve, thermal magnetic, 10kA @ 277 VAC interrupting rating, 35mm DIN rail mount. | Stock | 13 | 15
GMCBU-1B-15 | Gladiator miniature circuit breaker, 15A, 277 VAC / 60 VDC, 1-pole, B curve, thermal magnetic, 10kA @ 277 VAC interrupting rating, 35mm DIN rail mount. | Stock | 13 | 15
GMCBU-1B-16 | Gladiator miniature circuit breaker, 16A, 277 VAC / 60 VDC, 1-pole, B curve, thermal magnetic, 10kA @ 277 VAC interrupting rating, 35mm DIN rail mount. | Stock | 13 | 15
GMCBU-1B-2 | Gladiator miniature circuit breaker, 2A, 277 VAC / 60 VDC, 1-pole, B curve, thermal magnetic, 10kA @ 277 VAC interrupting rating, 35mm DIN rail mount. | Stock | 13 | 15
GMCBU-1B-20 | Gladiator miniature circuit breaker, 20A, 277 VAC / 60 VDC, 1-pole, B curve, thermal magnetic, 10kA @ 277 VAC interrupting rating, 35mm DIN rail mount. | Stock | 13 | 15
GMCBU-1B-25 | Gladiator miniature circuit breaker, 25A, 277 VAC / 60 VDC, 1-pole, B curve, thermal magnetic, 10kA @ 277 VAC interrupting rating, 35mm DIN rail mount. | Stock | 13 | 15
GMCBU-1B-3 | Gladiator miniature circuit breaker, 3A, 277 VAC / 60 VDC, 1-pole, B curve, thermal magnetic, 10kA @ 277 VAC interrupting rating, 35mm DIN rail mount. | Stock | 13 | 15
GMCBU-1B-30 | Gladiator miniature circuit breaker, 30A, 240 VAC / 60 VDC, 1-pole, B curve, thermal magnetic, 10kA @ 120/240 VAC interrupting rating, 35mm DIN rail mount. | Stock | 13 | 15
GMCBU-1B-32 | Gladiator miniature circuit breaker, 32A, 240 VAC / 60 VDC, 1-pole, B curve, thermal magnetic, 10kA @ 120/240 VAC interrupting rating, 35mm DIN rail mount. | Stock | 13 | 15
GMCBU-1B-4 | Gladiator miniature circuit breaker, 4A, 277 VAC / 60 VDC, 1-pole, B curve, thermal magnetic, 10kA @ 277 VAC interrupting rating, 35mm DIN rail mount. | Stock | 13 | 15
GMCBU-1B-40 | Gladiator miniature circuit breaker, 40A, 240 VAC / 60 VDC, 1-pole, B curve, thermal magnetic, 10kA @ 120/240 VAC interrupting rating, 35mm DIN rail mount. | Stock | 13 | 15
GMCBU-1B-5 | Gladiator miniature circuit breaker, 5A, 277 VAC / 60 VDC, 1-pole, B curve, thermal magnetic, 10kA @ 277 VAC interrupting rating, 35mm DIN rail mount. | Stock | 13 | 15
GMCBU-1B-50 | Gladiator miniature circuit breaker, 50A, 240 VAC / 60 VDC, 1-pole, B curve, thermal magnetic, 10kA @ 120/240 VAC interrupting rating, 35mm DIN rail mount. | Stock | 14.75 | 17
GMCBU-1B-6 | Gladiator miniature circuit breaker, 6A, 277 VAC / 60 VDC, 1-pole, B curve, thermal magnetic, 10kA @ 277 VAC interrupting rating, 35mm DIN rail mount. | Stock | 13 | 15
GMCBU-1B-63 | Gladiator miniature circuit breaker, 63A, 240 VAC / 60 VDC, 1-pole, B curve, thermal magnetic, 10kA @ 120/240 VAC interrupting rating, 35mm DIN rail mount. | Stock | 14.75 | 17
GMCBU-1B-8 | Gladiator miniature circuit breaker, 8A, 277 VAC / 60 VDC, 1-pole, B curve, thermal magnetic, 10kA @ 277 VAC interrupting rating, 35mm DIN rail mount. | Stock | 13 | 15
GMCBU-1C-1 | Gladiator miniature circuit breaker, 1A, 277 VAC / 60 VDC, 1-pole, C curve, thermal magnetic, 10kA @ 277 VAC interrupting rating, 35mm DIN rail mount. | Stock | 13 | 15
GMCBU-1C-10 | Gladiator miniature circuit breaker, 10A, 277 VAC / 60 VDC, 1-pole, C curve, thermal magnetic, 10kA @ 277 VAC interrupting rating, 35mm DIN rail mount. | Stock | 13 | 15
GMCBU-1C-15 | Gladiator miniature circuit breaker, 15A, 277 VAC / 60 VDC, 1-pole, C curve, thermal magnetic, 10kA @ 277 VAC interrupting rating, 35mm DIN rail mount. | Stock | 13 | 15
GMCBU-1C-16 | Gladiator miniature circuit breaker, 16A, 277 VAC / 60 VDC, 1-pole, C curve, thermal magnetic, 10kA @ 277 VAC interrupting rating, 35mm DIN rail mount. | Stock | 13 | 15
GMCBU-1C-2 | Gladiator miniature circuit breaker, 2A, 277 VAC / 60 VDC, 1-pole, C curve, thermal magnetic, 10kA @ 277 VAC interrupting rating, 35mm DIN rail mount. | Stock | 13 | 15
GMCBU-1C-20 | Gladiator miniature circuit breaker, 20A, 277 VAC / 60 VDC, 1-pole, C curve, thermal magnetic, 10kA @ 277 VAC interrupting rating, 35mm DIN rail mount. | Stock | 13 | 15
GMCBU-1C-25 | Gladiator miniature circuit breaker, 25A, 277 VAC / 60 VDC, 1-pole, C curve, thermal magnetic, 10kA @ 277 VAC interrupting rating, 35mm DIN rail mount. | Stock | 13 | 15
GMCBU-1C-3 | Gladiator miniature circuit breaker, 3A, 277 VAC / 60 VDC, 1-pole, C curve, thermal magnetic, 10kA @ 277 VAC interrupting rating, 35mm DIN rail mount. | Stock | 13 | 15
GMCBU-1C-30 | Gladiator miniature circuit breaker, 30A, 240 VAC / 60 VDC, 1-pole, C curve, thermal magnetic, 10kA @ 120/240 VAC interrupting rating, 35mm DIN rail mount. | Stock | 13 | 15
GMCBU-1C-32 | Gladiator miniature circuit breaker, 32A, 240 VAC / 60 VDC, 1-pole, C curve, thermal magnetic, 10kA @ 120/240 VAC interrupting rating, 35mm DIN rail mount. | Stock | 13 | 15
GMCBU-1C-4 | Gladiator miniature circuit breaker, 4A, 277 VAC / 60 VDC, 1-pole, C curve, thermal magnetic, 10kA @ 277 VAC interrupting rating, 35mm DIN rail mount. | Stock | 13 | 15
GMCBU-1C-40 | Gladiator miniature circuit breaker, 40A, 240 VAC / 60 VDC, 1-pole, C curve, thermal magnetic, 10kA @ 120/240 VAC interrupting rating, 35mm DIN rail mount. | Stock | 13 | 15
GMCBU-1C-5 | Gladiator miniature circuit breaker, 5A, 277 VAC / 60 VDC, 1-pole, C curve, thermal magnetic, 10kA @ 277 VAC interrupting rating, 35mm DIN rail mount. | Stock | 13 | 15
GMCBU-1C-50 | Gladiator miniature circuit breaker, 50A, 240 VAC / 60 VDC, 1-pole, C curve, thermal magnetic, 10kA @ 120/240 VAC interrupting rating, 35mm DIN rail mount. | Stock | 14.75 | 17
GMCBU-1C-6 | Gladiator miniature circuit breaker, 6A, 277 VAC / 60 VDC, 1-pole, C curve, thermal magnetic, 10kA @ 277 VAC interrupting rating, 35mm DIN rail mount. | Stock | 13 | 15
GMCBU-1C-63 | Gladiator miniature circuit breaker, 63A, 240 VAC / 60 VDC, 1-pole, C curve, thermal magnetic, 10kA @ 120/240 VAC interrupting rating, 35mm DIN rail mount. | Stock | 14.75 | 17
GMCBU-1C-8 | Gladiator miniature circuit breaker, 8A, 277 VAC / 60 VDC, 1-pole, C curve, thermal magnetic, 10kA @ 277 VAC interrupting rating, 35mm DIN rail mount. | Stock | 13 | 15
GMCBU-1D-1 | Gladiator miniature circuit breaker, 1A, 277 VAC / 60 VDC, 1-pole, D curve, thermal magnetic, 10kA @ 277 VAC interrupting rating, 35mm DIN rail mount. | Stock | 13 | 15
GMCBU-1D-10 | Gladiator miniature circuit breaker, 10A, 277 VAC / 60 VDC, 1-pole, D curve, thermal magnetic, 10kA @ 277 VAC interrupting rating, 35mm DIN rail mount. | Stock | 13 | 15
GMCBU-1D-15 | Gladiator miniature circuit breaker, 15A, 277 VAC / 60 VDC, 1-pole, D curve, thermal magnetic, 10kA @ 277 VAC interrupting rating, 35mm DIN rail mount. | Stock | 13 | 15
GMCBU-1D-16 | Gladiator miniature circuit breaker, 16A, 277 VAC / 60 VDC, 1-pole, D curve, thermal magnetic, 10kA @ 277 VAC interrupting rating, 35mm DIN rail mount. | Stock | 13 | 15
GMCBU-1D-2 | Gladiator miniature circuit breaker, 2A, 277 VAC / 60 VDC, 1-pole, D curve, thermal magnetic, 10kA @ 277 VAC interrupting rating, 35mm DIN rail mount. | Stock | 13 | 15
GMCBU-1D-20 | Gladiator miniature circuit breaker, 20A, 277 VAC / 60 VDC, 1-pole, D curve, thermal magnetic, 10kA @ 277 VAC interrupting rating, 35mm DIN rail mount. | Stock | 13 | 15
GMCBU-1D-25 | Gladiator miniature circuit breaker, 25A, 277 VAC / 60 VDC, 1-pole, D curve, thermal magnetic, 10kA @ 277 VAC interrupting rating, 35mm DIN rail mount. | Stock | 13 | 15
GMCBU-1D-3 | Gladiator miniature circuit breaker, 3A, 277 VAC / 60 VDC, 1-pole, D curve, thermal magnetic, 10kA @ 277 VAC interrupting rating, 35mm DIN rail mount. | Stock | 13 | 15
GMCBU-1D-30 | Gladiator miniature circuit breaker, 30A, 240 VAC / 60 VDC, 1-pole, D curve, thermal magnetic, 10kA @ 120/240 VAC interrupting rating, 35mm DIN rail mount. | Stock | 13 | 15
GMCBU-1D-32 | Gladiator miniature circuit breaker, 32A, 240 VAC / 60 VDC, 1-pole, D curve, thermal magnetic, 10kA @ 120/240 VAC interrupting rating, 35mm DIN rail mount. | Stock | 13 | 15
GMCBU-1D-4 | Gladiator miniature circuit breaker, 4A, 277 VAC / 60 VDC, 1-pole, D curve, thermal magnetic, 10kA @ 277 VAC interrupting rating, 35mm DIN rail mount. | Stock | 13 | 15
GMCBU-1D-40 | Gladiator miniature circuit breaker, 40A, 240 VAC / 60 VDC, 1-pole, D curve, thermal magnetic, 10kA @ 120/240 VAC interrupting rating, 35mm DIN rail mount. | Stock | 13 | 15
GMCBU-1D-5 | Gladiator miniature circuit breaker, 5A, 277 VAC / 60 VDC, 1-pole, D curve, thermal magnetic, 10kA @ 277 VAC interrupting rating, 35mm DIN rail mount. | Stock | 13 | 15
GMCBU-1D-50 | Gladiator miniature circuit breaker, 50A, 240 VAC / 60 VDC, 1-pole, D curve, thermal magnetic, 10kA @ 120/240 VAC interrupting rating, 35mm DIN rail mount. | Stock | 14.75 | 17
GMCBU-1D-6 | Gladiator miniature circuit breaker, 6A, 277 VAC / 60 VDC, 1-pole, D curve, thermal magnetic, 10kA @ 277 VAC interrupting rating, 35mm DIN rail mount. | Stock | 13 | 15
GMCBU-1D-63 | Gladiator miniature circuit breaker, 63A, 240 VAC / 60 VDC, 1-pole, D curve, thermal magnetic, 10kA @ 120/240 VAC interrupting rating, 35mm DIN rail mount. | Stock | 14.75 | 17
GMCBU-1D-8 | Gladiator miniature circuit breaker, 8A, 277 VAC / 60 VDC, 1-pole, D curve, thermal magnetic, 10kA @ 277 VAC interrupting rating, 35mm DIN rail mount. | Stock | 13 | 15
GMCBU-2B-1 | Gladiator miniature circuit breaker, 1A, 480Y / 277 VAC / 125 VDC, 2-pole, B curve, thermal magnetic, 10kA @ 480Y/277 VAC interrupting rating, 35mm DIN rail mount. | Stock | 26 | 29.5
GMCBU-2B-10 | Gladiator miniature circuit breaker, 10A, 480Y / 277 VAC / 125 VDC, 2-pole, B curve, thermal magnetic, 10kA @ 480Y/277 VAC interrupting rating, 35mm DIN rail mount. | Stock | 26 | 29.5
GMCBU-2B-15 | Gladiator miniature circuit breaker, 15A, 480Y / 277 VAC / 125 VDC, 2-pole, B curve, thermal magnetic, 10kA @ 480Y/277 VAC interrupting rating, 35mm DIN rail mount. | Stock | 26 | 29.5
GMCBU-2B-16 | Gladiator miniature circuit breaker, 16A, 480Y / 277 VAC / 125 VDC, 2-pole, B curve, thermal magnetic, 10kA @ 480Y/277 VAC interrupting rating, 35mm DIN rail mount. | Stock | 26 | 29.5
GMCBU-2B-2 | Gladiator miniature circuit breaker, 2A, 480Y / 277 VAC / 125 VDC, 2-pole, B curve, thermal magnetic, 10kA @ 480Y/277 VAC interrupting rating, 35mm DIN rail mount. | Stock | 26 | 29.5
GMCBU-2B-20 | Gladiator miniature circuit breaker, 20A, 480Y / 277 VAC / 125 VDC, 2-pole, B curve, thermal magnetic, 10kA @ 480Y/277 VAC interrupting rating, 35mm DIN rail mount. | Stock | 26 | 29.5
GMCBU-2B-25 | Gladiator miniature circuit breaker, 25A, 480Y / 277 VAC / 125 VDC, 2-pole, B curve, thermal magnetic, 10kA @ 480Y/277 VAC interrupting rating, 35mm DIN rail mount. | Stock | 26 | 29.5
GMCBU-2B-3 | Gladiator miniature circuit breaker, 3A, 480Y / 277 VAC / 125 VDC, 2-pole, B curve, thermal magnetic, 10kA @ 480Y/277 VAC interrupting rating, 35mm DIN rail mount. | Stock | 26 | 29.5
GMCBU-2B-30 | Gladiator miniature circuit breaker, 30A, 240 VAC / 125 VDC, 2-pole, B curve, thermal magnetic, 10kA @ 240 VAC interrupting rating, 35mm DIN rail mount. | Stock | 26 | 29.5
GMCBU-2B-32 | Gladiator miniature circuit breaker, 32A, 240 VAC / 125 VDC, 2-pole, B curve, thermal magnetic, 10kA @ 240 VAC interrupting rating, 35mm DIN rail mount. | Stock | 26 | 29.5
GMCBU-2B-4 | Gladiator miniature circuit breaker, 4A, 480Y / 277 VAC / 125 VDC, 2-pole, B curve, thermal magnetic, 10kA @ 480Y/277 VAC interrupting rating, 35mm DIN rail mount. | Stock | 26 | 29.5
GMCBU-2B-40 | Gladiator miniature circuit breaker, 40A, 240 VAC / 125 VDC, 2-pole, B curve, thermal magnetic, 10kA @ 240 VAC interrupting rating, 35mm DIN rail mount. | Stock | 26 | 29.5
GMCBU-2B-5 | Gladiator miniature circuit breaker, 5A, 480Y / 277 VAC / 125 VDC, 2-pole, B curve, thermal magnetic, 10kA @ 480Y/277 VAC interrupting rating, 35mm DIN rail mount. | Stock | 26 | 29.5
GMCBU-2B-50 | Gladiator miniature circuit breaker, 50A, 240 VAC / 125 VDC, 2-pole, B curve, thermal magnetic, 10kA @ 240 VAC interrupting rating, 35mm DIN rail mount. | Stock | 30 | 34.5
GMCBU-2B-6 | Gladiator miniature circuit breaker, 6A, 480Y / 277 VAC / 125 VDC, 2-pole, B curve, thermal magnetic, 10kA @ 480Y/277 VAC interrupting rating, 35mm DIN rail mount. | Stock | 26 | 29.5
GMCBU-2B-63 | Gladiator miniature circuit breaker, 63A, 240 VAC / 125 VDC, 2-pole, B curve, thermal magnetic, 10kA @ 240 VAC interrupting rating, 35mm DIN rail mount. | Stock | 30 | 34.5
GMCBU-2B-8 | Gladiator miniature circuit breaker, 8A, 480Y / 277 VAC / 125 VDC, 2-pole, B curve, thermal magnetic, 10kA @ 480Y/277 VAC interrupting rating, 35mm DIN rail mount. | Stock | 26 | 29.5
GMCBU-2C-1 | Gladiator miniature circuit breaker, 1A, 480Y / 277 VAC / 125 VDC, 2-pole, C curve, thermal magnetic, 10kA @ 480Y/277 VAC interrupting rating, 35mm DIN rail mount. | Stock | 26 | 29.5
GMCBU-2C-10 | Gladiator miniature circuit breaker, 10A, 480Y / 277 VAC / 125 VDC, 2-pole, C curve, thermal magnetic, 10kA @ 480Y/277 VAC interrupting rating, 35mm DIN rail mount. | Stock | 26 | 29.5
GMCBU-2C-15 | Gladiator miniature circuit breaker, 15A, 480Y / 277 VAC / 125 VDC, 2-pole, C curve, thermal magnetic, 10kA @ 480Y/277 VAC interrupting rating, 35mm DIN rail mount. | Stock | 26 | 29.5
GMCBU-2C-16 | Gladiator miniature circuit breaker, 16A, 480Y / 277 VAC / 125 VDC, 2-pole, C curve, thermal magnetic, 10kA @ 480Y/277 VAC interrupting rating, 35mm DIN rail mount. | Stock | 26 | 29.5
GMCBU-2C-2 | Gladiator miniature circuit breaker, 2A, 480Y / 277 VAC / 125 VDC, 2-pole, C curve, thermal magnetic, 10kA @ 480Y/277 VAC interrupting rating, 35mm DIN rail mount. | Stock | 26 | 29.5
GMCBU-2C-20 | Gladiator miniature circuit breaker, 20A, 480Y / 277 VAC / 125 VDC, 2-pole, C curve, thermal magnetic, 10kA @ 480Y/277 VAC interrupting rating, 35mm DIN rail mount. | Stock | 26 | 29.5
GMCBU-2C-25 | Gladiator miniature circuit breaker, 25A, 480Y / 277 VAC / 125 VDC, 2-pole, C curve, thermal magnetic, 10kA @ 480Y/277 VAC interrupting rating, 35mm DIN rail mount. | Stock | 26 | 29.5
GMCBU-2C-3 | Gladiator miniature circuit breaker, 3A, 480Y / 277 VAC / 125 VDC, 2-pole, C curve, thermal magnetic, 10kA @ 480Y/277 VAC interrupting rating, 35mm DIN rail mount. | Stock | 26 | 29.5
GMCBU-2C-30 | Gladiator miniature circuit breaker, 30A, 240 VAC / 125 VDC, 2-pole, C curve, thermal magnetic, 10kA @ 240 VAC interrupting rating, 35mm DIN rail mount. | Stock | 26 | 29.5
GMCBU-2C-32 | Gladiator miniature circuit breaker, 32A, 240 VAC / 125 VDC, 2-pole, C curve, thermal magnetic, 10kA @ 240 VAC interrupting rating, 35mm DIN rail mount. | Stock | 26 | 29.5
GMCBU-2C-4 | Gladiator miniature circuit breaker, 4A, 480Y / 277 VAC / 125 VDC, 2-pole, C curve, thermal magnetic, 10kA @ 480Y/277 VAC interrupting rating, 35mm DIN rail mount. | Stock | 26 | 29.5
GMCBU-2C-40 | Gladiator miniature circuit breaker, 40A, 240 VAC / 125 VDC, 2-pole, C curve, thermal magnetic, 10kA @ 240 VAC interrupting rating, 35mm DIN rail mount. | Stock | 26 | 29.5
GMCBU-2C-5 | Gladiator miniature circuit breaker, 5A, 480Y / 277 VAC / 125 VDC, 2-pole, C curve, thermal magnetic, 10kA @ 480Y/277 VAC interrupting rating, 35mm DIN rail mount. | Stock | 26 | 29.5
GMCBU-2C-50 | Gladiator miniature circuit breaker, 50A, 240 VAC / 125 VDC, 2-pole, C curve, thermal magnetic, 10kA @ 240 VAC interrupting rating, 35mm DIN rail mount. | Stock | 30 | 34.5
GMCBU-2C-6 | Gladiator miniature circuit breaker, 6A, 480Y / 277 VAC / 125 VDC, 2-pole, C curve, thermal magnetic, 10kA @ 480Y/277 VAC interrupting rating, 35mm DIN rail mount. | Stock | 26 | 29.5
GMCBU-2C-63 | Gladiator miniature circuit breaker, 63A, 240 VAC / 125 VDC, 2-pole, C curve, thermal magnetic, 10kA @ 240 VAC interrupting rating, 35mm DIN rail mount. | Stock | 30 | 34.5
GMCBU-2C-8 | Gladiator miniature circuit breaker, 8A, 480Y / 277 VAC / 125 VDC, 2-pole, C curve, thermal magnetic, 10kA @ 480Y/277 VAC interrupting rating, 35mm DIN rail mount. | Stock | 26 | 29.5
GMCBU-2D-1 | Gladiator miniature circuit breaker, 1A, 480Y / 277 VAC / 125 VDC, 2-pole, D curve, thermal magnetic, 10kA @ 480Y/277 VAC interrupting rating, 35mm DIN rail mount. | Stock | 26 | 29.5
GMCBU-2D-10 | Gladiator miniature circuit breaker, 10A, 480Y / 277 VAC / 125 VDC, 2-pole, D curve, thermal magnetic, 10kA @ 480Y/277 VAC interrupting rating, 35mm DIN rail mount. | Stock | 26 | 29.5
GMCBU-2D-15 | Gladiator miniature circuit breaker, 15A, 480Y / 277 VAC / 125 VDC, 2-pole, D curve, thermal magnetic, 10kA @ 480Y/277 VAC interrupting rating, 35mm DIN rail mount. | Stock | 26 | 29.5
GMCBU-2D-16 | Gladiator miniature circuit breaker, 16A, 480Y / 277 VAC / 125 VDC, 2-pole, D curve, thermal magnetic, 10kA @ 480Y/277 VAC interrupting rating, 35mm DIN rail mount. | Stock | 26 | 29.5
GMCBU-2D-2 | Gladiator miniature circuit breaker, 2A, 480Y / 277 VAC / 125 VDC, 2-pole, D curve, thermal magnetic, 10kA @ 480Y/277 VAC interrupting rating, 35mm DIN rail mount. | Stock | 26 | 29.5
GMCBU-2D-20 | Gladiator miniature circuit breaker, 20A, 480Y / 277 VAC / 125 VDC, 2-pole, D curve, thermal magnetic, 10kA @ 480Y/277 VAC interrupting rating, 35mm DIN rail mount. | Stock | 26 | 29.5
GMCBU-2D-25 | Gladiator miniature circuit breaker, 25A, 480Y / 277 VAC / 125 VDC, 2-pole, D curve, thermal magnetic, 10kA @ 480Y/277 VAC interrupting rating, 35mm DIN rail mount. | Stock | 26 | 29.5
GMCBU-2D-3 | Gladiator miniature circuit breaker, 3A, 480Y / 277 VAC / 125 VDC, 2-pole, D curve, thermal magnetic, 10kA @ 480Y/277 VAC interrupting rating, 35mm DIN rail mount. | Stock | 26 | 29.5
GMCBU-2D-30 | Gladiator miniature circuit breaker, 30A, 240 VAC / 125 VDC, 2-pole, D curve, thermal magnetic, 10kA @ 240 VAC interrupting rating, 35mm DIN rail mount. | Stock | 26 | 29.5
GMCBU-2D-32 | Gladiator miniature circuit breaker, 32A, 240 VAC / 125 VDC, 2-pole, D curve, thermal magnetic, 10kA @ 240 VAC interrupting rating, 35mm DIN rail mount. | Stock | 26 | 29.5
GMCBU-2D-4 | Gladiator miniature circuit breaker, 4A, 480Y / 277 VAC / 125 VDC, 2-pole, D curve, thermal magnetic, 10kA @ 480Y/277 VAC interrupting rating, 35mm DIN rail mount. | Stock | 26 | 29.5
GMCBU-2D-40 | Gladiator miniature circuit breaker, 40A, 240 VAC / 125 VDC, 2-pole, D curve, thermal magnetic, 10kA @ 240 VAC interrupting rating, 35mm DIN rail mount. | Stock | 26 | 29.5
GMCBU-2D-5 | Gladiator miniature circuit breaker, 5A, 480Y / 277 VAC / 125 VDC, 2-pole, D curve, thermal magnetic, 10kA @ 480Y/277 VAC interrupting rating, 35mm DIN rail mount. | Stock | 26 | 29.5
GMCBU-2D-50 | Gladiator miniature circuit breaker, 50A, 240 VAC / 125 VDC, 2-pole, D curve, thermal magnetic, 10kA @ 240 VAC interrupting rating, 35mm DIN rail mount. | Stock | 30 | 34.5
GMCBU-2D-6 | Gladiator miniature circuit breaker, 6A, 480Y / 277 VAC / 125 VDC, 2-pole, D curve, thermal magnetic, 10kA @ 480Y/277 VAC interrupting rating, 35mm DIN rail mount. | Stock | 26 | 29.5
GMCBU-2D-63 | Gladiator miniature circuit breaker, 63A, 240 VAC / 125 VDC, 2-pole, D curve, thermal magnetic, 10kA @ 240 VAC interrupting rating, 35mm DIN rail mount. | Stock | 30 | 34.5
GMCBU-2D-8 | Gladiator miniature circuit breaker, 8A, 480Y / 277 VAC / 125 VDC, 2-pole, D curve, thermal magnetic, 10kA @ 480Y/277 VAC interrupting rating, 35mm DIN rail mount. | Stock | 26 | 29.5
GMCBU-3B-1 | Gladiator miniature circuit breaker, 1A, 480Y / 277 VAC / 125 VDC, 3-pole, B curve, thermal magnetic, 10kA @ 480Y/277 VAC interrupting rating, 35mm DIN rail mount. | Stock | 39 | 44.5
GMCBU-3B-10 | Gladiator miniature circuit breaker, 10A, 480Y / 277 VAC / 125 VDC, 3-pole, B curve, thermal magnetic, 10kA @ 480Y/277 VAC interrupting rating, 35mm DIN rail mount. | Stock | 39 | 44.5
GMCBU-3B-15 | Gladiator miniature circuit breaker, 15A, 480Y / 277 VAC / 125 VDC, 3-pole, B curve, thermal magnetic, 10kA @ 480Y/277 VAC interrupting rating, 35mm DIN rail mount. | Stock | 39 | 44.5
GMCBU-3B-16 | Gladiator miniature circuit breaker, 16A, 480Y / 277 VAC / 125 VDC, 3-pole, B curve, thermal magnetic, 10kA @ 480Y/277 VAC interrupting rating, 35mm DIN rail mount. | Stock | 39 | 44.5
GMCBU-3B-2 | Gladiator miniature circuit breaker, 2A, 480Y / 277 VAC / 125 VDC, 3-pole, B curve, thermal magnetic, 10kA @ 480Y/277 VAC interrupting rating, 35mm DIN rail mount. | Stock | 39 | 44.5
GMCBU-3B-20 | Gladiator miniature circuit breaker, 20A, 480Y / 277 VAC / 125 VDC, 3-pole, B curve, thermal magnetic, 10kA @ 480Y/277 VAC interrupting rating, 35mm DIN rail mount. | Stock | 39 | 44.5
GMCBU-3B-25 | Gladiator miniature circuit breaker, 25A, 480Y / 277 VAC / 125 VDC, 3-pole, B curve, thermal magnetic, 10kA @ 480Y/277 VAC interrupting rating, 35mm DIN rail mount. | Stock | 39 | 44.5
GMCBU-3B-3 | Gladiator miniature circuit breaker, 3A, 480Y / 277 VAC / 125 VDC, 3-pole, B curve, thermal magnetic, 10kA @ 480Y/277 VAC interrupting rating, 35mm DIN rail mount. | Stock | 39 | 44.5
GMCBU-3B-30 | Gladiator miniature circuit breaker, 30A, 240 VAC / 125 VDC, 3-pole, B curve, thermal magnetic, 10kA @ 240 VAC interrupting rating, 35mm DIN rail mount. | Stock | 39 | 44.5
GMCBU-3B-32 | Gladiator miniature circuit breaker, 32A, 240 VAC / 125 VDC, 3-pole, B curve, thermal magnetic, 10kA @ 240 VAC interrupting rating, 35mm DIN rail mount. | Stock | 39 | 44.5
GMCBU-3B-4 | Gladiator miniature circuit breaker, 4A, 480Y / 277 VAC / 125 VDC, 3-pole, B curve, thermal magnetic, 10kA @ 480Y/277 VAC interrupting rating, 35mm DIN rail mount. | Stock | 39 | 44.5
GMCBU-3B-40 | Gladiator miniature circuit breaker, 40A, 240 VAC / 125 VDC, 3-pole, B curve, thermal magnetic, 10kA @ 240 VAC interrupting rating, 35mm DIN rail mount. | Stock | 39 | 44.5
GMCBU-3B-5 | Gladiator miniature circuit breaker, 5A, 480Y / 277 VAC / 125 VDC, 3-pole, B curve, thermal magnetic, 10kA @ 480Y/277 VAC interrupting rating, 35mm DIN rail mount. | Stock | 39 | 44.5
GMCBU-3B-50 | Gladiator miniature circuit breaker, 50A, 240 VAC / 125 VDC, 3-pole, B curve, thermal magnetic, 10kA @ 240 VAC interrupting rating, 35mm DIN rail mount. | Stock | 44.75 | 51
GMCBU-3B-6 | Gladiator miniature circuit breaker, 6A, 480Y / 277 VAC / 125 VDC, 3-pole, B curve, thermal magnetic, 10kA @ 480Y/277 VAC interrupting rating, 35mm DIN rail mount. | Stock | 39 | 44.5
GMCBU-3B-63 | Gladiator miniature circuit breaker, 63A, 240 VAC / 125 VDC, 3-pole, B curve, thermal magnetic, 10kA @ 240 VAC interrupting rating, 35mm DIN rail mount. | Stock | 44.75 | 51
GMCBU-3B-8 | Gladiator miniature circuit breaker, 8A, 480Y / 277 VAC / 125 VDC, 3-pole, B curve, thermal magnetic, 10kA @ 480Y/277 VAC interrupting rating, 35mm DIN rail mount. | Stock | 39 | 44.5
GMCBU-3C-1 | Gladiator miniature circuit breaker, 1A, 480Y / 277 VAC / 125 VDC, 3-pole, C curve, thermal magnetic, 10kA @ 480Y/277 VAC interrupting rating, 35mm DIN rail mount. | Stock | 39 | 44.5
GMCBU-3C-10 | Gladiator miniature circuit breaker, 10A, 480Y / 277 VAC / 125 VDC, 3-pole, C curve, thermal magnetic, 10kA @ 480Y/277 VAC interrupting rating, 35mm DIN rail mount. | Stock | 39 | 44.5
GMCBU-3C-15 | Gladiator miniature circuit breaker, 15A, 480Y / 277 VAC / 125 VDC, 3-pole, C curve, thermal magnetic, 10kA @ 480Y/277 VAC interrupting rating, 35mm DIN rail mount. | Stock | 39 | 44.5
GMCBU-3C-16 | Gladiator miniature circuit breaker, 16A, 480Y / 277 VAC / 125 VDC, 3-pole, C curve, thermal magnetic, 10kA @ 480Y/277 VAC interrupting rating, 35mm DIN rail mount. | Stock | 39 | 44.5
GMCBU-3C-2 | Gladiator miniature circuit breaker, 2A, 480Y / 277 VAC / 125 VDC, 3-pole, C curve, thermal magnetic, 10kA @ 480Y/277 VAC interrupting rating, 35mm DIN rail mount. | Stock | 39 | 44.5
GMCBU-3C-20 | Gladiator miniature circuit breaker, 20A, 480Y / 277 VAC / 125 VDC, 3-pole, C curve, thermal magnetic, 10kA @ 480Y/277 VAC interrupting rating, 35mm DIN rail mount. | Stock | 39 | 44.5
GMCBU-3C-25 | Gladiator miniature circuit breaker, 25A, 480Y / 277 VAC / 125 VDC, 3-pole, C curve, thermal magnetic, 10kA @ 480Y/277 VAC interrupting rating, 35mm DIN rail mount. | Stock | 39 | 44.5
GMCBU-3C-3 | Gladiator miniature circuit breaker, 3A, 480Y / 277 VAC / 125 VDC, 3-pole, C curve, thermal magnetic, 10kA @ 480Y/277 VAC interrupting rating, 35mm DIN rail mount. | Stock | 39 | 44.5
GMCBU-3C-30 | Gladiator miniature circuit breaker, 30A, 240 VAC / 125 VDC, 3-pole, C curve, thermal magnetic, 10kA @ 240 VAC interrupting rating, 35mm DIN rail mount. | Stock | 39 | 44.5
GMCBU-3C-32 | Gladiator miniature circuit breaker, 32A, 240 VAC / 125 VDC, 3-pole, C curve, thermal magnetic, 10kA @ 240 VAC interrupting rating, 35mm DIN rail mount. | Stock | 39 | 44.5
GMCBU-3C-4 | Gladiator miniature circuit breaker, 4A, 480Y / 277 VAC / 125 VDC, 3-pole, C curve, thermal magnetic, 10kA @ 480Y/277 VAC interrupting rating, 35mm DIN rail mount. | Stock | 39 | 44.5
GMCBU-3C-40 | Gladiator miniature circuit breaker, 40A, 240 VAC / 125 VDC, 3-pole, C curve, thermal magnetic, 10kA @ 240 VAC interrupting rating, 35mm DIN rail mount. | Stock | 39 | 44.5
GMCBU-3C-5 | Gladiator miniature circuit breaker, 5A, 480Y / 277 VAC / 125 VDC, 3-pole, C curve, thermal magnetic, 10kA @ 480Y/277 VAC interrupting rating, 35mm DIN rail mount. | Stock | 39 | 44.5
GMCBU-3C-50 | Gladiator miniature circuit breaker, 50A, 240 VAC / 125 VDC, 3-pole, C curve, thermal magnetic, 10kA @ 240 VAC interrupting rating, 35mm DIN rail mount. | Stock | 44.75 | 51
GMCBU-3C-6 | Gladiator miniature circuit breaker, 6A, 480Y / 277 VAC / 125 VDC, 3-pole, C curve, thermal magnetic, 10kA @ 480Y/277 VAC interrupting rating, 35mm DIN rail mount. | Stock | 39 | 44.5
GMCBU-3C-63 | Gladiator miniature circuit breaker, 63A, 240 VAC / 125 VDC, 3-pole, C curve, thermal magnetic, 10kA @ 240 VAC interrupting rating, 35mm DIN rail mount. | Stock | 44.75 | 51
GMCBU-3C-8 | Gladiator miniature circuit breaker, 8A, 480Y / 277 VAC / 125 VDC, 3-pole, C curve, thermal magnetic, 10kA @ 480Y/277 VAC interrupting rating, 35mm DIN rail mount. | Stock | 39 | 44.5
GMCBU-3D-1 | Gladiator miniature circuit breaker, 1A, 480Y / 277 VAC / 125 VDC, 3-pole, D curve, thermal magnetic, 10kA @ 480Y/277 VAC interrupting rating, 35mm DIN rail mount. | Stock | 39 | 44.5
GMCBU-3D-10 | Gladiator miniature circuit breaker, 10A, 480Y / 277 VAC / 125 VDC, 3-pole, D curve, thermal magnetic, 10kA @ 480Y/277 VAC interrupting rating, 35mm DIN rail mount. | Stock | 39 | 44.5
GMCBU-3D-15 | Gladiator miniature circuit breaker, 15A, 480Y / 277 VAC / 125 VDC, 3-pole, D curve, thermal magnetic, 10kA @ 480Y/277 VAC interrupting rating, 35mm DIN rail mount. | Stock | 39 | 44.5
GMCBU-3D-16 | Gladiator miniature circuit breaker, 16A, 480Y / 277 VAC / 125 VDC, 3-pole, D curve, thermal magnetic, 10kA @ 480Y/277 VAC interrupting rating, 35mm DIN rail mount. | Stock | 39 | 44.5
GMCBU-3D-2 | Gladiator miniature circuit breaker, 2A, 480Y / 277 VAC / 125 VDC, 3-pole, D curve, thermal magnetic, 10kA @ 480Y/277 VAC interrupting rating, 35mm DIN rail mount. | Stock | 39 | 44.5
GMCBU-3D-20 | Gladiator miniature circuit breaker, 20A, 480Y / 277 VAC / 125 VDC, 3-pole, D curve, thermal magnetic, 10kA @ 480Y/277 VAC interrupting rating, 35mm DIN rail mount. | Stock | 39 | 44.5
GMCBU-3D-25 | Gladiator miniature circuit breaker, 25A, 480Y / 277 VAC / 125 VDC, 3-pole, D curve, thermal magnetic, 10kA @ 480Y/277 VAC interrupting rating, 35mm DIN rail mount. | Stock | 39 | 44.5
GMCBU-3D-3 | Gladiator miniature circuit breaker, 3A, 480Y / 277 VAC / 125 VDC, 3-pole, D curve, thermal magnetic, 10kA @ 480Y/277 VAC interrupting rating, 35mm DIN rail mount. | Stock | 39 | 44.5
GMCBU-3D-30 | Gladiator miniature circuit breaker, 30A, 240 VAC / 125 VDC, 3-pole, D curve, thermal magnetic, 10kA @ 240 VAC interrupting rating, 35mm DIN rail mount. | Stock | 39 | 44.5
GMCBU-3D-32 | Gladiator miniature circuit breaker, 32A, 240 VAC / 125 VDC, 3-pole, D curve, thermal magnetic, 10kA @ 240 VAC interrupting rating, 35mm DIN rail mount. | Stock | 39 | 44.5
GMCBU-3D-4 | Gladiator miniature circuit breaker, 4A, 480Y / 277 VAC / 125 VDC, 3-pole, D curve, thermal magnetic, 10kA @ 480Y/277 VAC interrupting rating, 35mm DIN rail mount. | Stock | 39 | 44.5
GMCBU-3D-40 | Gladiator miniature circuit breaker, 40A, 240 VAC / 125 VDC, 3-pole, D curve, thermal magnetic, 10kA @ 240 VAC interrupting rating, 35mm DIN rail mount. | Stock | 39 | 44.5
GMCBU-3D-5 | Gladiator miniature circuit breaker, 5A, 480Y / 277 VAC / 125 VDC, 3-pole, D curve, thermal magnetic, 10kA @ 480Y/277 VAC interrupting rating, 35mm DIN rail mount. | Stock | 39 | 44.5
GMCBU-3D-50 | Gladiator miniature circuit breaker, 50A, 240 VAC / 125 VDC, 3-pole, D curve, thermal magnetic, 10kA @ 240 VAC interrupting rating, 35mm DIN rail mount. | Stock | 44.75 | 51
GMCBU-3D-6 | Gladiator miniature circuit breaker, 6A, 480Y / 277 VAC / 125 VDC, 3-pole, D curve, thermal magnetic, 10kA @ 480Y/277 VAC interrupting rating, 35mm DIN rail mount. | Stock | 39 | 44.5
GMCBU-3D-63 | Gladiator miniature circuit breaker, 63A, 240 VAC / 125 VDC, 3-pole, D curve, thermal magnetic, 10kA @ 240 VAC interrupting rating, 35mm DIN rail mount. | Stock | 44.75 | 51
GMCBU-3D-8 | Gladiator miniature circuit breaker, 8A, 480Y / 277 VAC / 125 VDC, 3-pole, D curve, thermal magnetic, 10kA @ 480Y/277 VAC interrupting rating, 35mm DIN rail mount. | Stock | 39 | 44.5
GMCBU-ALM11 | Gladiator alarm contact, left side mount, SPDT contact(s), 6A @ 240 VAC/1A @ 110 VDC. For use with Gladiator GMCBU series miniature circuit breakers. | Stock | 13 | 15
GMCBU-AUX11 | Gladiator auxiliary contact, left side mount, SPDT contact(s), 6A @ 240 VAC/1A @ 110 VDC. For use with Gladiator GMCBU series miniature circuit breakers. | Stock | 12 | 13.5
GMCBU-LOCK | Gladiator lockout attachment, 7.0mm diameter. For use with Gladiator GMCBU and GMCB series miniature circuit breakers. | Stock | 5.5 | 6.25
GMCBU-SH110-380VAC | Gladiator shunt trip, left side mount, 110-380 VAC coil voltage. For use with Gladiator GMCBU series miniature circuit breakers. | Stock | 19 | 21.5
GMCBU-UV110-120VAC | Gladiator undervoltage trip, left side mount, 110-120 VAC sensing range. For use with Gladiator GMCBU series miniature circuit breakers. | Stock | 23 | 26.5
GMCBU-UV220-240VAC | Gladiator undervoltage trip, left side mount, 220-240 VAC sensing range. For use with Gladiator GMCBU series miniature circuit breakers. | Stock | 23 | 26.5
GMFLK24-SET-P10 | Integra mounting flange kit, replacement. For use with 24 x 24 x 10in Genesis series enclosures. Includes (2) mounting flanges with mounting screws. | Stock | 60 | 63
GMFLK-SCREWS-P10 | Integra mounting flange screw kit, replacement. For use with 24 x 24 x 10in Genesis series enclosures. Includes (10) 1/4-20 UNC x 0.050in stainless steel Phillips pan head screws and (1) #10-32 x 0.50in stainless steel pan head thread-cutting screw. | Stock | 20.5 | 22
GMMR-SCREWS-P10 | Integra Multi-Max series rail screw kit, replacement. For use with Multi-Max series internal mounting rails. Includes (4) #10-32 x 0.38in stainless steel flat head screws and (8) #10-32 x 0.50in stainless steel pan head thread-cutting screws. | Stock | 17 | 18
GN-BP161B | Metrol limit switch, vacuum, precision touch, 16mm diameter, threaded, 1mm pitch, 41mm length, 9.5mm head, 2mm plunger, 1.5N contact force, dry contact(s), N.C., 1.6ft/0.5m cable length, pigtail. | Stock | 960 | 998
GN-BP5MA | Metrol limit switch, vacuum, precision touch, 5mm diameter, threaded, 0.5mm pitch, 19mm length, 3mm head, ball plunger, 1N contact force, dry contact(s), N.O., 1.6ft/0.5m cable length, pigtail. | Stock | 270 | 281
GN-BP5MA-R | Metrol limit switch, vacuum, precision touch, 5mm diameter, threaded, 0.5mm pitch, 19mm length, 3mm head, ball plunger, 1N contact force, dry contact(s), N.O., 1.6ft/0.5m cable length, pigtail. | Stock | 275 | 286
GN-CSK141B | Metrol limit switch, vacuum, precision touch, 14mm diameter, threaded, 1mm pitch, 47mm length, 4mm radius head, 12mm plunger, 0.8N contact force, dry contact(s), N.C., 1.6ft/0.5m cable length, pigtail. | Stock | 960 | 998
GN-M10-125 | NITRA rod nut, M10 X 1.25 thread, zinc plated steel. For use with G-series cylinders. | Stock | 1.5
GN-M12-125 | NITRA rod nut, M12 X 1.25 thread, zinc plated steel. For use with G-series cylinders. | Stock | 1.75
GN-M16-15 | NITRA rod nut, M16 X 1.5 thread, zinc plated steel. For use with G-series cylinders. | Stock | 2
GN-M20-15 | NITRA rod nut, M20 X 1.5 thread, zinc plated steel. For use with G-series cylinders. | Stock | 2.25
GN-PT5M3A | Metrol limit switch, vacuum, precision touch, 5mm diameter, threaded, 0.5mm pitch, 21.5mm length, 2mm radius head, stainless steel, 1.5mm plunger, 0.5N contact force, dry contact(s), N.O., 1.6ft/0.5m cable length, core wire. | Stock | 197 | 205
GN-PT5M3B | Metrol limit switch, vacuum, precision touch, 5mm diameter, threaded, 0.5mm pitch, 18.5mm length, 2mm radius head, stainless steel, 1.5mm plunger, 0.5N contact force, dry contact(s), N.C., 1.6ft/0.5m cable length, core wire. | Stock | 197 | 205
GOLED-A110 | Killark LED lamp, replacement, 110 VAC/VDC, amber. For use with FXCS and XCS pilot lights. | Stock | 53 | 58
GOLED-G110 | Killark LED lamp, replacement, 110 VAC/VDC, green. For use with FXCS and XCS pilot lights. | Stock | 53 | 58
GOLED-R110 | Killark LED lamp, replacement, 110 VAC/VDC, red. For use with FXCS and XCS pilot lights. | Stock | 53 | 58
GOLED-W110 | Killark LED lamp, replacement, 110 VAC/VDC, white. For use with FXCS and XCS pilot lights. | Stock | 53 | 58
GP063GY | Hammond enclosure gland plate, 6 x 3in, carbon steel, ANSI 61 gray, powder coat finish, self-adhesive neoprene blend gasket, 5.06 x 1.50in cutout. Gasket, mounting hardware and cutout template included. | Stock | 40.5 | 43
GP063LG | Hammond enclosure gland plate, 6 x 3in, carbon steel, RAL 7035 light gray, powder coat finish, self-adhesive neoprene blend gasket, 5.06 x 1.50in cutout. Gasket, mounting hardware and cutout template included. | Stock | 40.5 | 43
GP134GY | Hammond enclosure gland plate, 13 x 4in, carbon steel, ANSI 61 gray, powder coat finish, self-adhesive neoprene blend gasket, 11.75 x 2.31in cutout. Gasket, mounting hardware and cutout template included. | Stock | 51 | 54
GP134LG | Hammond enclosure gland plate, 13 x 4in, carbon steel, RAL 7035 light gray, powder coat finish, self-adhesive neoprene blend gasket, 11.75 x 2.31in cutout. Gasket, mounting hardware and cutout template included. | from vendor up to 15 business days | 51 | 54
GP136GY | Hammond enclosure gland plate, 13 x 6in, carbon steel, ANSI 61 gray, powder coat finish, self-adhesive neoprene blend gasket, 12.13 x 4.63in cutout. Gasket, mounting hardware and cutout template included. | Stock | 81 | 86
GP136LG | Hammond enclosure gland plate, 13 x 6in, carbon steel, RAL 7035 light gray, powder coat finish, self-adhesive neoprene blend gasket, 12.13 x 4.63in cutout. Gasket, mounting hardware and cutout template included. | Stock | 81 | 86
GP216GY | Hammond enclosure gland plate, 21 x 6in, carbon steel, ANSI 61 gray, powder coat finish, self-adhesive neoprene blend gasket, 19.63 x 4.63in cutout. Gasket, mounting hardware and cutout template included. | Stock | 91 | 97
GP216LG | Hammond enclosure gland plate, 21 x 6in, carbon steel, RAL 7035 light gray, powder coat finish, self-adhesive neoprene blend gasket, 19.63 x 4.63in cutout. Gasket, mounting hardware and cutout template included. | Stock | 91 | 97
GR1168PB-5 | AutomationDirect flush lens, replacement, blue. Package of 5. For use with GCX series pushbuttons. | Stock | 8.75 | 9
GR1168PG-5 | AutomationDirect flush lens, replacement, yellow. Package of 5. For use with GCX series pushbuttons. | Stock | 8.75 | 9
GR1168PN-5 | AutomationDirect flush lens, replacement, clear. Package of 5. For use with GCX series pushbuttons. | Stock | 8.75 | 9
GR1168PR-5 | AutomationDirect flush lens, replacement, red. Package of 5. For use with GCX series pushbuttons. | Stock | 8.75 | 9
GR1168PV-5 | AutomationDirect flush lens, replacement, green. Package of 5. For use with GCX series pushbuttons. | Stock | 8.75 | 9
GR1168PW-5 | AutomationDirect flush lens, replacement, white. Package of 5. For use with GCX series pushbuttons. | Stock | 8.75 | 9
GR1172PB-5 | AutomationDirect lever lens, replacement, blue, 2-position, white indicator line. Package of 5. For use with GCX series switches. | Stock | 16 | 16.5
GR1172PG-5 | AutomationDirect lever lens, replacement, yellow, 2-position, white indicator line. Package of 5. For use with GCX series switches. | Stock | 16 | 16.5
GR1172PN-5 | AutomationDirect lever lens, replacement, clear, 2-position, white indicator line. Package of 5. For use with GCX series switches. | Stock | 16 | 16.5
GR1172PR-5 | AutomationDirect lever lens, replacement, red, 2-position, white indicator line. Package of 5. For use with GCX series switches. | Stock | 16 | 16.5
GR1172PV-5 | AutomationDirect lever lens, replacement, green, 2-position, white indicator line. Package of 5. For use with GCX series switches. | Stock | 16 | 16.5
GR1288PB-5 | AutomationDirect lever lens, replacement, blue, 3-position, white indicator line. Package of 5. For use with GCX series switches. | Stock | 16 | 16.5
GR1288PG-5 | AutomationDirect lever lens, replacement, yellow, 3-position, white indicator line. Package of 5. For use with GCX series switches. | Stock | 16 | 16.5
GR1288PN-5 | AutomationDirect lever lens, replacement, clear, 3-position, white indicator line. Package of 5. For use with GCX series switches. | Stock | 16 | 16.5
GR1288PR-5 | AutomationDirect lever lens, replacement, red, 3-position, white indicator line. Package of 5. For use with GCX series switches. | Stock | 16 | 16.5
GR1288PV-5 | AutomationDirect lever lens, replacement, green, 3-position, white indicator line. Package of 5. For use with GCX series switches. | Stock | 16 | 16.5
GRC-M10-125 | NITRA rod clevis, M10 X 1.25 thread, zinc plated steel. For use with G-series cylinders. | Stock | 4 | 4.25
GRC-M12-125 | NITRA rod clevis, M12 X 1.25 thread, zinc plated steel. For use with G-series cylinders. | Stock | 7 | 7.25
GRC-M16-15 | NITRA rod clevis, M16 X 1.5 thread, zinc plated steel. For use with G-series cylinders. | Stock | 15 | 15.5
GRC-M20-15 | NITRA rod clevis, M20 X 1.5 thread, zinc plated steel. For use with G-series cylinders. | Stock | 24 | 25
GRCP-M10-125 | NITRA self-aligning rod coupler, M10 X 1.25 thread, zinc plated steel. For use with G-series cylinders. | Stock | 53 | 55
GRCP-M12-125 | NITRA self-aligning rod coupler, M12 X 1.25 thread, zinc plated steel. For use with G-series cylinders. | Stock | 56 | 58
GRCP-M16-15 | NITRA self-aligning rod coupler, M16 X 1.5 thread, zinc plated steel. For use with G-series cylinders. | Stock | 72 | 75
GRCP-M20-15 | NITRA self-aligning rod coupler, M20 X 1.5 thread, zinc plated steel. For use with G-series cylinders. | Stock | 88 | 92
GRDBAR19 | Hammond horizontal rack-mount busbar, 19in length, (10) #10-32 tapped holes and (2) 5/16in holes. Hardware included. | from vendor up to 15 business days | 58 | 59
GRDBAR23 | Hammond horizontal rack-mount busbar, 23in length, (10) #10-32 tapped holes and (2) 5/16in holes. Hardware included. | from vendor up to 15 business days | 59 | 61
GRDKIT01 | Hammond enclosure grounding strap, 12in length, 10 AWG. Package of 2. Mounting hardware included. | Stock | 28 | 29
GRDKIT02 | Hammond enclosure grounding strap, 16in length, 10 AWG, (2) #10-1/4in ring terminals. Package of 6. #10-32 and 1/4-20 screws, washers and nuts included. | Stock | 44 | 45
GRDKIT03 | Hammond enclosure grounding strap, 12in length, 10 AWG, (2) #10-1/4in ring terminals. Package of 1. #10-32 screws, washers and nuts included. | Stock | 7.75 | 8
GRDKIT04 | Hammond enclosure grounding strap, 12in length, 10 AWG, (2) #10-1/4in ring terminals. Package of 4. Quick-disconnect terminals, #10-32 and 1/4-20 screws, washers and nuts included. | Stock | 44 | 45
GRDKIT05 | Hammond enclosure grounding strap, 22in length, 10 AWG, (2) #10-1/4in ring terminals. Package of 1. Quick-disconnect terminals, #10-32 and 1/4-20 screws, washers and nuts included. | Stock | 25 | 25.5
GRE-M10-125 | NITRA rod eye, M10 X 1.25 thread, spherical bearing, zinc plated steel. For use with G-series cylinders. | Stock | 23 | 24
GRE-M12-125 | NITRA rod eye, M12 X 1.25 thread, spherical bearing, zinc plated steel. For use with G-series cylinders. | Stock | 26.5 | 27.5
GRE-M16-15 | NITRA rod eye, M16 X 1.5 thread, spherical bearing, zinc plated steel. For use with G-series cylinders. | Stock | 49 | 51
GRE-M20-15 | NITRA rod eye, M20 X 1.5 thread, spherical bearing, zinc plated steel. For use with G-series cylinders. | Stock | 65 | 68
GS-10P2-FKIT-1P | AutomationDirect fuse kit, 1/4hp, 115 VAC, 1-phase, input side only, 200kA SCCR. For use with GS1/GS2-10P2 AC drive. | Stock | 41.5 | 43
GS-10P2-FUSE-1P | AutomationDirect spare fuse, 20A, 300 VAC, 200kA SCCR. Package of 5. For use with GS-10P2-FKIT-1P AC drive fuse kit. | Stock | 52 | 54
GS-10P5-FKIT-1P | AutomationDirect fuse kit, 1/2hp, 115 VAC, 1-phase, input side only, 200kA SCCR. For use with GS1/GS2-10P5 AC drive. | Stock | 41.5 | 43
GS-10P5-FUSE-1P | AutomationDirect spare fuse, 30A, 300 VAC, 200kA SCCR. Package of 5. For use with GS-10P5-FKIT-1P AC drive fuse kit. | Stock | 49.5 | 51
GS1-10P2 | AutomationDirect GS1 series AC micro drive, enclosed, 120 VAC, 1/4hp with 1-phase input, V/Hz mode, A frame, RS-485, Modbus, 5kA SCCR. | Stock | 117 | 128
GS1-10P5 | AutomationDirect GS1 series AC micro drive, enclosed, 120 VAC, 1/2hp with 1-phase input, V/Hz mode, A frame, RS-485, Modbus, 5kA SCCR. | Stock | 131 | 136
GS-11P0-FKIT-1P | AutomationDirect fuse kit, 1hp, 115 VAC, 1-phase, input side only, 200kA SCCR. For use with GS2-11P0 AC drive. | Stock | 41.5 | 43
GS-11P0-FUSE-1P | AutomationDirect spare fuse, 50A, 300 VAC, 200kA SCCR. Package of 5. For use with GS-11P0-FKIT-1P AC drive fuse kit. | Stock | 52 | 54
GS1-20P2 | AutomationDirect GS1 series AC micro drive, enclosed, 230 VAC, 1/4hp with 3-phase and 1-phase input, V/Hz mode, A frame, RS-485, Modbus, 5kA SCCR. | Stock | 124 | 133
GS1-20P5 | AutomationDirect GS1 series AC micro drive, enclosed, 230 VAC, 1/2hp with 3-phase and 1-phase input, V/Hz mode, A frame, RS-485, Modbus, 5kA SCCR. | Stock | 129 | 138
GS1-21P0 | AutomationDirect GS1 series AC micro drive, enclosed, 230 VAC, 1hp with 3-phase and 1-phase input, V/Hz mode, A frame, RS-485, Modbus, 5kA SCCR. | Stock | 147 | 153
GS1-22P0 | AutomationDirect GS1 series AC micro drive, enclosed, 230 VAC, 2hp with 3-phase input, V/Hz mode, A frame, RS-485, Modbus, 5kA SCCR. | Stock | 170 | 177
GS-1DBU | DURApulse dynamic braking unit, 230 VAC, 15 kW, IP50, built-in temperature switch. For use with DURApulse AC drives. | Stock | 249 | 259
GS-2010-BR-ENC | AutomationDirect braking resistor, 1000W, 20 ohm, NEMA 1, built-in temperature switch. For use with GS3-2010 AC drive. | Stock | 276 | 308
GS-2010-FUSE | AutomationDirect spare fuse, 125A, 300 VAC, 200kA SCCR. Package of 5. For use with GS-2010-FKIT AC drive fuse kit. | Stock | 64 | 67
GS-2015-BR-ENC | AutomationDirect braking resistor, 2400W, 13.6 ohm, NEMA 1, built-in temperature switch. For use with GS3-2015 AC drive. | Stock | 478 | 534
GS-2015-FUSE | AutomationDirect spare fuse, 175A, 300 VAC, 200kA SCCR. Package of 5. For use with GS-2015-FKIT AC drive fuse kit. | Stock | 64 | 67
GS-2020-BR-ENC | AutomationDirect braking resistor, 3000W, 10 ohm, NEMA 1, built-in temperature switch. For use with GS3-2020 AC drive. Requires GS-2DBU external braking unit. | Stock | 529 | 591
GS-2020-FKIT | AutomationDirect fuse kit, 20hp, 230 VAC, 3-phase, input side only, 200kA SCCR. For use with GS3-2020 AC drive. | Stock | 245 | 255
GS-2020-FUSE | AutomationDirect spare fuse, 250A, 300 VAC, 200kA SCCR. Package of 5. For use with GS-2020-FKIT AC drive fuse kit. | Stock | 131 | 136
GS-2025-BR-ENC | AutomationDirect braking resistor, 4800W, 8 ohm, NEMA 1, built-in temperature switch. For use with GS3-2025 AC drive. Requires GS-2DBU external braking unit. | Stock | 648 | 723
GS-2025-FKIT | AutomationDirect fuse kit, 25hp, 230 VAC, 3-phase, input side only, 200kA SCCR. For use with GS3-2025 AC drive. | Stock | 262 | 272
GS-2025-FUSE | AutomationDirect spare fuse, 300A, 300 VAC, 200kA SCCR. Package of 5. For use with GS-2025-FKIT AC drive fuse kit. | Stock | 131 | 136
GS-2030-BR-ENC | AutomationDirect braking resistor, 4800W, 6.8 ohm, NEMA 1, built-in temperature switch. For use with GS3-2030 AC drive. Requires GS-2DBU external braking unit. | Stock | 637 | 711
GS-2030-FKIT | AutomationDirect fuse kit, 30hp, 230 VAC, 3-phase, input side only, 200kA SCCR. For use with GS3-2030 AC drive. | Stock | 262 | 272
GS-2030-FUSE | AutomationDirect spare fuse, 350A, 300 VAC, 200kA SCCR. Package of 5. For use with GS-2030-FKIT AC drive fuse kit. | Stock | 124 | 129
GS-2040-BR-ENC | AutomationDirect braking resistor, 3000W, 10 ohm, NEMA 1, built-in temperature switch. For use with GS3-2040 AC drive. Requires GS-2DBU external braking unit. | Stock | 529 | 591
GS-2040-FKIT | AutomationDirect fuse kit, 40hp, 230 VAC, 3-phase, input side only, 200kA SCCR. For use with GS3-2040 AC drive. | Stock | 272 | 283
GS-2040-FUSE | AutomationDirect spare fuse, 450A, 300 VAC, 200kA SCCR. Package of 5. For use with GS-2040-FKIT AC drive fuse kit. | Stock | 67 | 70
GS-2050-BR-ENC | AutomationDirect braking resistor, 4800W, 8 ohm, encapsulated, built-in temperature switch. For use with GS3-2050 AC drive. Requires GS-2DBU external braking unit. | Stock | 648 | 723
GS-2050-FKIT | AutomationDirect fuse kit, 50hp, 230 VAC, 3-phase, input side only, 200kA SCCR. For use with GS3-2050 AC drive. | Stock | 286 | 297
GS-2050-FUSE | AutomationDirect spare fuse, 500A, 300 VAC, 200kA SCCR. Package of 5. For use with GS-2050-FKIT AC drive fuse kit. | Stock | 178 | 185
GS20A-BPS | DURApulse GS20 series backup power supply module, for use with GS20 and GS20X series AC drives. | Stock | 127 | 132
GS20A-CAPF | DURApulse EMI capacitive filter, 110-480 VAC, 3-phase, panel mount, EMI/RFI filtering, drive rated, basic, pigtail with wire leads. For use with GS10, GS20 and GS20X series AC drives. | Stock | 19.5 | 20.5
GS20A-CM-ENETIP | DURApulse GS20 series communication module, EtherNet/IP and Modbus TCP, 1 port, (1) Ethernet (RJ45) port(s). For use with GS20 and GS20X series AC drives. | Stock | 63
GS20A-DR-AB | DURApulse GS20 series DIN rail adapter, for use with GS10 and GS20 series A and B frame AC drives. Allows GS20 series drive to be mounted on 35mm DIN rail. | Stock | 5
GS20A-DR-C | DURApulse GS20 series DIN rail adapter, for use with GS10 and GS20 series C frame AC drives. Allows GS20 series drive to be mounted on 35mm DIN rail. | Stock | 5
GS20A-ESP-A | DURApulse GS20 series EMC shield plate, for use with GS10 and GS20 series A frame AC drives. Allows motor lead shields to be grounded at the drive. | Stock | 23 | 24
GS20A-ESP-B | DURApulse GS20 series EMC shield plate, for use with GS10 and GS20 series B frame AC drives. Allows motor lead shields to be grounded at the drive. | Stock | 24 | 25
GS20A-ESP-C | DURApulse GS20 series EMC shield plate, for use with GS10 and GS20 series C frame AC drives. Allows motor lead shields to be grounded at the drive. | Stock | 24.5 | 25.5
GS20A-ESP-D | DURApulse GS20 series EMC shield plate, for use with GS10 and GS20 series D frame AC drives. Allows motor lead shields to be grounded at the drive. | Stock | 25.5 | 26.5
GS20A-ESP-E | DURApulse GS20 series EMC shield plate, for use with GS20 series E frame AC drives. Allows motor lead shields to be grounded at the drive. | Stock | 35.5 | 37
GS20A-ESP-F | DURApulse GS20 series EMC shield plate, for use with GS20 series F frame AC drives. Allows motor lead shields to be grounded at the drive. | Stock | 36 | 37.5
GS20A-FAN-B | DURApulse GS20 series main cooling fan, replacement, 40 x 40 x 15mm, 12 VDC. For use with GS10 and GS20 series B frame AC drives. Electrical connector included. | Stock | 19.5 | 20.5
GS20A-FAN-C | DURApulse GS20 series main cooling fan, replacement, 50 x 50 x 20mm, 12 VDC. For use with GS10 and GS20 series C frame AC drives. Electrical connector included. | Stock | 21.5 | 22.5
GS20A-FAN-D | DURApulse GS20 series main cooling fan, replacement, 60 x 60 x 25mm, 12 VDC. For use with GS10 and GS20 series D frame AC drives. Electrical connector included. | Stock | 25 | 26
GS20A-FAN-E | DURApulse GS20 series main cooling fan, replacement, 92 x 92 x 28mm, 12 VDC. For use with GS20 series E frame AC drives. Electrical connector included. | Stock | 34.5 | 36
GS20A-FAN-F | DURApulse GS20 series main cooling fan, replacement, 92 x 92 x 38mm, 12 VDC. For use with GS20 series F frame AC drives. Electrical connector included. | Stock | 38 | 39.5
GS20A-KPD | DURApulse GS20 series keypad, replacement. For use with GS20 series AC drives. | Stock | 25
GS20A-MP-AB | DURApulse GS20 series mounting plate, for use with GS10 and GS20 series A and B frame AC drives. Allows GS20 series drive input power to be wired from the top. | Stock | 44
GS20A-MP-C | DURApulse GS20 series mounting plate, for use with GS10 and GS20 series C frame AC drives. Allows GS20 series drive input power to be wired from the top. | Stock | 51.5
GS20A-N1A1 | DURApulse GS20 series conduit box, NEMA 1. For use with GS20 series A1 and A2 frame AC drives. Mounting hardware included. | Stock | 24.5
GS20A-N1A3 | DURApulse GS20 series conduit box, NEMA 1. For use with GS20 series A3 - A5 frame AC drives. Mounting hardware included. | Stock | 27
GS20A-N1B | DURApulse GS20 series conduit box, NEMA 1. For use with GS20 series B frame AC drives. Mounting hardware included. | Stock | 27.5
GS20A-N1C | DURApulse GS20 series conduit box, NEMA 1. For use with GS20 series C frame AC drives. Mounting hardware included. | Stock | 28 | 29
GS20A-N1D | DURApulse GS20 series conduit box, NEMA 1. For use with GS20 series D frame AC drives. Mounting hardware included. | Stock | 28.5 | 29.5
GS20A-N1E | DURApulse GS20 series conduit box, NEMA 1. For use with GS20 series E frame AC drives. Mounting hardware included. | Stock | 29.5
GS20A-N1F | DURApulse GS20 series conduit box, NEMA 1. For use with GS20 series F frame AC drives. Mounting hardware included. | Stock | 30.5 | 31.5
GS-20P2-FKIT-1P | AutomationDirect fuse kit, 1/4hp, 230 VAC, 1-phase, input side only, 200kA SCCR. For use with GS1-20P2 AC drive. | Stock | 41.5 | 43
GS-20P2-FKIT-3P | AutomationDirect fuse kit, 1/4hp, 230 VAC, 3-phase, input side only, 200kA SCCR. For use with GS1-20P2 AC drive. | Stock | 43 | 44.5
GS-20P2-FUSE-1P | AutomationDirect spare fuse, 15A, 300 VAC, 200kA SCCR. Package of 5. For use with GS-20P2-FKIT-1P AC drive fuse kit. | Stock | 45 | 47
GS-20P2-FUSE-3P | AutomationDirect spare fuse, 10A, 300 VAC, 200kA SCCR. Package of 5. For use with GS-20P2-FKIT-3P AC drive fuse kit. | Stock | 52 | 54
GS-20P5-BR | AutomationDirect braking resistor, 80W, 200 ohm, encapsulated. For use with GS2-10P2, GS2-10P5 and GS2-20P5 AC drives. | Stock | 16 | 16.5
GS-20P5-FKIT-1P | AutomationDirect fuse kit, 1/2hp, 230 VAC, 1-phase, input side only, 200kA SCCR. For use with GS1/GS2-20P5 AC drive. | Stock | 41.5 | 43
GS-20P5-FKIT-3P | AutomationDirect fuse kit, 1/2hp, 230 VAC, 3-phase, input side only, 200kA SCCR. For use with GS1/GS2-20P5 AC drive. | Stock | 43 | 44.5
GS-20P5-FUSE-1P | AutomationDirect spare fuse, 20A, 300 VAC, 200kA SCCR. Package of 5. For use with GS-20P5-FKIT-1P AC drive fuse kit. | Stock | 52 | 54
GS-20P5-FUSE-3P | AutomationDirect spare fuse, 10A, 300 VAC, 200kA SCCR. Package of 5. For use with GS-20P5-FKIT-3P AC drive fuse kit. | Stock | 49.5 | 51
GS20XA-DSA | DURApulse GS20X series enclosed disconnect switch, NEMA 4X. For use with GS20X series A frame AC drives. | Stock | 122
GS20XA-DSB | DURApulse GS20X series enclosed disconnect switch, NEMA 4X. For use with GS20X series B frame AC drives. | Stock | 127
GS20XA-DSC | DURApulse GS20X series enclosed disconnect switch, NEMA 4X. For use with GS20X series C frame AC drives. | Stock | 211
GS20XA-EPA | DURApulse GS20X series EMC shield plate, for use with GS20X series A frame AC drives. Allows motor lead shields to be grounded at the drive. | Stock | 37 | 38.5
GS20XA-EPB | DURApulse GS20X series EMC shield plate, for use with GS20X series B frame AC drives. Allows motor lead shields to be grounded at the drive. | Stock | 42.5 | 44
GS20XA-EPC | DURApulse GS20X series EMC shield plate, for use with GS20X series C frame AC drives. Allows motor lead shields to be grounded at the drive. | Stock | 43 | 44.5
GS20XA-FAN-B | DURApulse GS20X series main cooling fan, replacement, 60 x 60 x 25mm, 12 VDC. For use with GS20X series B frame AC drives. Electrical connector included. | Stock | 47.5 | 49.5
GS20XA-FAN-C | DURApulse GS20X series main cooling fan, replacement, 60 x 60 x 25mm, 12 VDC. For use with GS20X series C frame AC drives. Electrical connector included. | Stock | 48.5 | 50
GS21-10P2 | DURApulse GS20 series AC general purpose drive, enclosed, 120 VAC, 1/4hp with 1-phase input, SVC, V/Hz, FOC or torque mode, A1 frame, RS-485, Modbus, 100kA SCCR. Optional EtherNet/IP and Modbus TCP card available. | Stock | 154
GS21-10P5 | DURApulse GS20 series AC general purpose drive, enclosed, 120 VAC, 1/2hp with 1-phase input, SVC, V/Hz, FOC or torque mode, A3 frame, RS-485, Modbus, 100kA SCCR. Optional EtherNet/IP and Modbus TCP card available. | Stock | 164
GS21-11P0 | DURApulse GS20 series AC general purpose drive, enclosed, 120 VAC, 1hp with 1-phase input, SVC, V/Hz, FOC or torque mode, C frame, RS-485, Modbus, 100kA SCCR. Optional EtherNet/IP and Modbus TCP card available. | Stock | 183
GS21-20P2 | DURApulse GS20 series AC general purpose drive, enclosed, 230 VAC, 1/4hp with 1-phase input, SVC, V/Hz, FOC or torque mode, A1 frame, RS-485, Modbus, 100kA SCCR. Optional EtherNet/IP and Modbus TCP card available. | Stock | 144
GS21-20P5 | DURApulse GS20 series AC general purpose drive, enclosed, 230 VAC, 1/2hp with 1-phase input, SVC, V/Hz, FOC or torque mode, A3 frame, RS-485, Modbus, 100kA SCCR. Optional EtherNet/IP and Modbus TCP card available. | Stock | 148
GS21-21P0 | DURApulse GS20 series AC general purpose drive, enclosed, 230 VAC, 1hp with 1-phase input, SVC, V/Hz, FOC or torque mode, B2 frame, RS-485, Modbus, 100kA SCCR. Optional EtherNet/IP and Modbus TCP card available. | Stock | 165
GS21-22P0 | DURApulse GS20 series AC general purpose drive, enclosed, 230 VAC, 2hp with 1-phase input, SVC, V/Hz, FOC or torque mode, C frame, RS-485, Modbus, 100kA SCCR. Optional EtherNet/IP and Modbus TCP card available. | Stock | 199
GS21-23P0 | DURApulse GS20 series AC general purpose drive, enclosed, 230 VAC, 3hp with 1-phase input, SVC, V/Hz, FOC or torque mode, C frame, RS-485, Modbus, 100kA SCCR. Optional EtherNet/IP and Modbus TCP card available. | Stock | 246
GS-21P0-BR | AutomationDirect braking resistor, 80W, 200 ohm, encapsulated. For use with GS2-11P0 and GS2/GS3-21P0 AC drives. | Stock | 16 | 16.5
GS-21P0-FKIT-1P | AutomationDirect fuse kit, 1hp, 230 VAC, 1-phase, input side only, 200kA SCCR. For use with GS1/GS2/GS3-21P0 AC drive. | Stock | 41.5 | 43
GS-21P0-FKIT-3P | AutomationDirect fuse kit, 1hp, 230 VAC, 3-phase, input side only, 200kA SCCR. For use with GS1/GS2/GS3-21P0 AC drives. | Stock | 43 | 44.5
GS-21P0-FUSE-1P | AutomationDirect spare fuse, 30A, 300 VAC, 200kA SCCR. Package of 5. For use with GS-21P0-FKIT-1P AC drive fuse kit. | Stock | 52 | 54
GS-21P0-FUSE-3P | AutomationDirect spare fuse, 20A, 300 VAC, 200kA SCCR. Package of 5. For use with GS-21P0-FKIT-3P AC drive fuse kit. | Stock | 49.5 | 51
GS21X-20P5 | DURApulse GS20X series AC general purpose drive, NEMA 4X, 230 VAC, 1/2hp with 1-phase input, SVC, V/Hz, FOC or torque mode, A frame, RS-485, Modbus, 100kA SCCR. Optional EtherNet/IP and Modbus TCP card available. | Stock | 236
GS21X-21P0 | DURApulse GS20X series AC general purpose drive, NEMA 4X, 230 VAC, 1hp with 1-phase input, SVC, V/Hz, FOC or torque mode, A frame, RS-485, Modbus, 100kA SCCR. Optional EtherNet/IP and Modbus TCP card available. | Stock | 263
GS21X-22P0 | DURApulse GS20X series AC general purpose drive, NEMA 4X, 230 VAC, 2hp with 1-phase input, SVC, V/Hz, FOC or torque mode, A frame, RS-485, Modbus, 100kA SCCR. Optional EtherNet/IP and Modbus TCP card available. | Stock | 316
GS21X-23P0 | DURApulse GS20X series AC general purpose drive, NEMA 4X, 230 VAC, 3hp with 1-phase input, SVC, V/Hz, FOC or torque mode, B frame, RS-485, Modbus, 100kA SCCR. Optional EtherNet/IP and Modbus TCP card available. | Stock | 392
GS-22P0-BR | AutomationDirect braking resistor, 300W, 100 ohm, encapsulated. For use with GS2/GS3-22P0 AC drives. | Stock | 38.5 | 40
GS-22P0-FKIT-1P | AutomationDirect fuse kit, 2hp, 230 VAC, 1-phase, input side only, 200kA SCCR. For use with GS2/GS3-22P0 AC drive. | Stock | 41.5 | 43
GS-22P0-FKIT-3P | AutomationDirect fuse kit, 2hp, 230 VAC, 3-phase, input side only, 200kA SCCR. For use with GS1/GS2/GS3-22P0 AC drives. | Stock | 49.5 | 51
GS-22P0-FUSE-1P | AutomationDirect spare fuse, 45A, 300 VAC, 200kA SCCR. Package of 5. For use with GS-22P0-FKIT-1P AC drive fuse kit. | Stock | 52 | 54
GS-22P0-FUSE-3P | AutomationDirect spare fuse, 25A, 300 VAC, 200kA SCCR. Package of 5. For use with GS-22P0-FKIT-3P AC drive fuse kit. | Stock | 49.5 | 51
GS23-2010 | DURApulse GS20 series AC general purpose drive, enclosed, 230 VAC, 10hp with 3-phase input, 5hp with 1-phase input, SVC, V/Hz, FOC or torque mode, E frame, RS-485, Modbus, 100kA SCCR. Optional EtherNet/IP and Modbus TCP card available. | Stock | 494
GS23-2015 | DURApulse GS20 series AC general purpose drive, enclosed, 230 VAC, 15hp with 3-phase input, 7-1/2hp with 1-phase input, SVC, V/Hz, FOC or torque mode, E frame, RS-485, Modbus, 100kA SCCR. Optional EtherNet/IP and Modbus TCP card available. | Stock | 614
GS23-2020 | DURApulse GS20 series AC general purpose drive, enclosed, 230 VAC, 20hp with 3-phase input, 10hp with 1-phase input, SVC, V/Hz, FOC or torque mode, F frame, RS-485, Modbus, 100kA SCCR. Optional EtherNet/IP and Modbus TCP card available. | Stock | 856
GS23-20P2 | DURApulse GS20 series AC general purpose drive, enclosed, 230 VAC, 1/4hp with 3-phase input, 1/10hp with 1-phase input, SVC, V/Hz, FOC or torque mode, A1 frame, RS-485, Modbus, 100kA SCCR. Optional EtherNet/IP and Modbus TCP card available. | Stock | 167
GS23-20P5 | DURApulse GS20 series AC general purpose drive, enclosed, 230 VAC, 1/2hp with 3-phase input, 1/4hp with 1-phase input, SVC, V/Hz, FOC or torque mode, A2 frame, RS-485, Modbus, 100kA SCCR. Optional EtherNet/IP and Modbus TCP card available. | Stock | 175
GS23-21P0 | DURApulse GS20 series AC general purpose drive, enclosed, 230 VAC, 1hp with 3-phase input, 1/2hp with 1-phase input, SVC, V/Hz, FOC or torque mode, A5 frame, RS-485, Modbus, 100kA SCCR. Optional EtherNet/IP and Modbus TCP card available. | Stock | 180
GS23-22P0 | DURApulse GS20 series AC general purpose drive, enclosed, 230 VAC, 2hp with 3-phase input, 1hp with 1-phase input, SVC, V/Hz, FOC or torque mode, B1 frame, RS-485, Modbus, 100kA SCCR. Optional EtherNet/IP and Modbus TCP card available. | Stock | 208
GS23-23P0 | DURApulse GS20 series AC general purpose drive, enclosed, 230 VAC, 3hp with 3-phase input, 1-1/2hp with 1-phase input, SVC, V/Hz, FOC or torque mode, C frame, RS-485, Modbus, 100kA SCCR. Optional EtherNet/IP and Modbus TCP card available. | Stock | 259
GS23-25P0 | DURApulse GS20 series AC general purpose drive, enclosed, 230 VAC, 5hp with 3-phase input, 2-1/2hp with 1-phase input, SVC, V/Hz, FOC or torque mode, C frame, RS-485, Modbus, 100kA SCCR. Optional EtherNet/IP and Modbus TCP card available. | Stock | 268
GS23-27P5 | DURApulse GS20 series AC general purpose drive, enclosed, 230 VAC, 7-1/2hp with 3-phase input, 3-1/2hp with 1-phase input, SVC, V/Hz, FOC or torque mode, D frame, RS-485, Modbus, 100kA SCCR. Optional EtherNet/IP and Modbus TCP card available. | Stock | 405
GS-232CBL | DURApulse programming cable, for use with GSOFT configuration software for GS1, GS2 and GS3 drives. | Stock | 24 | 25
GS23-4010 | DURApulse GS20 series AC general purpose drive, enclosed, 460 VAC, 10hp with 3-phase input, SVC, V/Hz, FOC or torque mode, D frame, RS-485, Modbus, 100kA SCCR. Optional EtherNet/IP and Modbus TCP card available. | Stock | 465
GS23-4015 | DURApulse GS20 series AC general purpose drive, enclosed, 460 VAC, 15hp with 3-phase input, SVC, V/Hz, FOC or torque mode, E frame, RS-485, Modbus, 100kA SCCR. Optional EtherNet/IP and Modbus TCP card available. | Stock | 614
GS23-4020 | DURApulse GS20 series AC general purpose drive, enclosed, 460 VAC, 20hp with 3-phase input, SVC, V/Hz, FOC or torque mode, E frame, RS-485, Modbus, 100kA SCCR. Optional EtherNet/IP and Modbus TCP card available. | Stock | 730
GS23-4025 | DURApulse GS20 series AC general purpose drive, enclosed, 460 VAC, 25hp with 3-phase input, SVC, V/Hz, FOC or torque mode, F frame, RS-485, Modbus, 100kA SCCR. Optional EtherNet/IP and Modbus TCP card available. | Stock | 902
GS23-4030 | DURApulse GS20 series AC general purpose drive, enclosed, 460 VAC, 30hp with 3-phase input, SVC, V/Hz, FOC or torque mode, F frame, RS-485, Modbus, 100kA SCCR. Optional EtherNet/IP and Modbus TCP card available. | Stock | 1031
GS23-40P5 | DURApulse GS20 series AC general purpose drive, enclosed, 460 VAC, 1/2hp with 3-phase input, SVC, V/Hz, FOC or torque mode, A4 frame, RS-485, Modbus, 100kA SCCR. Optional EtherNet/IP and Modbus TCP card available. | Stock | 189
GS23-41P0 | DURApulse GS20 series AC general purpose drive, enclosed, 460 VAC, 1hp with 3-phase input, SVC, V/Hz, FOC or torque mode, A5 frame, RS-485, Modbus, 100kA SCCR. Optional EtherNet/IP and Modbus TCP card available. | Stock | 193
GS23-42P0 | DURApulse GS20 series AC general purpose drive, enclosed, 460 VAC, 2hp with 3-phase input, SVC, V/Hz, FOC or torque mode, B1 frame, RS-485, Modbus, 100kA SCCR. Optional EtherNet/IP and Modbus TCP card available. | Stock | 222
GS23-43P0 | DURApulse GS20 series AC general purpose drive, enclosed, 460 VAC, 3hp with 3-phase input, SVC, V/Hz, FOC or torque mode, C frame, RS-485, Modbus, 100kA SCCR. Optional EtherNet/IP and Modbus TCP card available. | Stock | 248
GS23-45P0 | DURApulse GS20 series AC general purpose drive, enclosed, 460 VAC, 5hp with 3-phase input, SVC, V/Hz, FOC or torque mode, C frame, RS-485, Modbus, 100kA SCCR. Optional EtherNet/IP and Modbus TCP card available. | Stock | 301
GS23-47P5 | DURApulse GS20 series AC general purpose drive, enclosed, 460 VAC, 7-1/2hp with 3-phase input, SVC, V/Hz, FOC or torque mode, D frame, RS-485, Modbus, 100kA SCCR. Optional EtherNet/IP and Modbus TCP card available. | Stock | 412
GS23-5010 | DURApulse GS20 series AC general purpose drive, enclosed, 575 VAC, 10hp with 3-phase input, SVC, V/Hz, FOC or torque mode, D frame, RS-485, Modbus, 100kA SCCR. Optional EtherNet/IP and Modbus TCP card available. | Stock | 570
GS23-51P0 | DURApulse GS20 series AC general purpose drive, enclosed, 575 VAC, 1hp with 3-phase input, SVC, V/Hz, FOC or torque mode, A5 frame, RS-485, Modbus, 100kA SCCR. Optional EtherNet/IP and Modbus TCP card available. | Stock | 221
GS23-52P0 | DURApulse GS20 series AC general purpose drive, enclosed, 575 VAC, 2hp with 3-phase input, SVC, V/Hz, FOC or torque mode, B1 frame, RS-485, Modbus, 100kA SCCR. Optional EtherNet/IP and Modbus TCP card available. | Stock | 254
GS23-53P0 | DURApulse GS20 series AC general purpose drive, enclosed, 575 VAC, 3hp with 3-phase input, SVC, V/Hz, FOC or torque mode, C frame, RS-485, Modbus, 100kA SCCR. Optional EtherNet/IP and Modbus TCP card available. | Stock | 299
GS23-55P0 | DURApulse GS20 series AC general purpose drive, enclosed, 575 VAC, 5hp with 3-phase input, SVC, V/Hz, FOC or torque mode, C frame, RS-485, Modbus, 100kA SCCR. Optional EtherNet/IP and Modbus TCP card available. | Stock | 386
GS23-57P5 | DURApulse GS20 series AC general purpose drive, enclosed, 575 VAC, 7-1/2hp with 3-phase input, SVC, V/Hz, FOC or torque mode, D frame, RS-485, Modbus, 100kA SCCR. Optional EtherNet/IP and Modbus TCP card available. | Stock | 505
GS-23P0-BR | AutomationDirect braking resistor, 300W, 70 ohm, encapsulated. For use with GS2/GS3-23P0 AC drives. | Stock | 38.5 | 40
GS-23P0-FKIT-1P | AutomationDirect fuse kit, 3hp, 230 VAC, 1-phase, input side only, 200kA SCCR. For use with GS2/GS3-23P0 AC drive. | Stock | 41.5 | 43
GS-23P0-FKIT-3P | AutomationDirect fuse kit, 3hp, 230 VAC, 3-phase, input side only, 200kA SCCR. For use with GS2/GS3-23P0 AC drives. | Stock | 54 | 56
GS-23P0-FUSE-1P | AutomationDirect spare fuse, 60A, 300 VAC, 200kA SCCR. Package of 5. For use with GS-23P0-FKIT-1P AC drive fuse kit. | Stock | 52 | 54
GS-23P0-FUSE-3P | AutomationDirect spare fuse, 40A, 300 VAC, 200kA SCCR. Package of 5. For use with GS-23P0-FKIT-3P AC drive fuse kit. | Stock | 52 | 54
GS23X-20P5 | DURApulse GS20X series AC general purpose drive, NEMA 4X, 230 VAC, 1/2hp with 3-phase input, 1/4hp with 1-phase input, SVC, V/Hz, FOC or torque mode, A frame, RS-485, Modbus, 100kA SCCR. Optional EtherNet/IP and Modbus TCP card available. | Stock | 252
GS23X-21P0 | DURApulse GS20X series AC general purpose drive, NEMA 4X, 230 VAC, 1hp with 3-phase input, 1/2hp with 1-phase input, SVC, V/Hz, FOC or torque mode, A frame, RS-485, Modbus, 100kA SCCR. Optional EtherNet/IP and Modbus TCP card available. | Stock | 266
GS23X-22P0 | DURApulse GS20X series AC general purpose drive, NEMA 4X, 230 VAC, 2hp with 3-phase input, 1hp with 1-phase input, SVC, V/Hz, FOC or torque mode, A frame, RS-485, Modbus, 100kA SCCR. Optional EtherNet/IP and Modbus TCP card available. | Stock | 332
GS23X-23P0 | DURApulse GS20X series AC general purpose drive, NEMA 4X, 230 VAC, 3hp with 3-phase input, 1-1/2hp with 1-phase input, SVC, V/Hz, FOC or torque mode, B frame, RS-485, Modbus, 100kA SCCR. Optional EtherNet/IP and Modbus TCP card available. | Stock | 386
GS23X-25P0 | DURApulse GS20X series AC general purpose drive, NEMA 4X, 230 VAC, 5hp with 3-phase input, 2-1/2hp with 1-phase input, SVC, V/Hz, FOC or torque mode, B frame, RS-485, Modbus, 100kA SCCR. Optional EtherNet/IP and Modbus TCP card available. | Stock | 426
GS23X-27P5 | DURApulse GS20X series AC general purpose drive, NEMA 4X, 230 VAC, 7-1/2hp with 3-phase input, 3-1/2hp with 1-phase input, SVC, V/Hz, FOC or torque mode, C frame, RS-485, Modbus, 100kA SCCR. Optional EtherNet/IP and Modbus TCP card available. | Stock | 647
GS23X-4010 | DURApulse GS20X series AC general purpose drive, NEMA 4X, 460 VAC, 10hp with 3-phase input, SVC, V/Hz, FOC or torque mode, C frame, RS-485, Modbus, 100kA SCCR. Optional EtherNet/IP and Modbus TCP card available. | Stock | 741
GS23X-40P5 | DURApulse GS20X series AC general purpose drive, NEMA 4X, 460 VAC, 1/2hp with 3-phase input, SVC, V/Hz, FOC or torque mode, A frame, RS-485, Modbus, 100kA SCCR. Optional EtherNet/IP and Modbus TCP card available. | Stock | 300
GS23X-41P0 | DURApulse GS20X series AC general purpose drive, NEMA 4X, 460 VAC, 1hp with 3-phase input, SVC, V/Hz, FOC or torque mode, A frame, RS-485, Modbus, 100kA SCCR. Optional EtherNet/IP and Modbus TCP card available. | Stock | 309
GS23X-42P0 | DURApulse GS20X series AC general purpose drive, NEMA 4X, 460 VAC, 2hp with 3-phase input, SVC, V/Hz, FOC or torque mode, A frame, RS-485, Modbus, 100kA SCCR. Optional EtherNet/IP and Modbus TCP card available. | Stock | 355
GS23X-43P0 | DURApulse GS20X series AC general purpose drive, NEMA 4X, 460 VAC, 3hp with 3-phase input, SVC, V/Hz, FOC or torque mode, A frame, RS-485, Modbus, 100kA SCCR. Optional EtherNet/IP and Modbus TCP card available. | Stock | 394
GS23X-45P0 | DURApulse GS20X series AC general purpose drive, NEMA 4X, 460 VAC, 5hp with 3-phase input, SVC, V/Hz, FOC or torque mode, B frame, RS-485, Modbus, 100kA SCCR. Optional EtherNet/IP and Modbus TCP card available. | Stock | 479
GS23X-47P5 | DURApulse GS20X series AC general purpose drive, NEMA 4X, 460 VAC, 7-1/2hp with 3-phase input, SVC, V/Hz, FOC or torque mode, C frame, RS-485, Modbus, 100kA SCCR. Optional EtherNet/IP and Modbus TCP card available. | Stock | 657
GS-25P0-BR | AutomationDirect braking resistor, 400W, 40 ohm, encapsulated. For use with GS2/GS3-25P0 AC drives. | Stock | 45.5 | 47.5
GS-25P0-FKIT | AutomationDirect fuse kit, 5hp, 230 VAC, 3-phase, input side only, 200kA SCCR. For use with GS2/GS3-25P0 AC drives. | Stock | 58 | 60
GS-25P0-FUSE | AutomationDirect spare fuse, 60A, 300 VAC, 200kA SCCR. Package of 5. For use with GS-25P0-FKIT AC drive fuse kit. | Stock | 39 | 40.5
GS-27P5-BR | AutomationDirect braking resistor, 500W, 30 ohm, encapsulated. For use with GS2/GS3-27P5 AC drives. | Stock | 45.5 | 47.5
GS-27P5-FKIT | AutomationDirect fuse kit, 7-1/2hp, 230 VAC, 3-phase, input side only, 200kA SCCR. For use with GS2/GS3-27P5, GS3-2010, GS3-2015 AC drives. | Stock | 96 | 100
GS-27P5-FUSE | AutomationDirect spare fuse, 100A, 300 VAC, 200kA SCCR. Package of 5. For use with GS-27P5-FKIT AC drive fuse kit. | Stock | 54 | 56
GS-2DBU | DURApulse dynamic braking unit, 230 VAC, 22 kW, IP50, built-in temperature switch. For use with DURApulse AC drives. | Stock | 249 | 259
GS3-BZL | DURApulse GS3 series bezel, for use with GS3 series AC drives. Mounting hardware included. | Stock | 15 | 15.5
GS-3DBU | DURApulse dynamic braking unit, 460 VAC, 30 kW, IP50, built-in temperature switch. For use with DURApulse AC drives. | Stock | 337 | 350
GS3-FB | DURApulse GS3 series encoder module, for use with DURApulse GS3 series AC drives. | Stock | 61 | 63
GS3-KPD | DURApulse GS3 series keypad, replacement. For use with GS3 series AC drives. | Stock | 72 | 75
GS-4010-BR | AutomationDirect braking resistor, 1000W, 75 ohm, encapsulated. For use with GS2/GS3-4010 and GS2-5010 AC drives. | Stock | 153 | 159
GS-4010-FKIT | AutomationDirect fuse kit, 10hp, 460 VAC, 3-phase, input side only, 200kA SCCR. For use with GS2/GS3-4010 AC drives. | Stock | 107 | 111
GS-4010-FUSE | AutomationDirect spare fuse, 70A, 600 VAC, 200kA SCCR. Package of 5. For use with GS-4010-FKIT AC drive fuse kit. | Stock | 77 | 80
GS-4015-BR-ENC | AutomationDirect braking resistor, 1000W, 50 ohm, NEMA 1, built-in temperature switch. For use with GS3-4015 AC drive. | Stock | 276 | 308
GS-4015-FKIT | AutomationDirect fuse kit, 15hp, 460 VAC, 3-phase, input side only, 200kA SCCR. For use with GS3-4015 AC drive. | Stock | 114 | 119
GS-4015-FUSE | AutomationDirect spare fuse, 90A, 600 VAC, 200kA SCCR. Package of 5. For use with GS-4015-FKIT AC drive fuse kit. | Stock | 38 | 39.5
GS-4020-BR-ENC | AutomationDirect braking resistor, 1500W, 40 ohm, NEMA 1, built-in temperature switch. For use with GS3-4020 AC drive. Requires GS-4DBU external braking unit. | Stock | 342 | 382
GS-4020-FKIT | AutomationDirect fuse kit, 20hp, 460 VAC, 3-phase, input side only, 200kA SCCR. For use with GS3-4020 AC drive. | Stock | 136 | 141
GS-4020-FUSE | AutomationDirect spare fuse, 125A, 600 VAC, 200kA SCCR. Package of 5. For use with GS-4020-FKIT AC drive fuse kit. | Stock | 77 | 80
GS-4025-BR-ENC | AutomationDirect braking resistor, 4800W, 32 ohm, NEMA 1, built-in temperature switch. For use with GS3-4025 AC drive. Requires GS-4DBU external braking unit. | Stock | 817 | 912
GS-4025-FKIT | AutomationDirect fuse kit, 25hp, 460 VAC, 3-phase, input side only, 200kA SCCR. For use with GS3-4025 AC drive. | Stock | 136 | 141
GS-4025-FUSE | AutomationDirect spare fuse, 150A, 600 VAC, 200kA SCCR. Package of 5. For use with GS-4025-FKIT AC drive fuse kit. | Stock | 84 | 87
GS-4030-BR-ENC | AutomationDirect braking resistor, 4800W, 27.2 ohm, NEMA 1, built-in temperature switch. For use with GS3-4030 AC drive. Requires GS-4DBU external braking unit. | Stock | 817 | 912
GS-4030-FKIT | AutomationDirect fuse kit, 30hp, 460 VAC, 3-phase, input side only, 200kA SCCR. For use with GS3-4030 AC drive. | Stock | 136 | 141
GS-4030-FUSE | AutomationDirect spare fuse, 175A, 600 VAC, 200kA SCCR. Package of 5. For use with GS-4030-FKIT AC drive fuse kit. | Stock | 82 | 85
GS-4040-BR-ENC | AutomationDirect braking resistor, 6000W, 20 ohm, NEMA 1, built-in temperature switch. For use with GS3-4040 AC drive. Requires GS-4DBU external braking unit. | Stock | 816 | 911
GS-4040-FKIT | AutomationDirect fuse kit, 40hp, 460 VAC, 3-phase, input side only, 200kA SCCR. For use with GS3-4040 AC drive. | Stock | 245 | 255
GS-4040-FUSE | AutomationDirect spare fuse, 225A, 600 VAC, 200kA SCCR. Package of 5. For use with GS-4040-FKIT AC drive fuse kit. | Stock | 195 | 203
GS-4050-BR-ENC | AutomationDirect braking resistor, 9600W, 16 ohm, NEMA 1, built-in temperature switch. For use with GS3-4050 AC drive. Requires GS-4DBU external braking unit. | Stock | 959 | 1071
GS-4050-FKIT | AutomationDirect fuse kit, 50hp, 460 VAC, 3-phase, input side only, 200kA SCCR. For use with GS3-4050 AC drive. | Stock | 245 | 255
GS-4050-FUSE | AutomationDirect spare fuse, 250A, 600 VAC, 200kA SCCR. Package of 5. For use with GS-4050-FKIT AC drive fuse kit. | Stock | 191 | 199
GS-4060-BR-ENC | AutomationDirect braking resistor, 9600W, 13.6 ohm, NEMA 1, built-in temperature switch. For use with GS3-4060 AC drive. Requires GS-4DBU external braking unit. | Stock | 959 | 1071
GS-4060-FKIT | AutomationDirect fuse kit, 60hp, 460 VAC, 3-phase, input side only, 200kA SCCR. For use with GS3-4060 AC drive. | Stock | 262 | 272
GS-4060-FUSE | AutomationDirect spare fuse, 350A, 600 VAC, 200kA SCCR. Package of 5. For use with GS-4060-FKIT AC drive fuse kit. | Stock | 207 | 215
GS4-06CDD | DURApulse GS4 series discrete combo module, Input: 4-point, 24 VDC, sinking/sourcing selectable, Output: 2-point, 24 VDC, sinking/sourcing selectable, 50mA resistive output current. | Stock | 31 | 32
GS4-06NA | DURApulse GS4 series discrete input module, 6-point, 120 VAC, sinking, 1 common(s). | Stock | 33 | 34.5
GS4-06TR | DURApulse GS4 series relay output module, 6-point, (1) Form A, 6 isolated common(s), 1 point(s) per common. | Stock | 51 | 53
GS-4075-BR-ENC | AutomationDirect braking resistor, 6000W, 20 ohm, NEMA 1, built-in temperature switch. For use with GS3-4075 AC drive. Requires GS-4DBU external braking unit. | Stock | 815 | 910
GS-4075-FKIT | AutomationDirect fuse kit, 75hp, 460 VAC, 3-phase, input side only, 200kA SCCR. For use with GS3-4075 AC drive. | Stock | 262 | 272
GS-4075-FUSE | AutomationDirect spare fuse, 400A, 600 VAC, 200kA SCCR. Package of 5. For use with GS-4075-FKIT AC drive fuse kit. | Stock | 200 | 208
GS-4100-BR-ENC | AutomationDirect braking resistor, 9600W, 13.6 ohm, NEMA 1, built-in temperature switch. For use with GS3-4100 AC drive. Requires GS-4DBU external braking unit. | Stock | 959 | 1071
GS-4100-FKIT | AutomationDirect fuse kit, 100hp, 460 VAC, 3-phase, input side only, 200kA SCCR. For use with GS3-4100 AC drive. | Stock | 522 | 543
GS-4100-FUSE | AutomationDirect spare fuse, 600A, 600 VAC, 200kA SCCR. Package of 5. For use with GS-4100-FKIT AC drive fuse kit. | Stock | 455 | 473
GS-41P0-BR | AutomationDirect braking resistor, 80W, 750 ohm, encapsulated. For use with GS2/GS3-41P0 AC drives. | Stock | 24 | 25
GS-41P0-FKIT | AutomationDirect fuse kit, 1hp, 460 VAC, 3-phase, input side only, 200kA SCCR. For use with GS2/GS3-41P0 AC drives. | Stock | 43 | 44.5
GS-41P0-FUSE | AutomationDirect spare fuse, 10A, 600 VAC, 200kA SCCR. Package of 5. For use with GS-41P0-FKIT AC drive fuse kit. | Stock | 47 | 49
GS4-2010 | DURApulse GS4 series AC high-performance drive, NEMA 1, 230 VAC, 10hp with 3-phase input, 3hp with 1-phase input, SVC or V/Hz mode, B frame, RS-485, Modbus and BACnet, 100kA SCCR. Optional EtherNet/IP and Modbus TCP cards available. | Stock | 822 | 896
GS4-2015 | DURApulse GS4 series AC high-performance drive, NEMA 1, 230 VAC, 15hp with 3-phase input, 5hp with 1-phase input, SVC or V/Hz mode, B frame, RS-485, Modbus and BACnet, 100kA SCCR. Optional EtherNet/IP and Modbus TCP cards available. | Stock | 993 | 1082
GS4-2020 | DURApulse GS4 series AC high-performance drive, NEMA 1, 230 VAC, 20hp with 3-phase input, 7-1/2hp with 1-phase input, SVC or V/Hz mode, C frame, RS-485, Modbus and BACnet, 100kA SCCR. Optional EtherNet/IP and Modbus TCP cards available. | Stock | 1399 | 1525
GS4-2025 | DURApulse GS4 series AC high-performance drive, NEMA 1, 230 VAC, 25hp with 3-phase input, 10hp with 1-phase input, SVC or V/Hz mode, C frame, RS-485, Modbus and BACnet, 100kA SCCR. Optional EtherNet/IP and Modbus TCP cards available. | Stock | 1520 | 1657
GS4-2030 | DURApulse GS4 series AC high-performance drive, NEMA 1, 230 VAC, 30hp with 3-phase input, 10hp with 1-phase input, SVC or V/Hz mode, C frame, RS-485, Modbus and BACnet, 100kA SCCR. Optional EtherNet/IP and Modbus TCP cards available. | Stock | 1723 | 1878
GS4-2040 | DURApulse GS4 series AC high-performance drive, NEMA 1, 230 VAC, 40hp with 3-phase input, 10hp with 1-phase input, SVC or V/Hz mode, D frame, RS-485, Modbus and BACnet, 100kA SCCR. Optional EtherNet/IP and Modbus TCP cards available. | Stock | 3042 | 3316
GS4-2050 | DURApulse GS4 series AC high-performance drive, open frame, 230 VAC, 50hp with 3-phase input, 10hp with 1-phase input, SVC or V/Hz mode, D frame, RS-485, Modbus and BACnet, 100kA SCCR. Optional EtherNet/IP and Modbus TCP cards available. | Stock | 3494 | 3809
GS4-2060 | DURApulse GS4 series AC high-performance drive, open frame, 230 VAC, 60hp with 3-phase input, 15hp with 1-phase input, SVC or V/Hz mode, E frame, RS-485, Modbus and BACnet, 100kA SCCR. Optional EtherNet/IP and Modbus TCP cards available. | Stock | 4660 | 5079
GS4-2075 | DURApulse GS4 series AC high-performance drive, open frame, 230 VAC, 75hp with 3-phase input, 20hp with 1-phase input, SVC or V/Hz mode, E frame, RS-485, Modbus and BACnet, 100kA SCCR. Optional EtherNet/IP and Modbus TCP cards available. | Stock | 5233 | 5704
GS4-2100 | DURApulse GS4 series AC high-performance drive, open frame, 230 VAC, 100hp with 3-phase input, 25hp with 1-phase input, SVC or V/Hz mode, E frame, RS-485, Modbus and BACnet, 100kA SCCR. Optional EtherNet/IP and Modbus TCP cards available. | Stock | 6098 | 6647
GS4-21P0 | DURApulse GS4 series AC high-performance drive, NEMA 1, 230 VAC, 1hp with 3-phase input, 1/2hp with 1-phase input, SVC or V/Hz mode, A frame, RS-485, Modbus and BACnet, 100kA SCCR. Optional EtherNet/IP and Modbus TCP cards available. | Stock | 463 | 505
GS4-22P0 | DURApulse GS4 series AC high-performance drive, NEMA 1, 230 VAC, 2hp with 3-phase input, 3/4hp with 1-phase input, SVC or V/Hz mode, A frame, RS-485, Modbus and BACnet, 100kA SCCR. Optional EtherNet/IP and Modbus TCP cards available. | Stock | 510 | 556
GS4-23P0 | DURApulse GS4 series AC high-performance drive, NEMA 1, 230 VAC, 3hp with 3-phase input, 1hp with 1-phase input, SVC or V/Hz mode, A frame, RS-485, Modbus and BACnet, 100kA SCCR. Optional EtherNet/IP and Modbus TCP cards available. | Stock | 576 | 628
GS4-25P0 | DURApulse GS4 series AC high-performance drive, NEMA 1, 230 VAC, 5hp with 3-phase input, 2hp with 1-phase input, SVC or V/Hz mode, A frame, RS-485, Modbus and BACnet, 100kA SCCR. Optional EtherNet/IP and Modbus TCP cards available. | Stock | 652 | 711
GS4-27P5 | DURApulse GS4 series AC high-performance drive, NEMA 1, 230 VAC, 7-1/2hp with 3-phase input, 3hp with 1-phase input, SVC or V/Hz mode, B frame, RS-485, Modbus and BACnet, 100kA SCCR. Optional EtherNet/IP and Modbus TCP cards available. | Stock | 737 | 803
GS-42P0-BR | AutomationDirect braking resistor, 300W, 400 ohm, encapsulated. For use with GS2/GS3-42P0 and GS2-51P0/52P0/53P0/55P0/57P5 AC drives. | Stock | 54 | 56
GS-42P0-FKIT | AutomationDirect fuse kit, 2hp and 3hp, 460/575 VAC, 3-phase, input side only, 200kA SCCR. For use with GS2/GS3-42P0, GS2-53P0 AC drives. | Stock | 45 | 47
GS-42P0-FUSE | AutomationDirect spare fuse, 15A, 600 VAC, 200kA SCCR. Package of 5. For use with GS-42P0-FKIT AC drive fuse kit. | Stock | 39 | 40.5
GS-43P0-BR | AutomationDirect braking resistor, 300W, 250 ohm, encapsulated. For use with GS2/GS3-43P0 AC drives. | Stock | 54 | 56
GS-43P0-FKIT | AutomationDirect fuse kit, 3hp and 5hp, 460/575 VAC, 3-phase, input side only, 200kA SCCR. For use with GS2/GS3-43P0, GS2-55P0 AC drives. | Stock | 49.5 | 51
GS-43P0-FUSE | AutomationDirect spare fuse, 20A, 600 VAC, 200kA SCCR. Package of 5. For use with GS-43P0-FKIT AC drive fuse kit. | Stock | 63 | 66
GS4-4010 | DURApulse GS4 series AC high-performance drive, NEMA 1, 460 VAC, 10hp with 3-phase input, SVC or V/Hz mode, B frame, RS-485, Modbus and BACnet, 100kA SCCR. Optional EtherNet/IP and Modbus TCP cards available. | Stock | 812 | 885
GS4-4015 | DURApulse GS4 series AC high-performance drive, NEMA 1, 460 VAC, 15hp with 3-phase input, SVC or V/Hz mode, B frame, RS-485, Modbus and BACnet, 100kA SCCR. Optional EtherNet/IP and Modbus TCP cards available. | Stock | 966 | 1053
GS4-4020 | DURApulse GS4 series AC high-performance drive, NEMA 1, 460 VAC, 20hp with 3-phase input, SVC or V/Hz mode, B frame, RS-485, Modbus and BACnet, 100kA SCCR. Optional EtherNet/IP and Modbus TCP cards available. | Stock | 1225 | 1335
GS4-4025 | DURApulse GS4 series AC high-performance drive, NEMA 1, 460 VAC, 25hp with 3-phase input, SVC or V/Hz mode, C frame, RS-485, Modbus and BACnet, 100kA SCCR. Optional EtherNet/IP and Modbus TCP cards available. | Stock | 1477 | 1610
GS4-4030 | DURApulse GS4 series AC high-performance drive, NEMA 1, 460 VAC, 30hp with 3-phase input, SVC or V/Hz mode, C frame, RS-485, Modbus and BACnet, 100kA SCCR. Optional EtherNet/IP and Modbus TCP cards available. | Stock | 1688 | 1840
GS4-4040 | DURApulse GS4 series AC high-performance drive, NEMA 1, 460 VAC, 40hp with 3-phase input, SVC or V/Hz mode, C frame, RS-485, Modbus and BACnet, 100kA SCCR. Optional EtherNet/IP and Modbus TCP cards available. | Stock | 2122 | 2313
GS4-4050 | DURApulse GS4 series AC high-performance drive, NEMA 1, 460 VAC, 50hp with 3-phase input, SVC or V/Hz mode, D0 frame, RS-485, Modbus and BACnet, 100kA SCCR. Optional EtherNet/IP and Modbus TCP cards available. | Stock | 2564 | 2795
GS4-4060 | DURApulse GS4 series AC high-performance drive, open frame, 460 VAC, 60hp with 3-phase input, SVC or V/Hz mode, D0 frame, RS-485, Modbus and BACnet, 100kA SCCR. Optional EtherNet/IP and Modbus TCP cards available. | Stock | 2999 | 3269
GS4-4075 | DURApulse GS4 series AC high-performance drive, open frame, 460 VAC, 75hp with 3-phase input, SVC or V/Hz mode, D frame, RS-485, Modbus and BACnet, 100kA SCCR. Optional EtherNet/IP and Modbus TCP cards available. | Stock | 3477 | 3790
GS4-4100 | DURApulse GS4 series AC high-performance drive, open frame, 460 VAC, 100hp with 3-phase input, SVC or V/Hz mode, D frame, RS-485, Modbus and BACnet, 100kA SCCR. Optional EtherNet/IP and Modbus TCP cards available. | Stock | 4763 | 5192
GS4-4125 | DURApulse GS4 series AC high-performance drive, open frame, 460 VAC, 125hp with 3-phase input, SVC or V/Hz mode, E frame, RS-485, Modbus and BACnet, 100kA SCCR. Optional EtherNet/IP and Modbus TCP cards available. | Stock | 6518 | 7105
GS4-4150 | DURApulse GS4 series AC high-performance drive, open frame, 460 VAC, 150hp with 3-phase input, SVC or V/Hz mode, E frame, RS-485, Modbus and BACnet, 100kA SCCR. Optional EtherNet/IP and Modbus TCP cards available. | Stock | 7335 | 7995
GS4-4175 | DURApulse GS4 series AC high-performance drive, open frame, 460 VAC, 175hp with 3-phase input, SVC or V/Hz mode, F frame, RS-485, Modbus and BACnet, 100kA SCCR. Optional EtherNet/IP and Modbus TCP cards available. | Stock | 8735 | 9521
GS4-41P0 | DURApulse GS4 series AC high-performance drive, NEMA 1, 460 VAC, 1hp with 3-phase input, SVC or V/Hz mode, A frame, RS-485, Modbus and BACnet, 100kA SCCR. Optional EtherNet/IP and Modbus TCP cards available. | Stock | 472 | 514
GS4-4200 | DURApulse GS4 series AC high-performance drive, open frame, 460 VAC, 215hp with 3-phase input, SVC or V/Hz mode, F frame, RS-485, Modbus and BACnet, 100kA SCCR. Optional EtherNet/IP and Modbus TCP cards available. | Stock | 10002 | 10902
GS4-4250 | DURApulse GS4 series AC high-performance drive, open frame, 460 VAC, 250hp with 3-phase input, SVC or V/Hz mode, G frame, RS-485, Modbus and BACnet, 100kA SCCR. Optional EtherNet/IP and Modbus TCP cards available. | Stock | 13699 | 14932
GS4-42P0 | DURApulse GS4 series AC high-performance drive, NEMA 1, 460 VAC, 2hp with 3-phase input, SVC or V/Hz mode, A frame, RS-485, Modbus and BACnet, 100kA SCCR. Optional EtherNet/IP and Modbus TCP cards available. | Stock | 510 | 556
GS4-4300 | DURApulse GS4 series AC high-performance drive, open frame, 460 VAC, 300hp with 3-phase input, SVC or V/Hz mode, G frame, RS-485, Modbus and BACnet, 100kA SCCR. Optional EtherNet/IP and Modbus TCP cards available. | Stock | 15993 | 17432
GS4-43P0 | DURApulse GS4 series AC high-performance drive, NEMA 1, 460 VAC, 3hp with 3-phase input, SVC or V/Hz mode, A frame, RS-485, Modbus and BACnet, 100kA SCCR. Optional EtherNet/IP and Modbus TCP cards available. | Stock | 567 | 618
GS4-45P0 | DURApulse GS4 series AC high-performance drive, NEMA 1, 460 VAC, 5hp with 3-phase input, SVC or V/Hz mode, A frame, RS-485, Modbus and BACnet, 100kA SCCR. Optional EtherNet/IP and Modbus TCP cards available. | Stock | 661 | 721
GS4-47P5 | DURApulse GS4 series AC high-performance drive, NEMA 1, 460 VAC, 7-1/2hp with 3-phase input, SVC or V/Hz mode, A frame, RS-485, Modbus and BACnet, 100kA SCCR. Optional EtherNet/IP and Modbus TCP cards available. | Stock | 737 | 803
GS-45P0-BR | AutomationDirect braking resistor, 400W, 150 ohm, encapsulated. For use with GS2/GS3-45P0 AC drives. | Stock | 64.5 | 67
GS-45P0-FKIT | AutomationDirect fuse kit, 5hp, 460 VAC, 3-phase, input side only, 200kA SCCR. For use with GS2/GS3-45P0 AC drives. | Stock | 52 | 54
GS-45P0-FUSE | AutomationDirect spare fuse, 30A, 600 VAC, 200kA SCCR. Package of 5. For use with GS-45P0-FKIT AC drive fuse kit. | Stock | 59 | 61
GS-47P5-BR | AutomationDirect braking resistor, 500W, 100 ohm, encapsulated. For use with GS2/GS3-47P5 AC drives. | Stock | 64.5 | 67
GS-47P5-FKIT | AutomationDirect fuse kit, 7-1/2hp and 10hp, 460/575 VAC, 3-phase, input side only, 200kA SCCR. For use with GS2/GS3-47P5, GS2-57P5, GS2-5010 AC drives. | Stock | 63 | 66
GS-47P5-FUSE | AutomationDirect spare fuse, 50A, 600 VAC, 200kA SCCR. Package of 5. For use with GS-47P5-FKIT AC drive fuse kit. | Stock | 71 | 74
GS-485HD15-CBL-2 | ZIPLink GS drive cable, 6-pin RJ12 to 15-pin D-sub HD15 male, shielded, RS-485, 6.5ft/2m cable length. For use with GS series drives. | Stock | 9 | 9.25
GS-485RJ12-CBL-2 | ZIPLink GS drive cable, 6-pin RJ12 to 6-pin RJ12, RS-485, 6.5ft/2m cable length. For use with GS series drives and ZL-CDM-RJ12Xnn distribution module. | Stock | 7 | 7.25
GS4-BZL | DURApulse GS4 series bezel, for use with multiple AC drives. Mounting hardware included. | Stock | 27.5 | 28.5
GS4-CBX-D | DURApulse GS4 series conduit box, NEMA 1. For use with GS4 D frame drives. Mounting hardware included. | Stock | 151 | 157
GS4-CBX-D0 | DURApulse GS4 series conduit box, NEMA 1. For use with GS4 D0 frame drives. Mounting hardware included. | Stock | 151 | 157
GS4-CBX-E | DURApulse GS4 series conduit box, NEMA 1. For use with GS4 E frame drives. Mounting hardware included. | Stock | 174 | 181
GS4-CBX-F | DURApulse GS4 series conduit box, NEMA 1. For use with GS4 F frame drives. Mounting hardware included. | Stock | 251 | 261
GS4-CBX-G | DURApulse GS4 series conduit box, NEMA 1. For use with GS4 G frame drives. Mounting hardware included. | Stock | 474 | 493
GS4-CM-ENETIP | DURApulse GS4 series communication module, EtherNet/IP, 1 port, (1) Ethernet (RJ45) port(s). | Stock | 102 | 106
GS4-CM-MODTCP | DURApulse GS4 series communication module, Modbus TCP, 1 port, (1) Ethernet (RJ45) port(s). | Stock | 89 | 93
GS-4DBU | DURApulse dynamic braking unit, 460 VAC, 45 kW, IP50, built-in temperature switch. For use with DURApulse AC drives. | Stock | 337 | 350
GS4-FAN-AM | DURApulse GS4 series main cooling fan, replacement, 40 x 40 x 15mm, 24 VDC. For use with GS4 A frame drives. Electrical connector included. | Stock | 26 | 27
GS4-FAN-BB | DURApulse GS4 series board cooling fan, replacement, 40 x 40 x 15mm, 24 VDC. For use with GS4 B frame drives. Electrical connector included. | Stock | 25 | 26
GS4-FAN-BM1 | DURApulse GS4 series main cooling fan, replacement, 80 x 80 x 25mm, 24 VDC. For use with GS4-27P5 and GS4-4010 B frame drives. Electrical connector included. | Stock | 31.5 | 33
GS4-FAN-BM2 | DURApulse GS4 series main cooling fan, replacement, 80 x 80 x 38mm, 24 VDC. For use with GS4-2010, GS4-2015, GS4-4015 and GS4-4020 B frame drives. Electrical connector included. | Stock | 48.5 | 50
GS4-FAN-CB1 | DURApulse GS4 series board cooling fan, replacement, 40 x 40 x 15mm, 24 VDC. For use with 230V GS4 C frame drives. Electrical connector included. | Stock | 26 | 27
GS4-FAN-CB2 | DURApulse GS4 series board cooling fan, replacement, 40 x 40 x 28mm, 12 VDC. For use with 460V GS4 C frame drives. Electrical connector included. | Stock | 31.5 | 33
GS4-FAN-CM | DURApulse GS4 series main cooling fan, replacement, 92 x 92 x 38mm, 24 VDC. For use with GS4 C frame drives. Electrical connector included. | Stock | 45 | 47
GS4-FAN-D0M | DURApulse GS4 series main cooling fan, replacement, 80 x 80 x 38mm, 24 VDC. For use with GS4 D0 frame drives. Electrical connector included. | Stock | 90 | 94
GS4-FAN-DB | DURApulse GS4 series board cooling fan, replacement, 70 x 70 x 25.4mm, 24 VDC. For use with GS4 D frame drives. Electrical connector included. | Stock | 53.5 | 56
GS4-FAN-DM | DURApulse GS4 series main cooling fan, replacement, 92 x 92 x 38mm, 24 VDC. For use with GS4 D frame drives. Electrical connector included. | Stock | 161 | 167
GS4-FAN-EB | DURApulse GS4 series board cooling fan, replacement, 120 x 120 x 25.4mm, 24 VDC. For use with GS4 E frame drives. Electrical connector included. | Stock | 110 | 114
GS4-FAN-EM1 | DURApulse GS4 series main cooling fan, replacement, 120 x 120 x 38mm, 24 VDC. For use with 60 and 75HP GS4 E frame drives. Electrical connector included. | Stock | 221 | 230
GS4-FAN-EM2 | DURApulse GS4 series main cooling fan, replacement, 120 x 120 x 38mm, 24 VDC. For use with 100-150HP GS4 E frame drives. Electrical connector included. | Stock | 280 | 291
GS4-FAN-FB | DURApulse GS4 series board cooling fan, replacement, 120 x 120 x 38mm, 24 VDC. For use with GS4 F frame drives. Electrical connector included. | Stock | 116 | 121
GS4-FAN-FM | DURApulse GS4 series main cooling fan, replacement, 92 x 92 x 38mm, 24 VDC. For use with GS4 F frame drives. Electrical connector included. | Stock | 398 | 414
GS4-FAN-GM | DURApulse GS4 series main cooling fan, replacement, 250 x 89mm, 24 VDC. For use with GS4 G frame drives. Electrical connector included. | Stock | 834 | 867
GS4-FMKIT-1 | DURApulse GS4 series flange mount kit, NEMA 1. For use with multiple GS4 A frame drives. Adapter plate and mounting hardware included. | Stock | 68 | 71
GS4-FMKIT-A | DURApulse GS4 series flange mount kit, NEMA 1. For use with multiple GS4 A frame drives. Mounting hardware included. | Stock | 58 | 60
GS4-FMKIT-B | DURApulse GS4 series flange mount kit, NEMA 1. For use with GS4 B frame drives. Mounting hardware included. | Stock | 64.5 | 67
GS4-FMKIT-C | DURApulse GS4 series flange mount kit, NEMA 1. For use with GS4 C frame drives. Mounting hardware included. | Stock | 73.5 | 76
GS4-KPD | DURApulse GS4 series keypad, replacement. For use with multiple AC drives. Electrical connector included. | Stock | 99 | 103
GS-5DBU | DURApulse dynamic braking unit, 460 VAC, 110 kW, IP10, built-in temperature switch. For use with DURApulse AC drives. | Stock | 1403 | 1459
GS-6DBU | DURApulse dynamic braking unit, 460 VAC, 160 kW, IP10, built-in temperature switch. For use with DURApulse AC drives. | Stock | 1459 | 1517
GS-7DBU | DURApulse dynamic braking unit, 460 VAC, 185 kW, IP10, built-in temperature switch. For use with DURApulse AC drives. | Stock | 1601 | 1665
GS-BR-080W200 | AutomationDirect braking resistor, 80W, 200 ohm, encapsulated. For use with multiple AC drives. | Stock | 16 | 16.5
GS-BR-080W750 | AutomationDirect braking resistor, 80W, 750 ohm, encapsulated. For use with multiple AC drives. | Stock | 16 | 16.5
GS-BR-1K0W016 | AutomationDirect braking resistor, 1000W, 16 ohm, encapsulated. For use with multiple AC drives. | Stock | 102 | 106
GS-BR-1K0W020 | AutomationDirect braking resistor, 1000W, 20 ohm, encapsulated. For use with multiple AC drives. | Stock | 102 | 106
GS-BR-1K0W075 | AutomationDirect braking resistor, 1000W, 75 ohm, encapsulated. For use with multiple AC drives. | Stock | 102 | 106
GS-BR-1K0W4P3 | AutomationDirect braking resistor, 1000W, 4.3 ohm, encapsulated. For use with multiple AC drives. | Stock | 102 | 106
GS-BR-1K0W5P1 | AutomationDirect braking resistor, 1000W, 5.1 ohm, encapsulated. For use with multiple AC drives. | Stock | 102 | 106
GS-BR-1K2W015 | AutomationDirect braking resistor, 1200W, 15 ohm, encapsulated. For use with multiple AC drives. | Stock | 112 | 116
GS-BR-1K2W3P9 | AutomationDirect braking resistor, 1200W, 3.9 ohm, encapsulated. For use with multiple AC drives. Requires GS-2DBU external braking unit. | Stock | 112 | 116
GS-BR-1K5W012 | AutomationDirect braking resistor, 1500W, 12 ohm, encapsulated. For use with multiple AC drives. | Stock | 133 | 138
GS-BR-1K5W013 | AutomationDirect braking resistor, 1500W, 13 ohm, encapsulated. For use with multiple AC drives. | Stock | 133 | 138
GS-BR-1K5W043 | AutomationDirect braking resistor, 1500W, 43 ohm, encapsulated. For use with multiple AC drives. | Stock | 133 | 138
GS-BR-1K5W3P3 | AutomationDirect braking resistor, 1500W, 3.3 ohm, encapsulated. For use with multiple AC drives. | Stock | 133 | 138
GS-BR-200W091 | AutomationDirect braking resistor, 200W, 91 ohm, encapsulated. For use with multiple AC drives. | Stock | 31.5 | 33
GS-BR-200W360 | AutomationDirect braking resistor, 200W, 360 ohm, encapsulated. For use with multiple AC drives. | Stock | 31.5 | 33
GS-BR-300W070 | AutomationDirect braking resistor, 300W, 70 ohm, encapsulated. For use with multiple AC drives. | Stock | 38.5 | 40
GS-BR-300W250 | AutomationDirect braking resistor, 300W, 250 ohm, encapsulated. For use with multiple AC drives. | Stock | 36 | 37.5
GS-BR-400W040 | AutomationDirect braking resistor, 400W, 40 ohm, encapsulated. For use with multiple AC drives. | Stock | 45.5 | 47.5
GS-BR-400W150 | AutomationDirect braking resistor, 400W, 150 ohm, encapsulated. For use with multiple AC drives. | Stock | 43 | 44.5
GSC-300 | NITRA solenoid valve cable, miniature pin plug to pigtail, 11.8in/300mm cable length. For use with GVP series solenoid valves. | Stock | 4.25 | 4.5
GSC-500 | NITRA solenoid valve cable, miniature pin plug to pigtail, 19.6in/500mm cable length. For use with GVP series solenoid valves. | Stock | 4.25 | 4.5
GS-CBL2-1L | DURApulse keypad mounting cable, 3.2ft/1m cable length. For use with GS2 and GS3 series drive keypads. Mounting hardware included. | Stock | 17 | 17.5
GS-CBL2-3L | DURApulse keypad mounting cable, 9.8ft/3m cable length. For use with GS2 and GS3 series drive keypads. Mounting hardware included. | Stock | 21.5 | 22.5
GS-CBL2-5L | DURApulse keypad mounting cable, 16.4ft/5m cable length. For use with GS2 and GS3 series drive keypads. Mounting hardware included. | Stock | 26 | 27
GSD1-24-15N4X-R | IronHorse GSD1 series DC reversing drive, 12/24 VDC, 1-phase, 1/50hp at 12 VDC and 5/16hp at 24 VDC, 15A, NEMA 4X, wall mount, built-in reverse, potentiometer input, PWM output. | Stock | 519 | 444
GSD1-48-10C | IronHorse GSD1 series DC full-featured drive, 12-48 VDC, 1-phase, 1/50 to 1/8hp at 12 VDC and 1/12 to 1/2hp at 48 VDC, 10A, open frame, panel mount, field-install reverse, potentiometer input, PWM output. | Stock | 146 | 181
GSD1-48-10N4X | IronHorse GSD1 series DC full-featured drive, 12-48 VDC, 1-phase, 1/50 to 1/8hp at 12 VDC and 1/12 to 1/2hp at 48 VDC, 10A, NEMA 4X, wall mount, field-install reverse, potentiometer input, PWM output. | Stock | 272 | 385
GSD1-48-20C | IronHorse GSD1 series DC full-featured drive, 12-48 VDC, 1-phase, 1/50 to 1/4hp at 12 VDC and 1/12 to 1hp at 48 VDC, 20A, open frame, panel mount, field-install reverse, potentiometer input, PWM output. | Stock | 208 | 216
GSD3-240-2CJ | IronHorse GSD3 series DC general purpose drive, 120/240 VAC, 1-phase, 1/50 to 1/6hp at 90 VDC and 1/25 to 1/3hp at 180 VDC, 2A, open frame, J style mount, field-install reverse, potentiometer input, SCR output. | Stock | 69 | 86
GSD3-240-2CL | IronHorse GSD3 series DC general purpose drive, 120/240 VAC, 1-phase, 1/50 to 1/6hp at 90 VDC and 1/25 to 1/3hp at 180 VDC, 2A, open frame, L style mount, field-install reverse, potentiometer input, SCR output. | Stock | 70 | 75
GSD3-240-3N4 | IronHorse GSD3 series DC general purpose drive, 120/240 VAC, 1-phase, 1/50 to 1/3hp at 90 VDC and 1/25 to 2/3hp at 180 VDC, 3A, NEMA 4, panel mount, field-install reverse, potentiometer input, SCR output. | Stock | 130 | 161
GSD3-24A-2CJ | IronHorse GSD3 series DC general purpose drive, 12/24 VAC, 1-phase, 1/50 to 1/40hp at 12 VDC and 1/25 to 1/20hp at 24 VDC, 2A, open frame, J style mount, field-install reverse, potentiometer input, SCR output. | Stock | 70 | 87
GSD3-24A-2CL | IronHorse GSD3 series DC general purpose drive, 12/24 VAC, 1-phase, 1/50 to 1/40hp at 12 VDC and 1/25 to 1/20hp at 24 VDC, 2A, open frame, L style mount, field-install reverse, potentiometer input, SCR output. | Stock | 68 | 84
GSD3-24A-3N4 | IronHorse GSD3 series DC general purpose drive, 12/24 VAC, 1-phase, 1/50 to 1/25hp at 12 VDC and 1/25 to 1/12hp at 24 VDC, 3A, NEMA 4, wall mount, field-install reverse, potentiometer input, SCR output. | Stock | 135 | 167
GSD4-240-10N4X | IronHorse GSD4 series DC general purpose drive, 120/240 VAC, 1-phase, 1/8 to 1hp at 90 VDC and 1/4 to 2hp at 180 VDC, 10A, NEMA 4X, wall mount, field-install reverse, potentiometer input, SCR output. | Stock | 283 | 323
GSD4-240-1C | IronHorse GSD4 series DC general purpose drive, 120/240 VAC, 1-phase, 1/50 to 1/8hp at 90 VDC and 1/25 to 1/4hp at 180 VDC, 1.2A, open frame, panel mount, field-install reverse, potentiometer input, SCR output. | Stock | 78 | 106
GSD4-240-5C | IronHorse GSD4 series DC general purpose drive, 120/240 VAC, 1-phase, 1/8 to 1/2hp at 90 VDC and 1/4 to 1hp at 180 VDC, 5.5A, open frame, panel mount, field-install reverse, potentiometer input, SCR output. | Stock | 80 | 111
GSD4-24A-5C | IronHorse GSD4 series DC general purpose drive, 24/36 VAC, 1-phase, 1/50 to 1/6hp at 24-36 VDC, 5.5A, open frame, panel mount, field-install reverse, potentiometer input, SCR output. | Stock | 86 | 114
GSD4A-240-2C | IronHorse GSD4A series DC general purpose drive, 120/240 VAC, 1-phase, 1/8hp at 90 VDC and 2hp at 180 VDC, 2A, open frame, panel mount, field-install reverse, potentiometer input, SCR output. | Stock | 92 | 114
GSD4A-240-6C | IronHorse GSD4A series DC general purpose drive, 120/240 VAC, 1-phase, 1/8hp at 90 VDC and 2hp at 180 VDC, 6A, open frame, panel mount, no reverse, potentiometer input, SCR output. | Stock | 92 | 114
GSD5-240-10C | IronHorse GSD5 series DC general purpose drive, 120/240 VAC, 1-phase, 1/8 to 1hp at 90 VDC and 1/4 to 2hp at 180 VDC, 10.8A, open frame, panel mount, field-install reverse, potentiometer input, SCR output. | Stock | 149 | 162
GSD5-240-10N4 | IronHorse GSD5 series DC general purpose drive, 120/240 VAC, 1-phase, 1/8 to 1hp at 90 VDC and 1/4 to 2hp at 180 VDC, 10.8A, NEMA 4/12, wall mount, field-install reverse, potentiometer input, SCR output. | Stock | 198 | 275
GSD5-240-10N4-A | IronHorse GSD5 series DC general purpose drive, 120/240 VAC, 1-phase, 1/8 to 1hp at 90 VDC and 1/4 to 2hp at 180 VDC, 10.8A, NEMA 4/12, wall mount, field-install reverse, current or potentiometer input, SCR output. | Stock | 276 | 306
GSD5-240-10N4-R | IronHorse GSD5 series DC general purpose drive, 120/240 VAC, 1-phase, 1/8 to 1hp at 90 VDC and 1/4 to 2hp at 180 VDC, 10.8A, NEMA 4/12, wall mount, built-in reverse, potentiometer input, SCR output. | Stock | 299 | 361
GSD5-240-10N4-V | IronHorse GSD5 series DC general purpose drive, 120/240 VAC, 1-phase, 1/8 to 1hp at 90 VDC and 1/4 to 2hp at 180 VDC, 10.8A, NEMA 4/12, wall mount, field-install reverse, current, voltage or potentiometer input, SCR output. | Stock | 306 | 379
GSD6-240-15C | IronHorse GSD6 series DC full-featured drive, 120/240 VAC, 1-phase, 1/8 to 1-1/2hp at 90 VDC and 1/4 to 3hp at 180 VDC, 15A, open frame, panel mount, field-install reverse, potentiometer input, SCR output. | Stock | 392 | 408
GSD7-120-10CR30 | IronHorse GSD7 series DC reversing drive, 120 VAC, 1-phase, 1/8 to 1hp at 90 VDC, 10A, open frame, panel mount, built-in reverse, maximum 30 reverses/minute, potentiometer input, SCR output. | Stock | 232 | 288
GSD7-120-1CR3 | IronHorse GSD7 series DC reversing drive, 120 VAC, 1-phase, 1/15 to 1/8hp at 90 VDC, 1.2A, open frame, panel mount, built-in reverse, maximum 3 reverses/minute, potentiometer input, SCR output. | Stock | 199 | 247
GSD7-120-1CR30 | IronHorse GSD7 series DC reversing drive, 120 VAC, 1-phase, 1/15 to 1/8hp at 90 VDC, 1.2A, open frame, panel mount, built-in reverse, maximum 30 reverses/minute, potentiometer input, SCR output. | Stock | 234 | 290
GSD7-120-5CR3 | IronHorse GSD7 series DC reversing drive, 120 VAC, 1-phase, 1/8 to 1/2hp at 90 VDC, 5.5A, open frame, panel mount, built-in reverse, maximum 3 reverses/minute, potentiometer input, SCR output. | Stock | 199 | 244
GSD7-240-10CR30 | IronHorse GSD7 series DC reversing drive, 240 VAC, 1-phase, 1/4 to 2hp at 180 VDC, 10A, open frame, panel mount, built-in reverse, maximum 30 reverses/minute, potentiometer input, SCR output. | Stock | 235 | 291
GSD7-240-1CR3 | IronHorse GSD7 series DC reversing drive, 240 VAC, 1-phase, 1/25 to 1/4hp at 180 VDC, 1.2A, open frame, panel mount, built-in reverse, maximum 3 reverses/minute, potentiometer input, SCR output. | Stock | 201 | 249
GSD7-240-5CR3 | IronHorse GSD7 series DC reversing drive, 240 VAC, 1-phase, 1/8 to 1hp at 180 VDC, 5.5A, open frame, panel mount, built-in reverse, maximum 3 reverses/minute, potentiometer input, SCR output. | Stock | 204 | 253
GSD8-240-10C-D | IronHorse GSD8 series DC digital drive, 120/240 VAC, 1-phase, 1hp at 90 VDC and 2hp at 180 VDC, 10A, NEMA 4X, 1/4 DIN mount, field-install reverse, high-speed pulse input, SCR output. | Stock | 519 | 540
GSD8-240-10N4X | IronHorse GSD8 series DC digital drive, 120/240 VAC, 1-phase, 1hp at 90 VDC and 2hp at 180 VDC, 10A, NEMA 4X, wall mount, field-install reverse, high-speed pulse input, SCR output. | Stock | 585 | 608
GSD8-240-10N4X-A | IronHorse GSD8 series DC digital drive, 120/240 VAC, 1-phase, 1hp at 90 VDC and 2hp at 180 VDC, 10A, NEMA 4X, wall mount, field-install reverse, current or potentiometer input, SCR and 4-20 mA control current output. | Stock | 721 | 822
GSD8-240-10N4X-U | IronHorse GSD8 series DC digital drive, 120/240 VAC, 1-phase, 1hp at 90 VDC and 2hp at 180 VDC, 10A, RS-232/RS-485, ASCII, NEMA 4X, wall mount, field-install reverse, high-speed pulse or serial control input, SCR output. | Stock | 721 | 750
GSD8-240-5C | IronHorse GSD8 series DC digital drive, 120/240 VAC, 1-phase, 1/2hp at 90 VDC and 1hp at 180 VDC, 5A, NEMA 4X, 1/8 DIN mount, field-install reverse, high-speed pulse input, SCR output. | Stock | 405 | 421
GSD8-240-5C-D | IronHorse GSD8 series DC digital drive, 120/240 VAC, 1-phase, 1/2hp at 90 VDC and 1hp at 180 VDC, 5A, NEMA 4X, 1/8 DIN mount, field-install reverse, high-speed pulse input, SCR output. | Stock | 435 | 452
GSDA-5K | IronHorse GSD series speed potentiometer kit, replacement, output up to input voltage, 5k ohm, 0.5W. For use with all GSD series DC drives. Includes potentiometer, knob, 0-100% dial and mounting hardware. | Stock | 17 | 17.5
GSDA-ACCDEC-4 | IronHorse GSD4 series acceleration/deceleration module, for use with GSD4 series DC drives. | Stock | 14.5 | 23.5
GSDA-AI-A | IronHorse GSD series analog input module, 1-channel, current, isolated, input current signal range(s) of 4-20 mA. | Stock | 45.5 | 47.5
GSDA-AI-A8 | IronHorse GSD8 series relay/analog combo module, Analog Input: 1-channel, current, Analog Output: 1-channel, current, Discrete Output: 1-point, relay, (1) Form C (SPDT) relay. For use with multiple GSD8 series DC drives. | Stock | 129 | 171
GSDA-AI-V4 | IronHorse GSD4 series analog input module, 1-channel, current/voltage, isolated, input current signal range(s) of 4-20 mA, input voltage signal range(s) of 0-5 VDC, 0-250 VDC. | Stock | 98 | 102
GSDA-AI-V4A | IronHorse GSD4A series analog input module, 1-channel, current/voltage, isolated, input current signal range(s) of 4-20 mA, input voltage signal range(s) of 0-5 VDC, 0-250 VDC. | Stock | 95 | 99
GSDA-AI-V5 | IronHorse GSD5 series analog input module, 1-channel, current/voltage, isolated, input current signal range(s) of 4-20 mA, input voltage signal range(s) of 0-5 VDC, 0-250 VDC. | Stock | 93 | 97
GSDA-CM-8 | IronHorse GSD8 series communication module, ASCII, 1 port, (1) RS-232/RS-485 (RJ45) port(s). For use with IronHorse GSD8-240-5C-D and GSD8-240-10C-D DC drives. | Stock | 152 | 158
GSDA-DP | IronHorse GSD series digital potentiometer, 120/240 VAC input, bipolar/unipolar, NEMA 4X, aluminum housing. For use with multiple AC and DC drives. | Stock | 256 | 319
GSDA-DP-D | IronHorse GSD series PID digital potentiometer, 120/240 VAC input, voltage, NEMA 4X, IP67, aluminum housing. For use with multiple AC and DC drives. | Stock | 399 | 423
GSDA-DP-S | IronHorse signal conditioner, isolated, current, voltage or PWM input, current, voltage or PWM output, 120/240 VAC operating voltage, IP67, 1/8 DIN mount, screw terminals. | Stock | 319 | 341
GSDA-HTSNK-4 | IronHorse GSD series heatsink, for use with GSD4 series DC drives. | Stock | 29 | 27.5
GSDA-HTSNK-4A | IronHorse GSD4A series heatsink, for use with IronHorse GSD4A-240-2C and GSD4A-240-6C DC drives. | Stock | 15 | 19.5
GSDA-MREV | IronHorse GSD series manual reverse switch, 10A, field installable, screw terminals. For use with all GSD series DC drives. | Stock | 90 | 94
GSDA-PU2E | IronHorse encoder, 5-24 VDC, NPN open collector output, 1/10/20 ppr, 61mm diameter body, NEMA 12, IP52, 6ft cable length, pigtail. For use with GSD8 series DC drives. Mounting hardware and (3) magnets included. | Stock | 78 | 81
GSDA-PU2R | IronHorse encoder, 5-24 VDC, NPN open collector output, 1/10/20 ppr, 61mm diameter body, NEMA 3R, IP14, 6ft cable length, pigtail. For use with GSD8 series DC drives. Mounting hardware and (3) magnets included. | Stock | 119 | 148
GS-EDRV100 | AutomationDirect ethernet communication module, (1) Ethernet 10/100Base-T (RJ45) and (1) RS-232/RS-485 (RJ12) port(s), (12) simultaneous Ethernet connections, (1) serial device(s), 12-48 VDC required. For use with DURApulse and GS series AC drives. | Stock | 241 | 251
GS-EDRV-CBL-2 | ZIPLink GS drive cable, 6-pin RJ12 to 6-pin RJ12, 6.5ft/2m cable length. For use with GS series drives and GS-EDRV communications module. | Stock | 6.75 | 7
GS-FAN-1 | DURApulse GS3 series main cooling fan, replacement, 50 x 50 x 15mm, 12 VDC. For use with GS3-43P0 AC drive. Electrical connector included. | Stock | 25.5 | 26.5
GS-FAN-2 | DURApulse GS3 series main cooling fan, replacement, 60 x 60 x 25.4mm, 12 VDC. For use with multiple AC drives. Electrical connector included. | Stock | 28 | 29
GS-FAN-3 | DURApulse GS3 series main cooling fan, replacement, 80 x 80 x 32mm, 12 VDC. For use with multiple AC drives. Electrical connector included. | Stock | 28 | 29
GS-FAN-4 | DURApulse GS3 series main cooling fan, replacement, 92 x 92 x 38mm, 24 VDC. For use with multiple AC drives. Electrical connector included. | Stock | 41.5 | 43
GS-FAN-5 | DURApulse GS3 series main cooling fan, replacement, 120 x 120 x 38mm, 24 VDC. For use with multiple AC drives. Electrical connector included. | Stock | 103 | 107
GSI-12G | Iboco I-Flex electrical tubing, liquid-tight, flexible, non-metallic, 3/8in trade size, gray, 98ft/29.8m coil length. | Stock | 33 | 35.5
GSI-12K | Iboco I-Flex electrical tubing, liquid-tight, flexible, non-metallic, 3/8in trade size, black, 98ft/29.8m coil length. | Stock | 33 | 35.5
GSI-16G | Iboco I-Flex electrical tubing, liquid-tight, flexible, non-metallic, 1/2in trade size, gray, 98ft/29.8m coil length. | Stock | 44.5 | 48
GSI-16K | Iboco I-Flex electrical tubing, liquid-tight, flexible, non-metallic, 1/2in trade size, black, 98ft/29.8m coil length. | Stock | 44.5 | 48
GSI-20G | Iboco I-Flex electrical tubing, liquid-tight, flexible, non-metallic, 3/4in trade size, gray, 98ft/29.8m coil length. | Stock | 51 | 55
GSI-20K | Iboco I-Flex electrical tubing, liquid-tight, flexible, non-metallic, 3/4in trade size, black, 98ft/29.8m coil length. | Stock | 51 | 55
GSI-25G | Iboco I-Flex electrical tubing, liquid-tight, flexible, non-metallic, 1in trade size, gray, 98ft/29.8m coil length. | Stock | 91 | 98
GSI-25K | Iboco I-Flex electrical tubing, liquid-tight, flexible, non-metallic, 1in trade size, black, 98ft/29.8m coil length. | Stock | 91 | 98
GSI-32G | Iboco I-Flex electrical tubing, liquid-tight, flexible, non-metallic, 1-1/4in trade size, gray, 98ft/29.8m coil length. | Stock | 126 | 136
GSI-32K | Iboco I-Flex electrical tubing, liquid-tight, flexible, non-metallic, 1-1/4in trade size, black, 98ft/29.8m coil length. | Stock | 126 | 136
GSI-40G | Iboco I-Flex electrical tubing, liquid-tight, flexible, non-metallic, 1-1/2in trade size, gray, 98ft/29.8m coil length. | Stock | 159 | 172
GSI-40K | Iboco I-Flex electrical tubing, liquid-tight, flexible, non-metallic, 1-1/2in trade size, black, 98ft/29.8m coil length. | Stock | 159 | 172
GSI-50G | Iboco I-Flex electrical tubing, liquid-tight, flexible, non-metallic, 2in trade size, gray, 98ft/29.8m coil length. | Stock | 206 | 222
GSI-50K | Iboco I-Flex electrical tubing, liquid-tight, flexible, non-metallic, 2in trade size, black, 98ft/29.8m coil length. | Stock | 206 | 222
GS-ISOCON-CBL-2 | ZIPLink GS drive cable, 6-pin RJ12 to 5-pin terminal block, 6.5ft/2m cable length. For use with GS series drives and FA-ISOCON converter. | Stock | 9.75 | 10
GSLOGIC | GSLOGIC Windows logic software, USB or free download. For use with DURApulse GS4 and GS20 series AC drives. Requires PC serial port or USB-485M serial adapter. | Stock | 9.5 | 10
GSMC-100MM | NITRA rear spherical pivot, spherical bearing, zinc plated steel. For use with 100mm bore G-series cylinders. | Stock | 78 | 81
GSMC-32MM | NITRA rear spherical pivot, spherical bearing, zinc plated steel. For use with 32mm bore G-series cylinders. | Stock | 23 | 24
GSMC-40MM | NITRA rear spherical pivot, spherical bearing, zinc plated steel. For use with 40mm bore G-series cylinders. | Stock | 25 | 26
GSMC-50MM | NITRA rear spherical pivot, spherical bearing, zinc plated steel. For use with 50mm bore G-series cylinders. | Stock | 36 | 37.5
GSMC-63MM | NITRA rear spherical pivot, spherical bearing, zinc plated steel. For use with 63mm bore G-series cylinders. | Stock | 46 | 48
GSMC-80MM | NITRA rear spherical pivot, spherical bearing, zinc plated steel. For use with 80mm bore G-series cylinders. | Stock | 58 | 60
GSOFT | GSOFT Windows configuration software, CD or free download. For use with GS1, GS2 and DURApulse GS3 series AC drives. Requires PC serial port, USB-485M serial adapters for GS1 and GS3 or USB-RS232 or GS-232CBL programming cable for GS2. | Stock | 9.75 | 10
GSOFT2 | GSOFT2 Windows configuration software, USB or free download. For use with DURApulse GS4 and GS20 series AC drives. Requires PC serial port or USB-485M serial adapter. | Stock | 9.5 | 10
GSP10-P10 | Integra Type 25 thread-cutting screw, #10-32 x 0.50in, Phillips pan head, stainless steel. Package of 10. For use with Genesis series polycarbonate enclosures. | Stock | 11.75 | 12.25
GSR2016-P10 | Integra Multi-Max series frame stiffener ring, for use with 20 x 16 x 8in Genesis series enclosures. | Stock | 42.5 | 44.5
GSR2424-P10 | Integra Multi-Max series frame stiffener ring, for use with 24 x 24 x 10in Genesis series enclosures. | Stock | 72 | 75
GS-RJ12-CBL-2 | ZIPLink GS drive cable, 6-pin RJ12 to 6-pin RJ12, 6.5ft/2m cable length. For use with GS2 series drives. | Stock | 8.25 | 8.5
GS-RS485-4 | DURApulse GS series communication board, Modbus RTU, 4 ports, (5) RS-485 (RJ12) with (1) inbound port(s). For use with all GS drives. | Stock | 21.5 | 22.5
GS-RS485-8 | DURApulse GS series communication board, Modbus RTU, 8 ports, (9) RS-485 (RJ12) with (1) inbound port(s). For use with all GS drives. | Stock | 35 | 36.5
GSS04-10 | SureMotion retaining ring grooved precision ground shaft, 303 stainless steel, RB-83, 10RMS, 0.25in groove spacing, 7 grooves, 0.25in diameter, 10in length. | Stock | 7 | 7.25
GSS04-12 | SureMotion retaining ring grooved precision ground shaft, 303 stainless steel, RB-83, 10RMS, 0.25in groove spacing, 7 grooves, 0.25in diameter, 12in length. | Stock | 7.5 | 7.75
GSS04-3 | SureMotion retaining ring grooved precision ground shaft, 303 stainless steel, RB-83, 10RMS, 0.25in groove spacing, 7 grooves, 0.25in diameter, 3in length. | Stock | 3.25 | 3.5
GSS04-6 | SureMotion retaining ring grooved precision ground shaft, 303 stainless steel, RB-83, 10RMS, 0.25in groove spacing, 7 grooves, 0.25in diameter, 6in length. | Stock | 4.5 | 4.75
GSS04-RPK | SureMotion shaft hardware, for use with 0.25in grooved shafts. (6) 0.25in retaining rings and (6) 1/64in shim spacers included. | Stock | 2.25
GSS06-10 | SureMotion retaining ring grooved precision ground shaft, 303 stainless steel, RB-83, 10RMS, 0.375in groove spacing, 7 grooves, 0.375in diameter, 10in length. | Stock | 18.5 | 19
GSS06-12 | SureMotion retaining ring grooved precision ground shaft, 303 stainless steel, RB-83, 10RMS, 0.375in groove spacing, 7 grooves, 0.375in diameter, 12in length. | Stock | 22.5 | 23.5
GSS06-3 | SureMotion retaining ring grooved precision ground shaft, 303 stainless steel, RB-83, 10RMS, 0.375in groove spacing, 7 grooves, 0.375in diameter, 3in length. | Stock | 6.75 | 7
GSS06-6 | SureMotion retaining ring grooved precision ground shaft, 303 stainless steel, RB-83, 10RMS, 0.375in groove spacing, 7 grooves, 0.375in diameter, 6in length. | Stock | 12 | 12.5
GSS06-RPK | SureMotion shaft hardware, for use with 0.375in grooved shafts. (6) 0.375in retaining rings and (6) 1/64in shim spacers included. | Stock | 2.5
GSS08-10 | SureMotion retaining ring grooved precision ground shaft, 303 stainless steel, RB-83, 10RMS, 0.437in groove spacing, 7 grooves, 0.5in diameter, 10in length. | Stock | 27.5 | 28.5
GSS08-12 | SureMotion retaining ring grooved precision ground shaft, 303 stainless steel, RB-83, 10RMS, 0.437in groove spacing, 7 grooves, 0.5in diameter, 12in length. | Stock | 29.5 | 30.5
GSS08-3 | SureMotion retaining ring grooved precision ground shaft, 303 stainless steel, RB-83, 10RMS, 0.437in groove spacing, 7 grooves, 0.5in diameter, 3in length. | Stock | 9.75 | 10
GSS08-6 | SureMotion retaining ring grooved precision ground shaft, 303 stainless steel, RB-83, 10RMS, 0.437in groove spacing, 7 grooves, 0.5in diameter, 6in length. | Stock | 17.5 | 18
GSS08-RPK | SureMotion shaft hardware, for use with 0.5in grooved shafts. (6) 0.5in retaining rings and (6) 1/64in shim spacers included. | Stock | 3
GSS10-10 | SureMotion retaining ring grooved precision ground shaft, 303 stainless steel, RB-83, 10RMS, 0.5in groove spacing, 7 grooves, 0.625in diameter, 10in length. | Stock | 47 | 49
GSS10-12 | SureMotion retaining ring grooved precision ground shaft, 303 stainless steel, RB-83, 10RMS, 0.5in groove spacing, 7 grooves, 0.625in diameter, 12in length. | Stock | 55 | 57
GSS10-3 | SureMotion retaining ring grooved precision ground shaft, 303 stainless steel, RB-83, 10RMS, 0.5in groove spacing, 6 grooves, 0.625in diameter, 3in length. | Stock | 14 | 14.5
GSS10-6 | SureMotion retaining ring grooved precision ground shaft, 303 stainless steel, RB-83, 10RMS, 0.5in groove spacing, 7 grooves, 0.625in diameter, 6in length. | Stock | 27.5 | 28.5
GSS10-RPK | SureMotion shaft hardware, for use with 0.625in grooved shafts. (6) 0.625in retaining rings and (6) 1/64in shim spacers included. | Stock | 9.5 | 10
GSS12-10 | SureMotion retaining ring grooved precision ground shaft, 303 stainless steel, RB-83, 10RMS, 0.562in groove spacing, 7 grooves, 0.75in diameter, 10in length. | Stock | 54 | 56
GSS12-12 | SureMotion retaining ring grooved precision ground shaft, 303 stainless steel, RB-83, 10RMS, 0.562in groove spacing, 7 grooves, 0.75in diameter, 12in length. | Stock | 66 | 69
GSS12-3 | SureMotion retaining ring grooved precision ground shaft, 303 stainless steel, RB-83, 10RMS, 0.562in groove spacing, 6 grooves, 0.75in diameter, 3in length. | Stock | 16.5 | 17
GSS12-6 | SureMotion retaining ring grooved precision ground shaft, 303 stainless steel, RB-83, 10RMS, 0.562in groove spacing, 7 grooves, 0.75in diameter, 6in length. | Stock | 30.5 | 31.5
GSS12-RPK | SureMotion shaft hardware, for use with 0.75in grooved shafts. (6) 0.75in retaining rings and (6) 1/64in shim spacers included. | Stock | 9.75 | 10
GSS16-10 | SureMotion retaining ring grooved precision ground shaft, 303 stainless steel, RB-83, 10RMS, 0.562in groove spacing, 7 grooves, 1in diameter, 10in length. | Stock | 86 | 89
GSS16-12 | SureMotion retaining ring grooved precision ground shaft, 303 stainless steel, RB-83, 10RMS, 0.562in groove spacing, 7 grooves, 1in diameter, 12in length. | Stock | 103 | 107
GSS16-3 | SureMotion retaining ring grooved precision ground shaft, 303 stainless steel, RB-83, 10RMS, 0.562in groove spacing, 6 grooves, 1in diameter, 3in length. | Stock | 27.5 | 28.5
GSS16-6 | SureMotion retaining ring grooved precision ground shaft, 303 stainless steel, RB-83, 10RMS, 0.562in groove spacing, 7 grooves, 1in diameter, 6in length. | Stock | 56 | 58
GSS16-RPK | SureMotion shaft hardware, for use with 1in grooved shafts. (6) 1in retaining rings and (6) 1/64in shim spacers included. | Stock | 13.5 | 14
GT0010A | Marathon Globetrotter series premium efficiency AC induction motor, general purpose and inverter rated, 3hp, 3-phase, 208-230/460 VAC, 1800rpm, ODP, 182T frame, rolled steel, rigid base only mount. | from vendor up to 3 business days | 325
GT0013A | Marathon Globetrotter series premium efficiency AC induction motor, general purpose and inverter rated, 5hp, 3-phase, 208-230/460 VAC, 1800rpm, ODP, 184T frame, rolled steel, rigid base only mount. | Stock | 387
GT0016A | Marathon Globetrotter series premium efficiency AC induction motor, general purpose and inverter rated, 7-1/2hp, 3-phase, 208-230/460 VAC, 1800rpm, ODP, 213T frame, rolled steel, rigid base only mount. | from vendor up to 3 business days | 539
GT0019A | Marathon Globetrotter series premium efficiency AC induction motor, general purpose and inverter rated, 10hp, 3-phase, 208-230/460 VAC, 1800rpm, ODP, 215T frame, rolled steel, rigid base only mount. | from vendor up to 3 business days | 558
GT0059 | Marathon Globetrotter series premium efficiency AC induction motor, general purpose and inverter rated, 15hp, 3-phase, 208-230/460 VAC, 1800rpm, ODP, 254T frame, rolled steel, rigid base only mount. | from vendor up to 3 business days | 1018
GT0062 | Marathon Globetrotter series premium efficiency AC induction motor, general purpose and inverter rated, 20hp, 3-phase, 208-230/460 VAC, 1800rpm, ODP, 256T frame, rolled steel, rigid base only mount. | from vendor up to 3 business days | 1072
GT0065 | Marathon Globetrotter series premium efficiency AC induction motor, general purpose and inverter rated, 25hp, 3-phase, 208-230/460 VAC, 1800rpm, ODP, 284T frame, rolled steel, rigid base only mount. | from vendor up to 3 business days | 1383
GT0067 | Marathon Globetrotter series premium efficiency AC induction motor, general purpose and inverter rated, 30hp, 3-phase, 208-230/460 VAC, 1800rpm, ODP, 286T frame, rolled steel, rigid base only mount. | from vendor up to 3 business days | 1487
GT0073 | Marathon Globetrotter series premium efficiency AC induction motor, general purpose and inverter rated, 40hp, 3-phase, 208-230/460 VAC, 1800rpm, ODP, 324T frame, rolled steel, rigid base only mount. | from vendor up to 3 business days | 1853
GT0077 | Marathon Globetrotter series premium efficiency AC induction motor, general purpose and inverter rated, 50hp, 3-phase, 208-230/460 VAC, 1800rpm, ODP, 326T frame, rolled steel, rigid base only mount. | from vendor up to 3 business days | 1958
GT1010A | Marathon Globetrotter series premium efficiency AC induction motor, general purpose, inverter rated and hazardous location, 3hp, 3-phase, 208-230/460 VAC, 1800rpm, TEFC, 182T frame, cast iron, rigid base only mount. | from vendor up to 3 business days | 440
GT1013A | Marathon Globetrotter series premium efficiency AC induction motor, general purpose, inverter rated and hazardous location, 5hp, 3-phase, 208-230/460 VAC, 1800rpm, TEFC, 184T frame, cast iron, rigid base only mount. | Stock | 534
GT1016A | Marathon Globetrotter series premium efficiency AC induction motor, general purpose, inverter rated and hazardous location, 7-1/2hp, 3-phase, 208-230/460 VAC, 1800rpm, TEFC, 213T frame, cast iron, rigid base only mount. | from vendor up to 3 business days | 723
GT1019A | Marathon Globetrotter series premium efficiency AC induction motor, general purpose, inverter rated and hazardous location, 10hp, 3-phase, 208-230/460 VAC, 1800rpm, TEFC, 215T frame, cast iron, rigid base only mount. | from vendor up to 3 business days | 802
GT1022A | Marathon Globetrotter series premium efficiency AC induction motor, general purpose, inverter rated and hazardous location, 15hp, 3-phase, 208-230/460 VAC, 1800rpm, TEFC, 254T frame, cast iron, rigid base only mount. | from vendor up to 3 business days | 1014
GT1025A | Marathon Globetrotter series premium efficiency AC induction motor, general purpose, inverter rated and hazardous location, 20hp, 3-phase, 208-230/460 VAC, 1800rpm, TEFC, 256T frame, cast iron, rigid base only mount. | from vendor up to 3 business days | 1156
GT1028A | Marathon Globetrotter series premium efficiency AC induction motor, general purpose, inverter rated and hazardous location, 25hp, 3-phase, 208-230/460 VAC, 1800rpm, TEFC, 284T frame, cast iron, rigid base only mount. | from vendor up to 3 business days | 1487
GT1031A | Marathon Globetrotter series premium efficiency AC induction motor, general purpose, inverter rated and hazardous location, 30hp, 3-phase, 208-230/460 VAC, 1800rpm, TEFC, 286T frame, cast iron, rigid base only mount. | from vendor up to 3 business days | 1579
GT1034A | Marathon Globetrotter series premium efficiency AC induction motor, general purpose, inverter rated and hazardous location, 40hp, 3-phase, 230/460 VAC, 1800rpm, TEFC, 324T frame, cast iron, rigid base only mount. | from vendor up to 3 business days | 2139
GT1037A | Marathon Globetrotter series premium efficiency AC induction motor, general purpose, inverter rated and hazardous location, 50hp, 3-phase, 230/460 VAC, 1800rpm, TEFC, 326T frame, cast iron, rigid base only mount. | from vendor up to 3 business days | 2607
GT1040A | Marathon Globetrotter series premium efficiency AC induction motor, general purpose, inverter rated and hazardous location, 60hp, 3-phase, 230/460 VAC, 1800rpm, TEFC, 364T frame, cast iron, rigid base only mount. | from vendor up to 3 business days | 3554
GT1043A | Marathon Globetrotter series premium efficiency AC induction motor, general purpose, inverter rated and hazardous location, 75hp, 3-phase, 230/460 VAC, 1800rpm, TEFC, 365T frame, cast iron, rigid base only mount. | from vendor up to 3 business days | 4431
GT1046A | Marathon Globetrotter series premium efficiency AC induction motor, general purpose, inverter rated and hazardous location, 100hp, 3-phase, 230/460 VAC, 1800rpm, TEFC, 405T frame, cast iron, rigid base only mount. | from vendor up to 3 business days | 5274
GT1049A | Marathon Globetrotter series premium efficiency AC induction motor, general purpose, inverter rated and hazardous location, 125hp, 3-phase, 460 VAC, 1800rpm, TEFC, 444T frame, cast iron, rigid base only mount. | from vendor up to 3 business days | 7490
GT1052A | Marathon Globetrotter series premium efficiency AC induction motor, general purpose, inverter rated and hazardous location, 150hp, 3-phase, 460 VAC, 1800rpm, TEFC, 445T frame, cast iron, rigid base only mount. | from vendor up to 3 business days | 8480
GT1055A | Marathon Globetrotter series premium efficiency AC induction motor, general purpose, inverter rated and hazardous location, 200hp, 3-phase, 460 VAC, 1800rpm, TEFC, 447T frame, cast iron, rigid base only mount. | from vendor up to 3 business days | 10130
GT1210A | Marathon Globetrotter series premium efficiency AC induction motor, general purpose, inverter rated and hazardous location, 3hp, 3-phase, 230/460 VAC, 1800rpm, TEFC, 182TC frame, rolled steel, rigid base/C-face mount. | Stock | 417
GT1212A | Marathon Globetrotter series premium efficiency AC induction motor, general purpose, inverter rated and hazardous location, 5hp, 3-phase, 230/460 VAC, 3600rpm, TEFC, 184TC frame, rolled steel, rigid base/C-face mount. | from vendor up to 3 business days | 484
GT1213A | Marathon Globetrotter series premium efficiency AC induction motor, general purpose, inverter rated and hazardous location, 5hp, 3-phase, 230/460 VAC, 1800rpm, TEFC, 184TC frame, rolled steel, rigid base/C-face mount. | Stock | 488
GT1216A | Marathon Globetrotter series premium efficiency AC induction motor, general purpose, inverter rated and hazardous location, 7-1/2hp, 3-phase, 230/460 VAC, 1800rpm, TEFC, 213TC frame, rolled steel, rigid base/C-face mount. | from vendor up to 3 business days | 592
GT1218A | Marathon Globetrotter series premium efficiency AC induction motor, general purpose, inverter rated and hazardous location, 10hp, 3-phase, 230/460 VAC, 3600rpm, TEFC, 215TC frame, rolled steel, rigid base/C-face mount. | from vendor up to 3 business days | 685
GT1219A | Marathon Globetrotter series premium efficiency AC induction motor, general purpose, inverter rated and hazardous location, 10hp, 3-phase, 230/460 VAC, 1800rpm, TEFC, 215TC frame, rolled steel, rigid base/C-face mount. | Stock | 699
GT1222A | Marathon Globetrotter series premium efficiency AC induction motor, general purpose, inverter rated and hazardous location, 15hp, 3-phase, 230/460 VAC, 1800rpm, TEFC, 254TC frame, cast iron, rigid base/C-face mount. | Stock | 1018
GT1225A | Marathon Globetrotter series premium efficiency AC induction motor, general purpose, inverter rated and hazardous location, 20hp, 3-phase, 230/460 VAC, 1800rpm, TEFC, 256TC frame, cast iron, rigid base/C-face mount. | from vendor up to 3 business days | 1204
GV-BKT | NITRA 90 degree mounting bracket, plated steel. For use with all GVP and GVS valves. | Stock | 2.5
GV-CAM | NITRA roller cam actuator, for use with all GVP and GVS valves. | Stock | 10 | 10.5
GVP-211C-12D | NITRA solenoid valve, 2-way, 2-position, N.C., single solenoid spring return, 10mm wide body, Cv=0.013, 12 VDC, miniature pin plug. | Stock | 31.5 | 33
GVP-211C-24D | NITRA solenoid valve, 2-way, 2-position, N.C., single solenoid spring return, 10mm wide body, Cv=0.013, 24 VDC, miniature pin plug. | Stock | 31.5 | 33
GVP-221C-12D | NITRA solenoid valve, 2-way, 2-position, N.C., single solenoid spring return, 15mm wide body, Cv=0.047, 12 VDC, 300mm pigtail. | Stock | 27.5 | 28.5
GVP-311C-12D | NITRA solenoid valve, 3-way, 2-position, N.C., single solenoid spring return, 10mm wide body, Cv=0.013, 12 VDC, miniature pin plug. | Stock | 31.5 | 33
GVP-311C-24D | NITRA solenoid valve, 3-way, 2-position, N.C., single solenoid spring return, 10mm wide body, Cv=0.013, 24 VDC, miniature pin plug. | Stock | 31.5 | 33
GVP-311CL-24D | NITRA solenoid valve, 3-way, 2-position, N.C., single latching solenoid spring return, 10mm wide body, Cv=0.013, 24 VDC, miniature pin plug. | Stock | 49.5 | 51
GVP-321C-12D | NITRA solenoid valve, 3-way, 2-position, N.C., single solenoid spring return, 15mm wide body, Cv=0.047, 12 VDC, 300mm pigtail. | Stock | 27.5 | 28.5
GVP-321C-24D | NITRA solenoid valve, 3-way, 2-position, N.C., single solenoid spring return, 15mm wide body, Cv=0.047, 24 VDC, 300mm pigtail. | Stock | 27.5 | 28.5
GVP-321CL-12D | NITRA solenoid valve, 3-way, 2-position, N.C., single latching solenoid spring return, 15mm wide body, Cv=0.047, 12 VDC, 300mm pigtail. | Stock | 48.5 | 50
GVP-3C1F-PB | NITRA manual valve, 3-port (3-way), 2-position, N.C., pushbutton, spring return, 90-degree ports, 1/8in female NPT inlet(s), 1/8in female NPT outlet(s), (1) vent hole exhaust(s), Cv=0.29, through panel mount. | Stock | 22.5 | 23.5
GVP-3C1F-TD | NITRA manual valve, 3-port (3-way), 2-position, N.C., toggle style actuator, detented, 90-degree ports, 1/8in female NPT inlet(s), 1/8in female NPT outlet(s), (1) vent hole exhaust(s), Cv=0.23, through panel mount. | Stock | 25.5 | 26.5
GVP-3C1M2P-PB | NITRA manual valve, 3-port (3-way), 2-position, N.C., pushbutton, spring return, 90-degree ports, 1/8in male NPT inlet(s), 1/4in tube outlet(s), (1) vent hole exhaust(s), Cv=0.29, through panel mount. | Stock | 24 | 25
GVP-3C1M2P-TD | NITRA manual valve, 3-port (3-way), 2-position, N.C., toggle style actuator, detented, 90-degree ports, 1/8in male NPT inlet(s), 1/4in tube outlet(s), (1) vent hole exhaust(s), Cv=0.23, through panel mount. | Stock | 27 | 28
GVP-3C2P-PB | NITRA manual valve, 3-port (3-way), 2-position, N.C., pushbutton, spring return, 90-degree ports, 1/4in tube inlet(s), 1/4in tube outlet(s), (1) vent hole exhaust(s), Cv=0.29, through panel mount. | Stock | 25.5 | 26.5
GVP-3C2P-TD | NITRA manual valve, 3-port (3-way), 2-position, N.C., toggle style actuator, detented, 90-degree ports, 1/4in tube inlet(s), 1/4in tube outlet(s), (1) vent hole exhaust(s), Cv=0.23, through panel mount. | Stock | 27 | 28
GVS-231F-TD | NITRA manual valve, 2-way, 3-position, center closed, toggle style actuator, detented, 1/8in female NPT inlet(s), 1/8in female NPT outlet(s), Cv=0.54, through panel mount. | Stock | 45.5 | 47.5
GVS-231F-TM | NITRA manual valve, 2-way, 3-position, center closed, toggle style actuator, spring return, 1/8in female NPT inlet(s), 1/8in female NPT outlet(s), Cv=0.54, through panel mount. | Stock | 47 | 49
GVS-331F-TD | NITRA manual valve, 3-port (3-way), 3-position, center exhaust, toggle style actuator, detented, 1/8in female NPT inlet(s), 1/8in female NPT outlet(s), (1) vent hole exhaust(s), Cv=0.54, through panel mount. | Stock | 45.5 | 47.5
GVS-331F-TM | NITRA manual valve, 3-port (3-way), 3-position, center exhaust, toggle style actuator, spring return, 1/8in female NPT inlet(s), 1/8in female NPT outlet(s), (1) vent hole exhaust(s), Cv=0.54, through panel mount. | Stock | 45.5 | 47.5
GVS-3C0F-PB-SS | NITRA manual valve, 3-port (3-way), 2-position, N.C., pushbutton, spring return, 90-degree ports, #10-32 female threaded inlet(s), #10-32 female threaded outlet(s), #10-32 female threaded exhaust(s), Cv=0.27, through panel mount. | Stock | 29.5 | 30.5
GVS-3C0F-TD-SS | NITRA manual valve, 3-port (3-way), 2-position, N.C., toggle style actuator, detented, 90-degree ports, #10-32 female threaded inlet(s), #10-32 female threaded outlet(s), #10-32 female threaded exhaust(s), Cv=0.27, through panel mount. | Stock | 31 | 32
GVS-3C1F-PB | NITRA manual valve, 3-port (3-way), 2-position, N.C., pushbutton, spring return, 1/8in female NPT inlet(s), 1/8in female NPT outlet(s), (1) vent hole exhaust(s), Cv=0.42, through panel mount. | Stock | 17 | 17.5
GVS-3C1F-TD | NITRA manual valve, 3-port (3-way), 2-position, N.C., toggle style actuator, detented, 1/8in female NPT inlet(s), 1/8in female NPT outlet(s), 1/8in female NPT exhaust(s), Cv=0.42, through panel mount. | Stock | 19.5 | 20.5
GVS-3CS1F-PB | NITRA manual valve, 3-port (3-way), 2-position, N.C., pushbutton, spring return, side ports, 1/8in female NPT inlet(s), 1/8in female NPT outlet(s), 1/8in female NPT exhaust(s), Cv=0.42, through panel mount. | Stock | 23.5 | 24.5
GVS-3CS1F-TD | NITRA manual valve, 3-port (3-way), 2-position, N.C., toggle style actuator, detented, side ports, 1/8in female NPT inlet(s), 1/8in female NPT outlet(s), 1/8in female NPT exhaust(s), Cv=0.42, through panel mount. | Stock | 25 | 26
GVS-520F-PB | NITRA manual valve, 5-port (4-way), 2-position, pushbutton, spring return, #10-32 female threaded inlet(s), #10-32 female threaded outlet(s), #10-32 female threaded exhaust(s), Cv=0.23, through panel mount. | Stock | 22.5 | 23.5
GVS-520F-TD | NITRA manual valve, 5-port (4-way), 2-position, toggle style actuator, detented, #10-32 female threaded inlet(s), #10-32 female threaded outlet(s), #10-32 female threaded exhaust(s), Cv=0.23, through panel mount. | Stock | 23.5 | 24.5
GVS-521F-PB | NITRA manual valve, 5-port (4-way), 2-position, pushbutton, spring return, 1/8in female NPT inlet(s), 1/8in female NPT outlet(s), 1/8in female NPT exhaust(s), Cv=0.37, through panel mount. | Stock | 25 | 26
GVS-521F-TD | NITRA manual valve, 5-port (4-way), 2-position, toggle style actuator, detented, 1/8in female NPT inlet(s), 1/8in female NPT outlet(s), 1/8in female NPT exhaust(s), Cv=0.37, through panel mount. | Stock | 27 | 28
GV-TMB | NITRA thumb actuator, for use with all GVP and GVS valves. | Stock | 10 | 10.5
GWR-1600-C | ProSense coaxial guided wave radar water and oil level sensor, 1570mm maximum sensing range, Output: switch, Output 2: switch or analog, 18 to 30 VDC operating voltage, G3/4 male BSPP process connection. | Stock | 349
GWR-1600-P | ProSense probe guided wave radar water level sensor, 1570mm maximum sensing range, Output: switch, Output 2: switch or analog, 18 to 30 VDC operating voltage, 3/4in male NPT process connection. | Stock | 349
GWR-C1000 | ProSense coaxial tube, 1000mm length, 3/4in male NPT process connection, stainless steel. For use with GWR-1600-C guided wave radar level sensors. (1) centering piece included. | Stock | 68.5
GWR-C1200 | ProSense coaxial tube, 1200mm length, 3/4in male NPT process connection, stainless steel. For use with GWR-1600-C guided wave radar level sensors. (1) centering piece included. | Stock | 81.25
GWR-C1600 | ProSense coaxial tube, 1600mm length, 3/4in male NPT process connection, stainless steel. For use with GWR-1600-C guided wave radar level sensors. (2) centering pieces included. | Stock | 88
GWR-C240 | ProSense coaxial tube, 240mm length, 3/4in male NPT process connection, stainless steel. For use with GWR-1600-C guided wave radar level sensors. (1) centering piece included. | Stock | 49
GWR-C450 | ProSense coaxial tube, 450mm length, 3/4in male NPT process connection, stainless steel. For use with GWR-1600-C guided wave radar level sensors. (1) centering piece included. | Stock | 55
GWR-C700 | ProSense coaxial tube, 700mm length, 3/4in male NPT process connection, stainless steel. For use with GWR-1600-C guided wave radar level sensors. (1) centering piece included. | Stock | 62.25
GWR-CC | ProSense centering pieces, replacement. For use with GWR-C series coaxial tubes. Hardware and seals included. | Stock | 13.25
GWR-FPLT | ProSense flange plate, stainless steel, 3/4in female NPT. For use with GWR-1600-C with GWR-C series coaxial tubes or GWR-1600-P guided wave radar level sensor. | Stock | 37.25
GWR-LPLT | ProSense launching plate, stainless steel, 3/4in female NPT. For use with GWR-1600-C with GWR-C series coaxial tubes or GWR-1600-P guided wave radar level sensor. | Stock | 36.5
GWR-P1000 | ProSense level sensing probe, 1000mm length, stainless steel. For use with GWR-1600-C and GWR-1600-P guided wave radar level sensors and CLC series conductive level controllers. | Stock | 29.75
GWR-P1200 | ProSense level sensing probe, 1200mm length, stainless steel. For use with GWR-1600-C and GWR-1600-P guided wave radar level sensors and CLC series conductive level controllers. | Stock | 38.25
GWR-P1600 | ProSense level sensing probe, 1600mm length, stainless steel. For use with GWR-1600-C and GWR-1600-P guided wave radar level sensors and CLC series conductive level controllers. | Stock | 44.75
GWR-P240 | ProSense level sensing probe, 240mm length, stainless steel. For use with GWR-1600-C and GWR-1600-P guided wave radar level sensors and CLC series conductive level controllers. | Stock | 14.75
GWR-P450 | ProSense level sensing probe, 450mm length, stainless steel. For use with GWR-1600-C and GWR-1600-P guided wave radar level sensors and CLC series conductive level controllers. | Stock | 16.25
GWR-P700 | ProSense level sensing probe, 700mm length, stainless steel. For use with GWR-1600-C and GWR-1600-P guided wave radar level sensors and CLC series conductive level controllers. | Stock | 20.5
GX3-AN-1E | AutomationDirect photoelectric sensor, rectangular, plastic, diffuse with background suppression, right-angle lens, 100mm sensing distance, light-on, NPN, 1 kHz switching frequency, 4-pin M12 quick-disconnect. | Stock | 53 | 57
GX3-AN-2E | AutomationDirect photoelectric sensor, rectangular, plastic, diffuse with background suppression, right-angle lens, 150mm sensing distance, light-on, NPN, 1 kHz switching frequency, 4-pin M12 quick-disconnect. | Stock | 53 | 57
GX3-AP-1E | AutomationDirect photoelectric sensor, rectangular, plastic, diffuse with background suppression, right-angle lens, 100mm sensing distance, light-on, PNP, 1 kHz switching frequency, 4-pin M12 quick-disconnect. | Stock | 53 | 57
GX3-AP-2E | AutomationDirect photoelectric sensor, rectangular, plastic, diffuse with background suppression, right-angle lens, 150mm sensing distance, light-on, PNP, 1 kHz switching frequency, 4-pin M12 quick-disconnect. | Stock | 53 | 57
GXE-00-1E | AutomationDirect photoelectric sensor, rectangular, plastic housing, through-beam emitter, right-angle lens, visible red light emission, 20m sensing distance, 10-30 VDC operating voltage, 2-wire, 4-pin M12 quick-disconnect. | Stock | 32.5 | 35
GXM31D2474 | Micro Detectors hex nut, nickel plated brass, M12 x 1. Package of 6. For use with 12mm sensors. | Stock | 7 | 7.25
GXM3GD2340 | Micro Detectors hex nut, nickel plated brass, M8 x 1. Package of 6. For use with 8mm sensors. | Stock | 3
GXM3MD2439 | Micro Detectors hex nut, nickel plated brass, M18 x 1. Package of 6. For use with 18mm sensors. | Stock | 7 | 7.25
GXM3PD2013 | Micro Detectors hex nut, nickel plated brass, M30 x 1.5. Package of 6. For use with 30mm sensors. | Stock | 11.5 | 12
GXP-AN-1E | AutomationDirect photoelectric sensor, rectangular, polarized retroreflective, right-angle lens, visible red light emission, 4m sensing distance, light-on, NPN, 3-wire, 4-pin M12 quick-disconnect. | Stock | 42.5 | 45.5
GXP-AP-1E | AutomationDirect photoelectric sensor, rectangular, polarized retroreflective, right-angle lens, visible red light emission, 4m sensing distance, light-on, PNP, 3-wire, 4-pin M12 quick-disconnect. | Stock | 42.5 | 45.5
GXP-CN-1E | AutomationDirect photoelectric sensor, rectangular, polarized retroreflective, right-angle lens, visible red light emission, 4m sensing distance, dark-on, NPN, 3-wire, 4-pin M12 quick-disconnect. | Stock | 42.5 | 45.5
GXP-CP-1E | AutomationDirect photoelectric sensor, rectangular, polarized retroreflective, right-angle lens, visible red light emission, 4m sensing distance, dark-on, PNP, 3-wire, 4-pin M12 quick-disconnect. | Stock | 42.5 | 45.5
GXR-AP-1E | AutomationDirect photoelectric sensor, rectangular, plastic housing, through-beam receiver, right-angle lens, 20m sensing distance, 10-30 VDC operating voltage, light-on, PNP, 3-wire, 4-pin M12 quick-disconnect. | Stock | 38 | 41
GXR-CN-1E | AutomationDirect photoelectric sensor, rectangular, plastic housing, through-beam receiver, right-angle lens, 20m sensing distance, 10-30 VDC operating voltage, dark-on, NPN, 3-wire, 4-pin M12 quick-disconnect. | Stock | 38 | 41
GXR-CP-1E | AutomationDirect photoelectric sensor, rectangular, plastic housing, through-beam receiver, right-angle lens, 20m sensing distance, 10-30 VDC operating voltage, dark-on, PNP, 3-wire, 4-pin M12 quick-disconnect. | Stock | 38 | 41
H01B | Merz rotary handle, round, black/gray, external front mount, 2-position, lockable in OFF only, NEMA 4/4X. For use with Merz ML1 switch bodies in DIN rail applications with non-hinged doors. Shaft adapter and mounting screws included. | Stock | 8.75 | 9
H01R | Merz rotary handle, round, red/yellow, external front mount, 2-position, lockable in OFF only, NEMA 4/4X. For use with Merz ML1 switch bodies in DIN rail applications with non-hinged doors. Shaft adapter and mounting screws included. | Stock | 8.75 | 9
H02B | Merz rotary handle, round, black/gray, external front mount, 2-position, lockable in OFF only, NEMA 4/4X. For use with Merz ML2 & ML3 switch bodies in DIN rail applications with non-hinged doors. Shaft adapter and mounting screws included. | Stock | 9.5 | 10
H02R | Merz rotary handle, round, red/yellow, external front mount, 2-position, lockable in OFF only, NEMA 4/4X. For use with Merz ML2 & ML3 switch bodies in DIN rail applications with non-hinged doors. Shaft adapter and mounting screws included. | Stock | 9.5 | 10
H05B | Merz rotary handle, round, black/gray, external front mount, 2-position, lockable in OFF only, NEMA 4/4X. For use with Merz ML1 switch bodies in DIN rail applications with hinged doors. Shaft adapter and mounting screws included. | Stock | 8.75 | 9
H05R | Merz rotary handle, round, red/yellow, external front mount, 2-position, lockable in OFF only, NEMA 4/4X. For use with Merz ML1 switch bodies in DIN rail applications with hinged doors. Shaft adapter and mounting screws included. | Stock | 8.75 | 9
H06B | Merz rotary handle, round, black/gray, external front mount, 2-position, lockable in OFF only, NEMA 4/4X. For use with Merz ML2 & ML3 switch bodies in DIN rail applications with hinged doors. Shaft adapter and mounting screws included. | Stock | 9.5 | 10
H06R | Merz rotary handle, round, red/yellow, external front mount, 2-position, lockable in OFF only, NEMA 4/4X. For use with Merz ML2 & ML3 switch bodies in DIN rail applications with hinged doors. Shaft adapter and mounting screws included. | Stock | 9.5 | 10
H0-CTRIO2 | DirectLOGIC DL05/06 pulse combo module, 250 kHz maximum switching frequency, 4 high-speed input point(s), sinking/sourcing, single-ended encoder input(s), 2 high-speed output point(s), sinking/sourcing, single-ended output(s). | Stock | 263 | 287
H0-ECOM100 | DirectLOGIC DL05/06 communication module, Modbus TCP, 1 port, (1) Ethernet 10/100Base-T (RJ45) port(s). For use with DL05 and DL06 PLCs. | Stock | 263 | 287
H10084HCF-6P-P10 | Integra Premium series enclosure, NEMA 1/2/3/3R/3S/4/4X/6/6P/12/13, 10 x 8 x 4in (HxWxD), wall mount, polycarbonate, light gray, gloss finish, clear polycarbonate hinged screw cover. | Stock | 112 | 118
H10084HCFNL-P10 | Integra Premium series enclosure, NEMA 1/2/3/3R/3S/4/4X/12/13, 10 x 8 x 4in (HxWxD), wall mount, polycarbonate, light gray, gloss finish, clear polycarbonate single-door, glass-filled nylon quick-release latch, padlock hasp and staple. | Stock | 116 | 122
H10084HF-6P-P10 | Integra Premium series enclosure, NEMA 1/2/3/3R/3S/4/4X/6/6P/12/13, 10 x 8 x 4in (HxWxD), wall mount, polycarbonate, light gray, gloss finish, hinged screw cover. | Stock | 100 | 105
H10084HFNL-P10 | Integra Premium series enclosure, NEMA 1/2/3/3R/3S/4/4X/12/13, 10 x 8 x 4in (HxWxD), wall mount, polycarbonate, light gray, gloss finish, single-door, glass-filled nylon quick-release latch, padlock hasp and staple. | Stock | 104 | 109
H10084SCF-P10 | Integra Premium series enclosure, NEMA 1/2/3/3R/3S/4/4X/6/6P/12/13, 10 x 8 x 4in (HxWxD), wall mount, polycarbonate, light gray, gloss finish, clear polycarbonate screw cover. | Stock | 105 | 110
H10084SF-P10 | Integra Premium series enclosure, NEMA 1/2/3/3R/3S/4/4X/6/6P/12/13, 10 x 8 x 4in (HxWxD), wall mount, polycarbonate, light gray, gloss finish, screw cover. | Stock | 94 | 99
H10086HCF-6P-P10 | Integra Premium series enclosure, NEMA 1/2/3/3R/3S/4/4X/6/6P/12/13, 10 x 8 x 6in (HxWxD), wall mount, polycarbonate, light gray, gloss finish, clear polycarbonate hinged screw cover. | Stock | 116 | 122
H10086HCFNL-P10 | Integra Premium series enclosure, NEMA 1/2/3/3R/3S/4/4X/12/13, 10 x 8 x 6in (HxWxD), wall mount, polycarbonate, light gray, gloss finish, clear polycarbonate single-door, glass-filled nylon quick-release latch, padlock hasp and staple. | Stock | 121 | 128
H10086HF-6P-P10 | Integra Premium series enclosure, NEMA 1/2/3/3R/3S/4/4X/5/6/6P/12/13, 10 x 8 x 6in (HxWxD), wall mount, polycarbonate, light gray, gloss finish, hinged screw cover. | Stock | 105 | 110
H10086HFNL-P10 | Integra Premium series enclosure, NEMA 1/2/3/3R/3S/4/4X/12/13, 10 x 8 x 6in (HxWxD), wall mount, polycarbonate, light gray, gloss finish, single-door, glass-filled nylon quick-release latch, padlock hasp and staple. | Stock | 110 | 116
H10086SCF-P10 | Integra Premium series enclosure, NEMA 1/2/3/3R/3S/4/4X/6/6P/12/13, 10 x 8 x 6in (HxWxD), wall mount, polycarbonate, light gray, gloss finish, clear polycarbonate screw cover. | Stock | 109 | 115
H10086SF-P10 | Integra Premium series enclosure, NEMA 1/2/3/3R/3S/4/4X/6/6P/12/13, 10 x 8 x 6in (HxWxD), wall mount, polycarbonate, light gray, gloss finish, screw cover. | Stock | 98 | 104
H100M005MD-M | NITRA pneumatic air cylinder, compact extruded, 100mm bore, 5mm stroke, double acting, magnetic piston, tapped end caps mount. | Stock | 122 | 127
H100M010MD-M | NITRA pneumatic air cylinder, compact extruded, 100mm bore, 10mm stroke, double acting, magnetic piston, tapped end caps mount. | Stock | 136 | 141
H100M015MD-M | NITRA pneumatic air cylinder, compact extruded, 100mm bore, 15mm stroke, double acting, magnetic piston, tapped end caps mount. | Stock | 140 | 146
H100M020MD-M | NITRA pneumatic air cylinder, compact extruded, 100mm bore, 20mm stroke, double acting, magnetic piston, tapped end caps mount. | Stock | 145 | 151
H100M025MD-M | NITRA pneumatic air cylinder, compact extruded, 100mm bore, 25mm stroke, double acting, magnetic piston, tapped end caps mount. | Stock | 150 | 156
H100M030MD-M | NITRA pneumatic air cylinder, compact extruded, 100mm bore, 30mm stroke, double acting, magnetic piston, tapped end caps mount. | Stock | 155 | 161
H100M040MD-M | NITRA pneumatic air cylinder, compact extruded, 100mm bore, 40mm stroke, double acting, magnetic piston, tapped end caps mount. | Stock | 160 | 166
H100M050MD-M | NITRA pneumatic air cylinder, compact extruded, 100mm bore, 50mm stroke, double acting, magnetic piston, tapped end caps mount. | Stock | 165 | 172
H100M075MD-M | NITRA pneumatic air cylinder, compact extruded, 100mm bore, 75mm stroke, double acting, magnetic piston, tapped end caps mount. | Stock | 169 | 176
H100M100MD-M | NITRA pneumatic air cylinder, compact extruded, 100mm bore, 100mm stroke, double acting, magnetic piston, tapped end caps mount. | Stock | 174 | 181
H10B | Merz rotary handle, pistol, black/gray, direct mount, 2-position, lockable in OFF only, NEMA 1. For use with Merz ML1 switch bodies in DIN rail applications. On-off faceplate included. | Stock | 4.75 | 5
H10R | Merz rotary handle, pistol, red/yellow, direct mount, 2-position, lockable in OFF only, NEMA 1. For use with Merz ML1 switch bodies in DIN rail applications. On-off faceplate included. | Stock | 4.75 | 5
H11B | Merz rotary handle, pistol, black/gray, direct mount, 2-position, lockable in OFF only, NEMA 1. For use with Merz ML2 switch bodies in DIN rail applications. On-off faceplate included. | Stock | 6.5 | 6.75
H11R | Merz rotary handle, pistol, red/yellow, direct mount, 2-position, lockable in OFF only, NEMA 1. For use with Merz ML2 switch bodies in DIN rail applications. On-off faceplate included. | Stock | 6.5 | 6.75
H12104HCF-6P-P10 | Integra Premium series enclosure, NEMA 1/2/3/3R/3S/4/4X/6/6P/12/13, 12 x 10 x 4in (HxWxD), wall mount, polycarbonate, light gray, gloss finish, clear polycarbonate hinged screw cover. | Stock | 127 | 133
H12104HCFNL-P10 | Integra Premium series enclosure, NEMA 1/2/3/3R/3S/4/4X/12/13, 12 x 10 x 4in (HxWxD), wall mount, polycarbonate, light gray, gloss finish, clear polycarbonate single-door, glass-filled nylon quick-release latch, padlock hasp and staple. | Stock | 140 | 148
H12104HF-6P-P10 | Integra Premium series enclosure, NEMA 1/2/3/3R/3S/4/4X/6/6P/12/13, 12 x 10 x 4in (HxWxD), wall mount, polycarbonate, light gray, gloss finish, hinged screw cover. | Stock | 113 | 119
H12104HFNL-P10 | Integra Premium series enclosure, NEMA 1/2/3/3R/3S/4/4X/12/13, 12 x 10 x 4in (HxWxD), wall mount, polycarbonate, light gray, gloss finish, single-door, glass-filled nylon quick-release latch, padlock hasp and staple. | Stock | 127 | 133
H12104SCF-P10 | Integra Premium series enclosure, NEMA 1/2/3/3R/3S/4/4X/6/6P/12/13, 12 x 10 x 4in (HxWxD), wall mount, polycarbonate, light gray, gloss finish, clear polycarbonate screw cover. | Stock | 123 | 130
H12104SF-P10 | Integra Premium series enclosure, NEMA 1/2/3/3R/3S/4/4X/6/6P/12/13, 12 x 10 x 4in (HxWxD), wall mount, polycarbonate, light gray, gloss finish, screw cover. | Stock | 107 | 112
H12106HCF-6P-P10 | Integra Premium series enclosure, NEMA 1/2/3/3R/3S/4/4X/6/6P/12/13, 12 x 10 x 6in (HxWxD), wall mount, polycarbonate, light gray, gloss finish, clear polycarbonate hinged screw cover. | Stock | 140 | 147
H12106HCFNL-P10 | Integra Premium series enclosure, NEMA 1/2/3/3R/3S/4/4X/12/13, 12 x 10 x 6in (HxWxD), wall mount, polycarbonate, light gray, gloss finish, clear polycarbonate single-door, glass-filled nylon quick-release latch, padlock hasp and staple. | Stock | 158 | 166
H12106HF-6P-P10 | Integra Premium series enclosure, NEMA 1/2/3/3R/3S/4/4X/6/6P/12/13, 12 x 10 x 6in (HxWxD), wall mount, polycarbonate, light gray, gloss finish, hinged screw cover. | Stock | 122 | 128
H12106HFNL-P10 | Integra Premium series enclosure, NEMA 1/2/3/3R/3S/4/4X/12/13, 12 x 10 x 6in (HxWxD), wall mount, polycarbonate, light gray, gloss finish, single-door, glass-filled nylon quick-release latch, padlock hasp and staple. | Stock | 142 | 150
H12106SCF-P10 | Integra Premium series enclosure, NEMA 1/2/3/3R/3S/4/4X/6/6P/12/13, 12 x 10 x 6in (HxWxD), wall mount, polycarbonate, light gray, gloss finish, clear polycarbonate screw cover. | Stock | 134 | 141
H12106SF-P10 | Integra Premium series enclosure, NEMA 1/2/3/3R/3S/4/4X/6/6P/12/13, 12 x 10 x 6in (HxWxD), wall mount, polycarbonate, light gray, gloss finish, screw cover. | Stock | 116 | 122
H12B | Merz rotary handle, pistol, black/gray, direct mount, 2-position, lockable in OFF only, NEMA 1. For use with Merz ML3 switch bodies in DIN rail applications. On-off faceplate included. | Stock | 9 | 9.25
H12M005MD-M | NITRA pneumatic air cylinder, compact extruded, 12mm bore, 5mm stroke, double acting, magnetic piston, tapped end caps mount. | Stock | 22.5 | 23.5
H12M010MD-M | NITRA pneumatic air cylinder, compact extruded, 12mm bore, 10mm stroke, double acting, magnetic piston, tapped end caps mount. | Stock | 23 | 24
H12M015MD-M | NITRA pneumatic air cylinder, compact extruded, 12mm bore, 15mm stroke, double acting, magnetic piston, tapped end caps mount. | Stock | 23.5 | 24.5
H12M020MD-M | NITRA pneumatic air cylinder, compact extruded, 12mm bore, 20mm stroke, double acting, magnetic piston, tapped end caps mount. | Stock | 24 | 25
H12M025MD-M | NITRA pneumatic air cylinder, compact extruded, 12mm bore, 25mm stroke, double acting, magnetic piston, tapped end caps mount. | Stock | 24.5 | 25.5
H12M030MD-M | NITRA pneumatic air cylinder, compact extruded, 12mm bore, 30mm stroke, double acting, magnetic piston, tapped end caps mount. | Stock | 25.5 | 26.5
H12M040MD-M | NITRA pneumatic air cylinder, compact extruded, 12mm bore, 40mm stroke, double acting, magnetic piston, tapped end caps mount. | Stock | 30.5 | 31.5
H12M050MD-M | NITRA pneumatic air cylinder, compact extruded, 12mm bore, 50mm stroke, double acting, magnetic piston, tapped end caps mount. | Stock | 34.5 | 36
H12R | Merz rotary handle, pistol, red/yellow, direct mount, 2-position, lockable in OFF only, NEMA 1. For use with Merz ML3 switch bodies in DIN rail applications. On-off faceplate included. | Stock | 9 | 9.25
H141206HCF-6P-P10 | Integra Premium series enclosure, NEMA 1/2/3/3R/3S/4/4X/5/6/6P/12/13, 14 x 12 x 6in (HxWxD), wall mount, polycarbonate, gray, gloss finish, clear polycarbonate hinged screw cover. | Stock | 156 | 165
H141206HCFNL-P10 | Integra Premium series enclosure, NEMA 1/2/3/3R/3S/4/4X/5/12/13, 14 x 12 x 6in (HxWxD), wall mount, polycarbonate, gray, gloss finish, clear polycarbonate single-door, glass-filled nylon quick-release latch, padlock hasp and staple. | Stock | 181 | 190
H141206HF-6P-P10 | Integra Premium series enclosure, NEMA 1/2/3/3R/3S/4/4X/5/6/6P/12/13, 14 x 12 x 6in (HxWxD), wall mount, polycarbonate, gray, gloss finish, hinged screw cover. | Stock | 145 | 153
H141206HFNL-P10 | Integra Premium series enclosure, NEMA 1/2/3/3R/3S/4/4X/5/12/13, 14 x 12 x 6in (HxWxD), wall mount, polycarbonate, gray, gloss finish, single-door, glass-filled nylon quick-release latch, padlock hasp and staple. | Stock | 172 | 181
H141206SCF-P10 | Integra Premium series enclosure, NEMA 1/2/3/3R/3S/4/4X/5/6/6P/12/13, 14 x 12 x 6in (HxWxD), wall mount, polycarbonate, gray, gloss finish, clear polycarbonate screw cover. | Stock | 147 | 155
H141206SF-P10 | Integra Premium series enclosure, NEMA 1/2/3/3R/3S/4/4X/5/6/6P/12/13, 14 x 12 x 6in (HxWxD), wall mount, polycarbonate, gray, gloss finish, screw cover. | Stock | 139 | 146
H15-1000L | WON H15 series standard rail, carbon steel, 13 x 15 x 1000mm. For use with H15 series bearings. | Stock | 150
H15-400L | WON H15 series standard rail, carbon steel, 13 x 15 x 400mm. For use with H15 series bearings. | Stock | 60
H15-580L | WON H15 series standard rail, carbon steel, 13 x 15 x 580mm. For use with H15 series bearings. | Stock | 87
H15-760L | WON H15 series standard rail, carbon steel, 13 x 15 x 760mm. For use with H15 series bearings. | Stock | 115
H15FSSG0 | WON H15 series standard bearing block, full ball recirculating, flanged, end seal and inside seal, carbon steel. For use with H15 series rails. | Stock | 60
H15FUUG0 | WON H15 series standard bearing block, full ball recirculating, flanged, end seal, carbon steel. For use with H15 series rails. | Stock | 54
H15RSSG0 | WON H15 series standard bearing block, full ball recirculating, rectangular, end seal and inside seal, carbon steel. For use with H15 series rails. | Stock | 57
H15RUUG0 | WON H15 series standard bearing block, full ball recirculating, rectangular, end seal, carbon steel. For use with H15 series rails. | Stock | 52
H161407HCF-6P-P10 | Integra Premium series enclosure, NEMA 1/2/3/3R/3S/4/4X/5/6/6P/12/13, 16 x 14 x 7in (HxWxD), wall mount, polycarbonate, gray, gloss finish, clear polycarbonate hinged screw cover. | Stock | 202 | 213
H161407HCFNL-P10 | Integra Premium series enclosure, NEMA 1/2/3/3R/3S/4/4X/5/12/13, 16 x 14 x 7in (HxWxD), wall mount, polycarbonate, gray, gloss finish, clear polycarbonate single-door, glass-filled nylon quick-release latch, padlock hasp and staple. | Stock | 219 | 231
H161407HF-6P-P10 | Integra Premium series enclosure, NEMA 1/2/3/3R/3S/4/4X/5/6/6P/12/13, 16 x 14 x 7in (HxWxD), wall mount, polycarbonate, gray, gloss finish, hinged screw cover. | Stock | 178 | 187
H161407HFNL-P10 | Integra Premium series enclosure, NEMA 1/2/3/3R/3S/4/4X/5/12/13, 16 x 14 x 7in (HxWxD), wall mount, polycarbonate, gray, gloss finish, single-door, glass-filled nylon quick-release latch, padlock hasp and staple. | Stock | 194 | 204
H161407SCF-P10 | Integra Premium series enclosure, NEMA 1/2/3/3R/3S/4/4X/5/6/6P/12/13, 16 x 14 x 7in (HxWxD), wall mount, polycarbonate, gray, gloss finish, clear polycarbonate screw cover. | Stock | 184 | 194
H161407SF-P10 | Integra Premium series enclosure, NEMA 1/2/3/3R/3S/4/4X/5/6/6P/12/13, 16 x 14 x 7in (HxWxD), wall mount, polycarbonate, gray, gloss finish, screw cover. | Stock | 165 | 174
H16M005MD-M | NITRA pneumatic air cylinder, compact extruded, 16mm bore, 5mm stroke, double acting, magnetic piston, tapped end caps mount. | Stock | 29.5 | 30.5
H16M010MD-M | NITRA pneumatic air cylinder, compact extruded, 16mm bore, 10mm stroke, double acting, magnetic piston, tapped end caps mount. | Stock | 30.5 | 31.5
H16M015MD-M | NITRA pneumatic air cylinder, compact extruded, 16mm bore, 15mm stroke, double acting, magnetic piston, tapped end caps mount. | Stock | 31.5 | 33
H16M020MD-M | NITRA pneumatic air cylinder, compact extruded, 16mm bore, 20mm stroke, double acting, magnetic piston, tapped end caps mount. | Stock | 33.5 | 35
H16M025MD-M | NITRA pneumatic air cylinder, compact extruded, 16mm bore, 25mm stroke, double acting, magnetic piston, tapped end caps mount. | Stock | 34.5 | 36
H16M030MD-M | NITRA pneumatic air cylinder, compact extruded, 16mm bore, 30mm stroke, double acting, magnetic piston, tapped end caps mount. | Stock | 35.5 | 37
H16M040MD-M | NITRA pneumatic air cylinder, compact extruded, 16mm bore, 40mm stroke, double acting, magnetic piston, tapped end caps mount. | Stock | 38 | 39.5
H16M050MD-M | NITRA pneumatic air cylinder, compact extruded, 16mm bore, 50mm stroke, double acting, magnetic piston, tapped end caps mount. | Stock | 41.5 | 43
H181610HCF-6P-P10 | Integra Premium series enclosure, NEMA 1/2/3/3R/3S/4/4X/5/6/6P/12/13, 18 x 16 x 10in (HxWxD), wall mount, polycarbonate, gray, gloss finish, clear polycarbonate hinged screw cover. | Stock | 226 | 238
H181610HCFNL-P10 | Integra Premium series enclosure, NEMA 1/2/3/3R/3S/4/4X/5/12/13, 18 x 16 x 10in (HxWxD), wall mount, polycarbonate, gray, gloss finish, clear polycarbonate single-door, glass-filled nylon quick-release latch, padlock hasp and staple. | Stock | 252 | 265
H181610HF-6P-P10 | Integra Premium series enclosure, NEMA 1/2/3/3R/3S/4/4X/5/6/6P/12/13, 18 x 16 x 10in (HxWxD), wall mount, polycarbonate, gray, gloss finish, hinged screw cover. | Stock | 196 | 216
H181610HFNL-P10 | Integra Premium series enclosure, NEMA 1/2/3/3R/3S/4/4X/5/12/13, 18 x 16 x 10in (HxWxD), wall mount, polycarbonate, gray, gloss finish, single-door, glass-filled nylon quick-release latch, padlock hasp and staple. | Stock | 228 | 241
H181610SCF-P10 | Integra Premium series enclosure, NEMA 1/2/3/3R/3S/4/4X/5/6/6P/12/13, 18 x 16 x 10in (HxWxD), wall mount, polycarbonate, gray, gloss finish, clear polycarbonate screw cover. | Stock | 208 | 219
H181610SF-P10 | Integra Premium series enclosure, NEMA 1/2/3/3R/3S/4/4X/5/6/6P/12/13, 18 x 16 x 10in (HxWxD), wall mount, polycarbonate, gray, gloss finish, screw cover. | Stock | 189 | 199
H2001B-3 | Eaton heater element, 0.254-0.411A. Package of 3. For use with C306DN3B overload relay. | Stock | 100 | 104
H2002B-3 | Eaton heater element, 0.375-0.607A. Package of 3. For use with C306DN3B overload relay. | Stock | 100 | 104
H2003B-3 | Eaton heater element, 0.560-0.907A. Package of 3. For use with C306DN3B overload relay. | Stock | 100 | 104
H2004B-3 | Eaton heater element, 0.814-1.32A. Package of 3. For use with C306DN3B overload relay. | Stock | 100 | 104
H2005B-3 | Eaton heater element, 1.2-1.96A. Package of 3. For use with C306DN3B overload relay. | Stock | 100 | 104
H2006B-3 | Eaton heater element, 1.79-2.9A. Package of 3. For use with C306DN3B overload relay. | Stock | 100 | 104
H2007B-3 | Eaton heater element, 2.15-3.49A. Package of 3. For use with C306DN3B overload relay. | Stock | 100 | 104
H2008B-3 | Eaton heater element, 3.23-5.23A. Package of 3. For use with C306DN3B overload relay. | Stock | 100 | 104
H2009B-3 | Eaton heater element, 4.55-7.4A. Package of 3. For use with C306DN3B overload relay. | Stock | 100 | 104
H20-1000L | WON H20 series standard rail, carbon steel, 16.5 x 20 x 1000mm. For use with H20 series bearings. | Stock | 155
H2010B-3 | Eaton heater element, 6.75-11.0A. Package of 3. For use with C306DN3B overload relay. | Stock | 100 | 104
H2011B-3 | Eaton heater element, 9.14-14.0A. Package of 3. For use with C306DN3B overload relay. | Stock | 100 | 104
H2012B-3 | Eaton heater element, 14.0-22.8A. Package of 3. For use with C306DN3B overload relay. | Stock | 100 | 104
H2013B-3 | Eaton heater element, 18.7-30.7A. Package of 3. For use with C306DN3B overload relay. | Stock | 100 | 104
H2014B-3 | Eaton heater element, 23.5-38.5A. Package of 3. For use with C306DN3B overload relay. | Stock | 100 | 104
H20-400L | WON H20 series standard rail, carbon steel, 16.5 x 20 x 400mm. For use with H20 series bearings. | Stock | 62
H20-580L | WON H20 series standard rail, carbon steel, 16.5 x 20 x 580mm. For use with H20 series bearings. | Stock | 89
H20-760L | WON H20 series standard rail, carbon steel, 16.5 x 20 x 760mm. For use with H20 series bearings. | Stock | 118
H20FSSG0 | WON H20 series standard bearing block, full ball recirculating, flanged, end seal and inside seal, carbon steel. For use with H20 series rails. | Stock | 64
H20FUUG0 | WON H20 series standard bearing block, full ball recirculating, flanged, end seal, carbon steel. For use with H20 series rails. | Stock | 58
H20M005MD-M | NITRA pneumatic air cylinder, compact extruded, 20mm bore, 5mm stroke, double acting, magnetic piston, tapped end caps mount. | Stock | 35.5 | 37
H20M010MD-M | NITRA pneumatic air cylinder, compact extruded, 20mm bore, 10mm stroke, double acting, magnetic piston, tapped end caps mount. | Stock | 36.5 | 38
H20M015MD-M | NITRA pneumatic air cylinder, compact extruded, 20mm bore, 15mm stroke, double acting, magnetic piston, tapped end caps mount. | Stock | 38 | 39.5
H20M020MD-M | NITRA pneumatic air cylinder, compact extruded, 20mm bore, 20mm stroke, double acting, magnetic piston, tapped end caps mount. | Stock | 39.5 | 41
H20M025MD-M | NITRA pneumatic air cylinder, compact extruded, 20mm bore, 25mm stroke, double acting, magnetic piston, tapped end caps mount. | Stock | 40.5 | 42
H20M030MD-M | NITRA pneumatic air cylinder, compact extruded, 20mm bore, 30mm stroke, double acting, magnetic piston, tapped end caps mount. | Stock | 41.5 | 43
H20M040MD-M | NITRA pneumatic air cylinder, compact extruded, 20mm bore, 40mm stroke, double acting, magnetic piston, tapped end caps mount. | Stock | 44 | 46
H20M050MD-M | NITRA pneumatic air cylinder, compact extruded, 20mm bore, 50mm stroke, double acting, magnetic piston, tapped end caps mount. | Stock | 45 | 47
H20M075MD-M | NITRA pneumatic air cylinder, compact extruded, 20mm bore, 75mm stroke, double acting, magnetic piston, tapped end caps mount. | Stock | 46 | 48
H20M100MD-M | NITRA pneumatic air cylinder, compact extruded, 20mm bore, 100mm stroke, double acting, magnetic piston, tapped end caps mount. | Stock | 49.5 | 51
H20RSSG0 | WON H20 series standard bearing block, full ball recirculating, rectangular, end seal and inside seal, carbon steel. For use with H20 series rails. | Stock | 61
H20RUUG0 | WON H20 series standard bearing block, full ball recirculating, rectangular, end seal, carbon steel. For use with H20 series rails. | Stock | 55
H24-EBC-M | User manual, free download only. For use with all H2-EBC and H4-EBC Ethernet base controller modules. | Stock | 0
H24-ERM-M | User manual, free download only. For use with all H2-ERM-100, H2-ERM-F, H4-ERM-100 and H4-ERM-F Ethernet remote master modules. | Stock | 0
H25-1000L | WON H25 series standard rail, carbon steel, 20 x 23 x 1000mm. For use with H25 series bearings. | Stock | 174
H25-400L | WON H25 series standard rail, carbon steel, 20 x 23 x 400mm. For use with H25 series bearings. | Stock | 69
H25-580L | WON H25 series standard rail, carbon steel, 20 x 23 x 580mm. For use with H25 series bearings. | Stock | 100
H25-760L | WON H25 series standard rail, carbon steel, 20 x 23 x 760mm. For use with H25 series bearings. | Stock | 132
H25FSSG0 | WON H25 series standard bearing block, full ball recirculating, flanged, end seal and inside seal, carbon steel. For use with H25 series rails. | Stock | 80
H25FUUG0 | WON H25 series standard bearing block, full ball recirculating, flanged, end seal, carbon steel. For use with H25 series rails. | Stock | 75
H25M005MD-M | NITRA pneumatic air cylinder, compact extruded, 25mm bore, 5mm stroke, double acting, magnetic piston, tapped end caps mount. | Stock | 40.5 | 42
H25M010MD-M | NITRA pneumatic air cylinder, compact extruded, 25mm bore, 10mm stroke, double acting, magnetic piston, tapped end caps mount. | Stock | 41.5 | 43
H25M015MD-M | NITRA pneumatic air cylinder, compact extruded, 25mm bore, 15mm stroke, double acting, magnetic piston, tapped end caps mount. | Stock | 43 | 44.5
H25M020MD-M | NITRA pneumatic air cylinder, compact extruded, 25mm bore, 20mm stroke, double acting, magnetic piston, tapped end caps mount. | Stock | 44 | 46
H25M025MD-M | NITRA pneumatic air cylinder, compact extruded, 25mm bore, 25mm stroke, double acting, magnetic piston, tapped end caps mount. | Stock | 45 | 47
H25M030MD-M | NITRA pneumatic air cylinder, compact extruded, 25mm bore, 30mm stroke, double acting, magnetic piston, tapped end caps mount. | Stock | 46 | 48
H25M040MD-M | NITRA pneumatic air cylinder, compact extruded, 25mm bore, 40mm stroke, double acting, magnetic piston, tapped end caps mount. | Stock | 47.5 | 49.5
H25M050MD-M | NITRA pneumatic air cylinder, compact extruded, 25mm bore, 50mm stroke, double acting, magnetic piston, tapped end caps mount. | Stock | 48.5 | 50
H25M075MD-M | NITRA pneumatic air cylinder, compact extruded, 25mm bore, 75mm stroke, double acting, magnetic piston, tapped end caps mount. | Stock | 49.5 | 51
H25M100MD-M | NITRA pneumatic air cylinder, compact extruded, 25mm bore, 100mm stroke, double acting, magnetic piston, tapped end caps mount. | Stock | 62 | 64
H25RSSG0 | WON H25 series standard bearing block, full ball recirculating, rectangular, end seal and inside seal, carbon steel. For use with H25 series rails. | Stock | 77
H25RUUG0 | WON H25 series standard bearing block, full ball recirculating, rectangular, end seal, carbon steel. For use with H25 series rails. | Stock | 71
H2-CTRIO2 | DirectLOGIC DL205 pulse combo module, 250 kHz maximum switching frequency, 8 high-speed input point(s), sinking/sourcing, single-ended encoder input(s), 4 high-speed output point(s), sinking/sourcing, single-ended output(s). | Stock | 393 | 428
H2-DM1 | Do-more H2 CPU, 64k words ladder memory, (1) RS-232 (RJ12) and (1) USB B port(s), battery included. | Stock | 362 | 395
H2-DM1E | Do-more H2 CPU, 64k words ladder memory, (1) RS-232 (RJ12), (1) Ethernet (RJ45) and (1) USB B port(s), battery included. | Stock | 484 | 528
H2-DM1E-START | Do-more H2 starter kit with Ethernet. | Stock | 667 | 727
H2-DM-M | Do-more H2 user manual, free download only. For use with Do-more H2 series CPUs, bases, discrete I/O, analog I/O and intelligent modules. | Stock | 0
H2-EBC100 | DirectLOGIC DL205 Ethernet base controller, (1) Ethernet 10/100Base-T (RJ45) port(s), Do-more Ethernet remote I/O, Modbus TCP/IP, TCP/IP, UDP/IP and IPX, up to 100 Mbps. | Stock | 410 | 447
H2-ECOM100 | DirectLOGIC DL205 communication module, Modbus TCP, 1 port, (1) Ethernet 10/100Base-T (RJ45) port(s). For use with D2-240, D2-250(-1), D2-260, D2-262 and Do-more H2 series CPU-based PLCs. | Stock | 373 | 407
H2-ERM100 | DirectLOGIC DL205 remote I/O module, 1 port, (1) Ethernet 10/100Base-T port(s). For use with D2-240, D2-250, D2-250-1, D2-260, D2-262 or Do-more H2 series CPUs. | Stock | 244 | 266
H2-SERIO | DirectLOGIC DL205 communication module, Do-more protocol, Modbus RTU and ASCII, 3 ports, buffered, (3) RS-232 (RJ12) port(s). For use with Do-more H2 series PLCs or an H2-EBC100-based system connected to a PC. | Stock | 222 | 242
H2-SERIO-4 | DirectLOGIC DL205 communication module, Do-more protocol, Modbus RTU and ASCII, 3 ports, buffered, (2) RS-232 (RJ12) and (1) RS-422/RS-485 port(s). For use with Do-more H2 series PLCs or an H2-EBC100-based system connected to a PC. | Stock | 222 | 242
H30-1000L | WON H30 series standard rail, carbon steel, 26 x 28 x 1000mm. For use with H30 series bearings. | Stock | 185
H30-360L | WON H30 series standard rail, carbon steel, 26 x 28 x 360mm. For use with H30 series bearings. | Stock | 67
H30-520L | WON H30 series standard rail, carbon steel, 26 x 28 x 520mm. For use with H30 series bearings. | Stock | 96
H30-760L | WON H30 series standard rail, carbon steel, 26 x 28 x 760mm. For use with H30 series bearings. | Stock | 140
H30FSSG0 | WON H30 series standard bearing block, full ball recirculating, flanged, end seal and inside seal, carbon steel. For use with H30 series rails. | Stock | 90
H30FUUG0 | WON H30 series standard bearing block, full ball recirculating, flanged, end seal, carbon steel. For use with H30 series rails. | Stock | 84
H30RSSG0 | WON H30 series standard bearing block, full ball recirculating, rectangular, end seal and inside seal, carbon steel. For use with H30 series rails. | Stock | 87
H30RUUG0 | WON H30 series standard bearing block, full ball recirculating, rectangular, end seal, carbon steel. For use with H30 series rails. | Stock | 81
H32M005MD-M | NITRA pneumatic air cylinder, compact extruded, 32mm bore, 5mm stroke, double acting, magnetic piston, tapped end caps mount. | Stock | 48.5 | 50
H32M010MD-M | NITRA pneumatic air cylinder, compact extruded, 32mm bore, 10mm stroke, double acting, magnetic piston, tapped end caps mount. | Stock | 49.5 | 51
H32M015MD-M | NITRA pneumatic air cylinder, compact extruded, 32mm bore, 15mm stroke, double acting, magnetic piston, tapped end caps mount. | Stock | 49.5 | 51
H32M020MD-M | NITRA pneumatic air cylinder, compact extruded, 32mm bore, 20mm stroke, double acting, magnetic piston, tapped end caps mount. | Stock | 51 | 53
H32M025MD-M | NITRA pneumatic air cylinder, compact extruded, 32mm bore, 25mm stroke, double acting, magnetic piston, tapped end caps mount. | Stock | 52 | 54
H32M030MD-M | NITRA pneumatic air cylinder, compact extruded, 32mm bore, 30mm stroke, double acting, magnetic piston, tapped end caps mount. | Stock | 53 | 55
H32M040MD-M | NITRA pneumatic air cylinder, compact extruded, 32mm bore, 40mm stroke, double acting, magnetic piston, tapped end caps mount. | Stock | 55 | 57
H32M050MD-M | NITRA pneumatic air cylinder, compact extruded, 32mm bore, 50mm stroke, double acting, magnetic piston, tapped end caps mount. | Stock | 56 | 58
H32M075MD-M | NITRA pneumatic air cylinder, compact extruded, 32mm bore, 75mm stroke, double acting, magnetic piston, tapped end caps mount. | Stock | 60 | 62
H32M100MD-M | NITRA pneumatic air cylinder, compact extruded, 32mm bore, 100mm stroke, double acting, magnetic piston, tapped end caps mount. | Stock | 66 | 69
H35-1000L | WON H35 series standard rail, carbon steel, 29 x 34 x 1000mm. For use with H35 series bearings. | Stock | 250
H35-360L | WON H35 series standard rail, carbon steel, 29 x 34 x 360mm. For use with H35 series bearings. | Stock | 90
H35-520L | WON H35 series standard rail, carbon steel, 29 x 34 x 520mm. For use with H35 series bearings. | Stock | 130
H35-760L | WON H35 series standard rail, carbon steel, 29 x 34 x 760mm. For use with H35 series bearings. | Stock | 190
H35FSSG0 | WON H35 series standard bearing block, full ball recirculating, flanged, end seal and inside seal, carbon steel. For use with H35 series rails. | Stock | 128
H35FUUG0 | WON H35 series standard bearing block, full ball recirculating, flanged, end seal, carbon steel. For use with H35 series rails. | Stock | 122
H35RSSG0 | WON H35 series standard bearing block, full ball recirculating, rectangular, end seal and inside seal, carbon steel. For use with H35 series rails. | Stock | 123
H35RUUG0 | WON H35 series standard bearing block, full ball recirculating, rectangular, end seal, carbon steel. For use with H35 series rails. | Stock | 119
H40M005MD-M | NITRA pneumatic air cylinder, compact extruded, 40mm bore, 5mm stroke, double acting, magnetic piston, tapped end caps mount. | Stock | 55 | 57
H40M010MD-M | NITRA pneumatic air cylinder, compact extruded, 40mm bore, 10mm stroke, double acting, magnetic piston, tapped end caps mount. | Stock | 56 | 58
H40M015MD-M | NITRA pneumatic air cylinder, compact extruded, 40mm bore, 15mm stroke, double acting, magnetic piston, tapped end caps mount. | Stock | 57 | 59
H40M020MD-M | NITRA pneumatic air cylinder, compact extruded, 40mm bore, 20mm stroke, double acting, magnetic piston, tapped end caps mount. | Stock | 58 | 60
H40M025MD-M | NITRA pneumatic air cylinder, compact extruded, 40mm bore, 25mm stroke, double acting, magnetic piston, tapped end caps mount. | Stock | 59 | 61
H40M030MD-M | NITRA pneumatic air cylinder, compact extruded, 40mm bore, 30mm stroke, double acting, magnetic piston, tapped end caps mount. | Stock | 60 | 62
H40M040MD-M | NITRA pneumatic air cylinder, compact extruded, 40mm bore, 40mm stroke, double acting, magnetic piston, tapped end caps mount. | Stock | 61 | 63
H40M050MD-M | NITRA pneumatic air cylinder, compact extruded, 40mm bore, 50mm stroke, double acting, magnetic piston, tapped end caps mount. | Stock | 63 | 66
H40M075MD-M | NITRA pneumatic air cylinder, compact extruded, 40mm bore, 75mm stroke, double acting, magnetic piston, tapped end caps mount. | Stock | 68 | 71
H40M100MD-M | NITRA pneumatic air cylinder, compact extruded, 40mm bore, 100mm stroke, double acting, magnetic piston, tapped end caps mount. | Stock | 71 | 74
H4-CTRIO | DirectLOGIC DL405 pulse combo module, 100 kHz maximum switching frequency, 8 high-speed input point(s), sinking/sourcing, single-ended encoder input(s), 4 high-speed output point(s), sinking/sourcing, single-ended output(s). | Stock | 457 | 498
H4-EBC | DirectLOGIC DL405 Ethernet base controller, (1) Ethernet 10/100Base-T (RJ45) port(s), TCP/IP and IPX, up to 10 Mbps. | Stock | 725 | 790
H4-ECOM100 | DirectLOGIC DL405 communication module, Modbus TCP, 1 port, (1) Ethernet 10/100Base-T (RJ45) port(s). For use with all DL405 PLCs. | Stock | 612 | 667
H4-ERM100 | DirectLOGIC DL405 remote I/O module, 1 port, (1) Ethernet 10/100Base-T (RJ45) port(s). For use with all DL405 CPUs. | Stock | 324 | 353
H50M005MD-M | NITRA pneumatic air cylinder, compact extruded, 50mm bore, 5mm stroke, double acting, magnetic piston, tapped end caps mount. | Stock | 66 | 69
H50M010MD-M | NITRA pneumatic air cylinder, compact extruded, 50mm bore, 10mm stroke, double acting, magnetic piston, tapped end caps mount. | Stock | 67 | 70
H50M015MD-M | NITRA pneumatic air cylinder, compact extruded, 50mm bore, 15mm stroke, double acting, magnetic piston, tapped end caps mount. | Stock | 68 | 71
H50M020MD-M | NITRA pneumatic air cylinder, compact extruded, 50mm bore, 20mm stroke, double acting, magnetic piston, tapped end caps mount. | Stock | 69 | 72
H50M025MD-M | NITRA pneumatic air cylinder, compact extruded, 50mm bore, 25mm stroke, double acting, magnetic piston, tapped end caps mount. | Stock | 70 | 73
H50M030MD-M | NITRA pneumatic air cylinder, compact extruded, 50mm bore, 30mm stroke, double acting, magnetic piston, tapped end caps mount. | Stock | 71 | 74
H50M040MD-M | NITRA pneumatic air cylinder, compact extruded, 50mm bore, 40mm stroke, double acting, magnetic piston, tapped end caps mount. | Stock | 73 | 76
H50M050MD-M | NITRA pneumatic air cylinder, compact extruded, 50mm bore, 50mm stroke, double acting, magnetic piston, tapped end caps mount. | Stock | 76 | 79
H50M075MD-M | NITRA pneumatic air cylinder, compact extruded, 50mm bore, 75mm stroke, double acting, magnetic piston, tapped end caps mount. | Stock | 83 | 86
H50M100MD-M | NITRA pneumatic air cylinder, compact extruded, 50mm bore, 100mm stroke, double acting, magnetic piston, tapped end caps mount. | Stock | 89 | 93
H6064HCF-6P-P10 | Integra Premium series enclosure, NEMA 1/2/3/3R/3S/4/4X/6/6P/12/13, 6 x 6 x 4in (HxWxD), wall mount, polycarbonate, light gray, gloss finish, clear polycarbonate hinged screw cover. | Stock | 81 | 85
H6064HCFNL-P10 | Integra Premium series enclosure, NEMA 1/2/3/3R/3S/4/4X/12/13, 6 x 6 x 4in (HxWxD), wall mount, polycarbonate, light gray, gloss finish, clear polycarbonate single-door, glass-filled nylon quick-release latch, padlock hasp and staple. | Stock | 89 | 94
H6064HF-6P-P10 | Integra Premium series enclosure, NEMA 1/2/3/3R/3S/4/4X/6/6P/12/13, 6 x 6 x 4in (HxWxD), wall mount, polycarbonate, light gray, gloss finish, hinged screw cover. | Stock | 72 | 75
H6064HFNL-P10 | Integra Premium series enclosure, NEMA 1/2/3/3R/3S/4/4X/12/13, 6 x 6 x 4in (HxWxD), wall mount, polycarbonate, light gray, gloss finish, single-door, glass-filled nylon quick-release latch, padlock hasp and staple. | Stock | 80 | 85
H6064SCF-P10 | Integra Premium series enclosure, NEMA 1/2/3/3R/3S/4/4X/6/6P/12/13, 6 x 6 x 4in (HxWxD), wall mount, polycarbonate, light gray, gloss finish, clear polycarbonate screw cover. | Stock | 73 | 78
H6064SF-P10 | Integra Premium series enclosure, NEMA 1/2/3/3R/3S/4/4X/6/6P/12/13, 6 x 6 x 4in (HxWxD), wall mount, polycarbonate, light gray, gloss finish, screw cover. | Stock | 64 | 68
H63M005MD-M | NITRA pneumatic air cylinder, compact extruded, 63mm bore, 5mm stroke, double acting, magnetic piston, tapped end caps mount. | Stock | 76 | 79
H63M010MD-M | NITRA pneumatic air cylinder, compact extruded, 63mm bore, 10mm stroke, double acting, magnetic piston, tapped end caps mount. | Stock | 79 | 82
H63M015MD-M | NITRA pneumatic air cylinder, compact extruded, 63mm bore, 15mm stroke, double acting, magnetic piston, tapped end caps mount. | Stock | 81 | 84
H63M020MD-M | NITRA pneumatic air cylinder, compact extruded, 63mm bore, 20mm stroke, double acting, magnetic piston, tapped end caps mount. | Stock | 83 | 86
H63M025MD-M | NITRA pneumatic air cylinder, compact extruded, 63mm bore, 25mm stroke, double acting, magnetic piston, tapped end caps mount. | Stock | 86 | 89
H63M030MD-M | NITRA pneumatic air cylinder, compact extruded, 63mm bore, 30mm stroke, double acting, magnetic piston, tapped end caps mount. | Stock | 88 | 92
H63M040MD-M | NITRA pneumatic air cylinder, compact extruded, 63mm bore, 40mm stroke, double acting, magnetic piston, tapped end caps mount. | Stock | 90 | 94
H63M050MD-M | NITRA pneumatic air cylinder, compact extruded, 63mm bore, 50mm stroke, double acting, magnetic piston, tapped end caps mount. | Stock | 92 | 96
H63M075MD-M | NITRA pneumatic air cylinder, compact extruded, 63mm bore, 75mm stroke, double acting, magnetic piston, tapped end caps mount. | Stock | 95 | 99
H63M100MD-M | NITRA pneumatic air cylinder, compact extruded, 63mm bore, 100mm stroke, double acting, magnetic piston, tapped end caps mount. | Stock | 100 | 104
H750-2C-120A | AutomationDirect octal control relay, socket mount, hermetically sealed, 120 VAC coil voltage, DPDT, 12A contact rating, 8-pin, hazardous location certified. Purchase 750-2C-SKT mounting socket separately. | Stock | 51 | 53
H750-2C-12A | AutomationDirect octal control relay, socket mount, hermetically sealed, 12 VAC coil voltage, DPDT, 12A contact rating, 8-pin, hazardous location certified. Purchase 750-2C-SKT mounting socket separately. | Stock | 51 | 53
H750-2C-12D | AutomationDirect octal control relay, socket mount, hermetically sealed, 12 VDC coil voltage, DPDT, 12A contact rating, 8-pin, hazardous location certified. Purchase 750-2C-SKT mounting socket separately. | Stock | 48.5 | 50
H750-2C-240A | AutomationDirect octal control relay, socket mount, hermetically sealed, 240 VAC coil voltage, DPDT, 12A contact rating, 8-pin, hazardous location certified. Purchase 750-2C-SKT mounting socket separately. | Stock | 59 | 61
H750-2C-24A | AutomationDirect octal control relay, socket mount, hermetically sealed, 24 VAC coil voltage, DPDT, 12A contact rating, 8-pin, hazardous location certified. Purchase 750-2C-SKT mounting socket separately. | Stock | 51 | 53
H750-2C-24D | AutomationDirect octal control relay, socket mount, hermetically sealed, 24 VDC coil voltage, DPDT, 12A contact rating, 8-pin, hazardous location certified. Purchase 750-2C-SKT mounting socket separately. | Stock | 48.5 | 50
H750-3C-120A | AutomationDirect octal control relay, socket mount, hermetically sealed, 120 VAC coil voltage, 3PDT, 12A contact rating, 11-pin, hazardous location certified. Purchase 750-3C-SKT mounting socket separately. | Stock | 55 | 57
H750-3C-12A | AutomationDirect octal control relay, socket mount, hermetically sealed, 12 VAC coil voltage, 3PDT, 12A contact rating, 11-pin, hazardous location certified. Purchase 750-3C-SKT mounting socket separately. | Stock | 55 | 57
H750-3C-12D | AutomationDirect octal control relay, socket mount, hermetically sealed, 12 VDC coil voltage, 3PDT, 12A contact rating, 11-pin, hazardous location certified. Purchase 750-3C-SKT mounting socket separately. | Stock | 55 | 57
H750-3C-240A | AutomationDirect octal control relay, socket mount, hermetically sealed, 240 VAC coil voltage, 3PDT, 12A contact rating, 11-pin, LED indicator(s), hazardous location certified. Purchase 750-3C-SKT mounting socket separately. | Stock | 55 | 57
H750-3C-24A | AutomationDirect octal control relay, socket mount, hermetically sealed, 24 VAC coil voltage, 3PDT, 12A contact rating, 11-pin, hazardous location certified. Purchase 750-3C-SKT mounting socket separately. | Stock | 52 | 54
H750-3C-24D | AutomationDirect octal control relay, socket mount, hermetically sealed, 24 VDC coil voltage, 3PDT, 12A contact rating, 11-pin, hazardous location certified. Purchase 750-3C-SKT mounting socket separately. | Stock | 52 | 54
H782-4C3-120A | AutomationDirect ice cube control relay, socket mount, hermetically sealed, 120 VAC coil voltage, 4PDT, 3A contact rating, 14-pin, LED indicator(s), hazardous location certified. Purchase 782-4C-SKT mounting socket separately. | Stock | 44 | 46
H782-4C3-12A | AutomationDirect ice cube control relay, socket mount, hermetically sealed, 12 VAC coil voltage, 4PDT, 3A contact rating, 14-pin, LED indicator(s), hazardous location certified. Purchase 782-4C-SKT mounting socket separately. | Stock | 38 | 39.5
H782-4C3-12D | AutomationDirect ice cube control relay, socket mount, hermetically sealed, 12 VDC coil voltage, 4PDT, 3A contact rating, 14-pin, LED indicator(s), hazardous location certified. Purchase 782-4C-SKT mounting socket separately. | Stock | 38 | 39.5
H782-4C3-240A | AutomationDirect ice cube control relay, socket mount, hermetically sealed, 240 VAC coil voltage, 4PDT, 3A contact rating, 14-pin, LED indicator(s), hazardous location certified. Purchase 782-4C-SKT mounting socket separately. | Stock | 44 | 46
H782-4C3-24A | AutomationDirect ice cube control relay, socket mount, hermetically sealed, 24 VAC coil voltage, 4PDT, 3A contact rating, 14-pin, LED indicator(s), hazardous location certified. Purchase 782-4C-SKT mounting socket separately. | Stock | 37.5 | 39
H782-4C3-24D | AutomationDirect ice cube control relay, socket mount, hermetically sealed, 24 VDC coil voltage, 4PDT, 3A contact rating, 14-pin, LED indicator(s), hazardous location certified. Purchase 782-4C-SKT mounting socket separately. | Stock | 38 | 39.5
H782-4C5-120A | AutomationDirect ice cube control relay, socket mount, hermetically sealed, 120 VAC coil voltage, 4PDT, 5A contact rating, 14-pin, LED indicator(s), hazardous location certified. Purchase 782-4C-SKT mounting socket separately. | Stock | 43 | 44.5
H782-4C5-12A | AutomationDirect ice cube control relay, socket mount, hermetically sealed, 12 VAC coil voltage, 4PDT, 5A contact rating, 14-pin, LED indicator(s), hazardous location certified. Purchase 782-4C-SKT mounting socket separately. | Stock | 42 | 43.5
H782-4C5-12D | AutomationDirect ice cube control relay, socket mount, hermetically sealed, 12 VDC coil voltage, 4PDT, 5A contact rating, 14-pin, LED indicator(s), hazardous location certified. Purchase 782-4C-SKT mounting socket separately. | Stock | 38.5 | 40
H782-4C5-240A | AutomationDirect ice cube control relay, socket mount, hermetically sealed, 240 VAC coil voltage, 4PDT, 5A contact rating, 14-pin, LED indicator(s), hazardous location certified. Purchase 782-4C-SKT mounting socket separately. | Stock | 46 | 48
H782-4C5-24A | AutomationDirect ice cube control relay, socket mount, hermetically sealed, 24 VAC coil voltage, 4PDT, 5A contact rating, 14-pin, LED indicator(s), hazardous location certified. Purchase 782-4C-SKT mounting socket separately. | Stock | 40.5 | 42
H782-4C5-24D | AutomationDirect ice cube control relay, socket mount, hermetically sealed, 24 VDC coil voltage, 4PDT, 5A contact rating, 14-pin, LED indicator(s), hazardous location certified. Purchase 782-4C-SKT mounting socket separately. | Stock | 38.5 | 40
H8064HCF-6P-P10 | Integra Premium series enclosure, NEMA 1/2/3/3R/3S/4/4X/6/6P/12/13, 8 x 6 x 4in (HxWxD), wall mount, polycarbonate, light gray, gloss finish, clear polycarbonate hinged screw cover. | Stock | 90 | 95
H8064HCFNL-P10 | Integra Premium series enclosure, NEMA 1/2/3/3R/3S/4/4X/12/13, 8 x 6 x 4in (HxWxD), wall mount, polycarbonate, light gray, gloss finish, clear polycarbonate single-door, glass-filled nylon quick-release latch, padlock hasp and staple. | Stock | 96 | 101
H8064HF-6P-P10 | Integra Premium series enclosure, NEMA 1/2/3/3R/3S/4/4X/6/6P/12/13, 8 x 6 x 4in (HxWxD), wall mount, polycarbonate, light gray, gloss finish, hinged screw cover. | Stock | 79 | 83
H8064HFNL-P10 | Integra Premium series enclosure, NEMA 1/2/3/3R/3S/4/4X/12/13, 8 x 6 x 4in (HxWxD), wall mount, polycarbonate, light gray, gloss finish, single-door, glass-filled nylon quick-release latch, padlock hasp and staple. | Stock | 86 | 90
H8064SCF-P10 | Integra Premium series enclosure, NEMA 1/2/3/3R/3S/4/4X/6/6P/12/13, 8 x 6 x 4in (HxWxD), wall mount, polycarbonate, light gray, gloss finish, clear polycarbonate screw cover. | Stock | 85 | 90
H8064SF-P10 | Integra Premium series enclosure, NEMA 1/2/3/3R/3S/4/4X/6/6P/12/13, 8 x 6 x 4in (HxWxD), wall mount, polycarbonate, light gray, gloss finish, screw cover. | Stock | 74 | 78
H8084HCF-6P-P10 | Integra Premium series enclosure, NEMA 1/2/3/3R/3S/4/4X/6/6P/12/13, 8 x 8 x 4in (HxWxD), wall mount, polycarbonate, light gray, gloss finish, clear polycarbonate hinged screw cover. | Stock | 101 | 106
H8084HCFNL-P10 | Integra Premium series enclosure, NEMA 1/2/3/3R/3S/4/4X/12/13, 8 x 8 x 4in (HxWxD), wall mount, polycarbonate, light gray, gloss finish, clear polycarbonate single-door, glass-filled nylon quick-release latch, padlock hasp and staple. | Stock | 105 | 110
H8084HF-6P-P10 | Integra Premium series enclosure, NEMA 1/2/3/3R/3S/4/4X/6/6P/12/13, 8 x 8 x 4in (HxWxD), wall mount, polycarbonate, light gray, gloss finish, hinged screw cover. | Stock | 89 | 93
H8084HFNL-P10 | Integra Premium series enclosure, NEMA 1/2/3/3R/3S/4/4X/12/13, 8 x 8 x 4in (HxWxD), wall mount, polycarbonate, light gray, gloss finish, single-door, glass-filled nylon quick-release latch, padlock hasp and staple. | Stock | 95 | 100
H8084SCF-P10 | Integra Premium series enclosure, NEMA 1/2/3/3R/3S/4/4X/6/6P/12/13, 8 x 8 x 4in (HxWxD), wall mount, polycarbonate, light gray, gloss finish, clear polycarbonate screw cover. | Stock | 97 | 102
H8084SF-P10 | Integra Premium series enclosure, NEMA 1/2/3/3R/3S/4/4X/6/6P/12/13, 8 x 8 x 4in (HxWxD), wall mount, polycarbonate, light gray, gloss finish, screw cover. | Stock | 85 | 90
H80M005MD-M | NITRA pneumatic air cylinder, compact extruded, 80mm bore, 5mm stroke, double acting, magnetic piston, tapped end caps mount. | Stock | 95 | 99
H80M010MD-M | NITRA pneumatic air cylinder, compact extruded, 80mm bore, 10mm stroke, double acting, magnetic piston, tapped end caps mount. | Stock | 97 | 101
H80M015MD-M | NITRA pneumatic air cylinder, compact extruded, 80mm bore, 15mm stroke, double acting, magnetic piston, tapped end caps mount. | Stock | 99 | 103
H80M020MD-M | NITRA pneumatic air cylinder, compact extruded, 80mm bore, 20mm stroke, double acting, magnetic piston, tapped end caps mount. | Stock | 101 | 105
H80M025MD-M | NITRA pneumatic air cylinder, compact extruded, 80mm bore, 25mm stroke, double acting, magnetic piston, tapped end caps mount. | Stock | 104 | 108
H80M030MD-M | NITRA pneumatic air cylinder, compact extruded, 80mm bore, 30mm stroke, double acting, magnetic piston, tapped end caps mount. | Stock | 106 | 110
H80M040MD-M | NITRA pneumatic air cylinder, compact extruded, 80mm bore, 40mm stroke, double acting, magnetic piston, tapped end caps mount. | Stock | 109 | 113
H80M050MD-M | NITRA pneumatic air cylinder, compact extruded, 80mm bore, 50mm stroke, double acting, magnetic piston, tapped end caps mount. | Stock | 111 | 115
H80M075MD-M | NITRA pneumatic air cylinder, compact extruded, 80mm bore, 75mm stroke, double acting, magnetic piston, tapped end caps mount. | Stock | 116 | 121
H80M100MD-M | NITRA pneumatic air cylinder, compact extruded, 80mm bore, 100mm stroke, double acting, magnetic piston, tapped end caps mount. | Stock | 122 | 127
HBG-01 | NITRA pneumatic blow gun, heavy duty palm type, safety tip, 1/4in female NPT. | Stock | 8.5 | 9.25
HBG-02 | NITRA pneumatic blow gun, pistol grip, 5in nozzle, plastic, 1/4in female NPT. | Stock | 6.5 | 7
HBG-04 | NITRA pneumatic blow gun, pistol grip, 6in nozzle, cast aluminum, 1/4in female NPT. | Stock | 10.5 | 11.5
HBKND2 | Southwire EDGEFORCE folding knife, hawkbill, 2.60in blade length, 7.24in overall length, metal body with comfort grip and pocket clip. | Stock | 27.5 | 28.5
HBP14-25CBL2 | NITRA pneumatic hose, ether-based polyurethane, polyester reinforced, clear blue, 1/4in inside diameter, 0.375in outside diameter, 1/4in male NPT nickel-plated brass swivel fittings, 25ft package. | Stock | 16 | 17.5
HBP14-50CBL2 | NITRA pneumatic hose, ether-based polyurethane, polyester reinforced, clear blue, 1/4in inside diameter, 0.375in outside diameter, 1/4in male NPT nickel-plated brass swivel fittings, 50ft package. | Stock | 26 | 28.5
HBP14C10CBL | NITRA pneumatic coiled hose, polyurethane, polyester reinforced, clear blue, 1/4in inside diameter, 0.375in outside diameter, 1/4in male NPT brass fittings (one end fixed, one end swivel), 8ft working length. | Stock | 29.5 | 32
HBP14C10CBL-QC | NITRA pneumatic coiled hose, polyurethane, polyester reinforced, clear blue, 1/4in inside diameter, 0.375in outside diameter, 1/4in chrome plated steel quick-disconnect fittings, 8ft working length. | Stock | 50 | 54
HBP14C15CBL | NITRA pneumatic coiled hose, polyurethane, polyester reinforced, clear blue, 1/4in inside diameter, 0.375in outside diameter, 1/4in male NPT brass fittings (one end fixed, one end swivel), 12ft working length. | Stock | 38.5 | 42
HBP14C15CBL-QC | NITRA pneumatic coiled hose, polyurethane, polyester reinforced, clear blue, 1/4in inside diameter, 0.375in outside diameter, 1/4in chrome plated steel quick-disconnect fittings, 12ft working length. | Stock | 58 | 63
HBP14C20CBL | NITRA pneumatic coiled hose, polyurethane, polyester reinforced, clear blue, 1/4in inside diameter, 0.375in outside diameter, 1/4in male NPT brass fittings (one end fixed, one end swivel), 16ft working length. | Stock | 46.5 | 51
HBP38-25CBL2 | NITRA pneumatic hose, ether-based polyurethane, polyester reinforced, clear blue, 3/8in inside diameter, 0.5625in outside diameter, 1/4in male NPT nickel-plated brass swivel fittings, 25ft package. | Stock | 26 | 28.5
HBP38-25CBL3 | NITRA pneumatic hose, ether-based polyurethane, polyester reinforced, clear blue, 3/8in inside diameter, 0.5625in outside diameter, 3/8in male NPT nickel-plated brass swivel fittings, 25ft package. | Stock | 29.5 | 32
HBP38-50CBL2 | NITRA pneumatic hose, ether-based polyurethane, polyester reinforced, clear blue, 3/8in inside diameter, 0.5625in outside diameter, 1/4in male NPT nickel-plated brass swivel fittings, 50ft package. | Stock | 45.5 | 49.5
HBP38-50CBL3 | NITRA pneumatic hose, ether-based polyurethane, polyester reinforced, clear blue, 3/8in inside diameter, 0.5625in outside diameter, 3/8in male NPT nickel-plated brass swivel fittings, 50ft package. | Stock | 49 | 53
HBP38C10CBL | NITRA pneumatic coiled hose, polyurethane, polyester reinforced, clear blue, 3/8in inside diameter, 0.5625in outside diameter, 3/8in male NPT brass fittings (one end fixed, one end swivel), 8ft working length. | Stock | 49.5 | 54
HBP38C10CBL-QC | NITRA pneumatic coiled hose, polyurethane, polyester reinforced, clear blue, 3/8in inside diameter, 0.5625in outside diameter, 3/8in chrome plated steel quick-disconnect fittings, 8ft working length. | Stock | 72 | 78
HBP38C15CBL | NITRA pneumatic coiled hose, polyurethane, polyester reinforced, clear blue, 3/8in inside diameter, 0.5625in outside diameter, 3/8in male NPT brass fittings (one end fixed, one end swivel), 12ft working length. | Stock | 61 | 66
HBP38C15CBL-QC | NITRA pneumatic coiled hose, polyurethane, polyester reinforced, clear blue, 3/8in inside diameter, 0.5625in outside diameter, 3/8in chrome plated steel quick-disconnect fittings, 12ft working length. | Stock | 85 | 93
HBR-37-010-A | IronHorse heavy-duty helical bevel gearbox, 10:1 ratio, 56C-Face input, hollow, 1.25in diameter output shaft, nominal 2hp at 2.17 SF, 1565 lb-in mechanical output torque, Type-37 frame, cast iron housing, vertical or horizontal mount. | Stock | 1182 | 1407
HBR-37-010-B | IronHorse heavy-duty helical bevel gearbox, 10:1 ratio, 143/5TC-Face input, hollow, 1.25in diameter output shaft, nominal 2hp at 2.17 SF, 1565 lb-in mechanical output torque, Type-37 frame, cast iron housing, vertical or horizontal mount. | Stock | 1182 | 1407
HBR-37-025-A | IronHorse heavy-duty helical bevel gearbox, 25:1 ratio, 56C-Face input, hollow, 1.25in diameter output shaft, nominal 2hp at 1.1 SF, 1659 lb-in mechanical output torque, Type-37 frame, cast iron housing, vertical or horizontal mount. | Stock | 1182 | 1407
HBR-37-025-B | IronHorse heavy-duty helical bevel gearbox, 25:1 ratio, 143/5TC-Face input, hollow, 1.25in diameter output shaft, nominal 2hp at 1.1 SF, 1659 lb-in mechanical output torque, Type-37 frame, cast iron housing, vertical or horizontal mount. | Stock | 1182 | 1407
HBR-37-040-A | IronHorse heavy-duty helical bevel gearbox, 40:1 ratio, 56C-Face input, hollow, 1.25in diameter output shaft, nominal 1hp at 1.43 SF, 1770 lb-in mechanical output torque, Type-37 frame, cast iron housing, vertical or horizontal mount. | Stock | 1182 | 1407
HBR-37-040-B | IronHorse heavy-duty helical bevel gearbox, 40:1 ratio, 143TC-Face input, hollow, 1.25in diameter output shaft, nominal 1hp at 1.43 SF, 1770 lb-in mechanical output torque, Type-37 frame, cast iron housing, vertical or horizontal mount. | Stock | 1182 | 1407
HBR-37-060-A | IronHorse heavy-duty helical bevel gearbox, 60:1 ratio, 56C-Face input, hollow, 1.25in diameter output shaft, Nominal 0.75hp at 1.47 SF, 1770 lb-in mechanical output torque, Type-37 frame, cast iron housing, vertical or horizontal mount. | Stock | 1182 | 1407
HBR-3777V | IronHorse breather plug, replacement. For use with size 37 through 77 HGR- and HBR-series gearboxes. | Stock | 4.5 | 5.25
HBR-37-DS | IronHorse gearbox double output shaft, 1in. For use with HBR-37 series gearboxes. (4) keys, (1) spacer and (1) retaining ring included. | Stock | 49.5 | 59
HBR-37-S | IronHorse gearbox single output shaft, 1in. For use with HBR-37 series gearboxes. (3) keys, (1) end plate, (1) lock washer and (1) bolt included. | Stock | 25.5 | 30.5
HBR-47-010-A | IronHorse heavy-duty helical bevel gearbox, 10:1 ratio, 56C-Face input, hollow, 1.375in diameter output shaft, nominal 2hp at 3.23 SF, 2097 lb-in mechanical output torque, Type-47 frame, cast iron housing, vertical or horizontal mount. | Stock | 1294 | 1540
HBR-47-010-B | IronHorse heavy-duty helical bevel gearbox, 10:1 ratio, 143/5TC-Face input, hollow, 1.375in diameter output shaft, nominal 2hp at 3.23 SF, 2097 lb-in mechanical output torque, Type-47 frame, cast iron housing, vertical or horizontal mount. | Stock | 1294 | 1540
HBR-47-010-C | IronHorse heavy-duty helical bevel gearbox, 10:1 ratio, 182/4TC-Face input, hollow, 1.375in diameter output shaft, nominal 5hp at 1.29 SF, 2097 lb-in mechanical output torque, Type-47 frame, cast iron housing, vertical or horizontal mount. | Stock | 1294 | 1540
HBR-47-020-B | IronHorse heavy-duty helical bevel gearbox, 20:1 ratio, 143/5TC-Face input, hollow, 1.375in diameter output shaft, nominal 2hp at 1.99 SF, 2675 lb-in mechanical output torque, Type-47 frame, cast iron housing, vertical or horizontal mount. | Stock | 1294 | 1540
HBR-47-020-C | IronHorse heavy-duty helical bevel gearbox, 20:1 ratio, 182TC-Face input, hollow, 1.375in diameter output shaft, nominal 3hp at 1.32 SF, 2675 lb-in mechanical output torque, Type-47 frame, cast iron housing, vertical or horizontal mount. | Stock | 1294 | 1540
HBR-47-040-A | IronHorse heavy-duty helical bevel gearbox, 40:1 ratio, 56C-Face input, hollow, 1.375in diameter output shaft, nominal 2hp at 1.25 SF, 3372 lb-in mechanical output torque, Type-47 frame, cast iron housing, vertical or horizontal mount. | Stock | 1294 | 1540
HBR-47-040-B | IronHorse heavy-duty helical bevel gearbox, 40:1 ratio, 143/5TC-Face input, hollow, 1.375in diameter output shaft, nominal 2hp at 1.25 SF, 3372 lb-in mechanical output torque, Type-47 frame, cast iron housing, vertical or horizontal mount. | Stock | 1294 | 1540
HBR-47-060-A | IronHorse heavy-duty helical bevel gearbox, 60:1 ratio, 56C-Face input, hollow, 1.375in diameter output shaft, nominal 1hp at 1.84 SF, 3540 lb-in mechanical output torque, Type-47 frame, cast iron housing, vertical or horizontal mount. | Stock | 1294 | 1540
HBR-47-060-B | IronHorse heavy-duty helical bevel gearbox, 60:1 ratio, 143TC-Face input, hollow, 1.375in diameter output shaft, nominal 1hp at 1.84 SF, 3540 lb-in mechanical output torque, Type-47 frame, cast iron housing, vertical or horizontal mount. | Stock | 1294 | 1540
HBR-47-085-A | IronHorse heavy-duty helical bevel gearbox, 85:1 ratio, 56C-Face input, hollow, 1.375in diameter output shaft, nominal 0.75hp at 1.89 SF, 3540 lb-in mechanical output torque, Type-47 frame, cast iron housing, vertical or horizontal mount. | Stock | 1294 | 1540
HBR-47-DS | IronHorse gearbox double output shaft, 1.25in. For use with HBR-47 series gearboxes. (4) keys, (1) spacer and (1) retaining ring included. | Stock | 73 | 87
HBR-47-S | IronHorse gearbox single output shaft, 1.25in. For use with HBR-47 series gearboxes. (3) keys, (1) end plate, (1) lock washer and (1) bolt included. | Stock | 36.5 | 43.5
HBR-67-010-B | IronHorse heavy-duty helical bevel gearbox, 10:1 ratio, 143/5TC-Face input, hollow, 1.5in diameter output shaft, nominal 2hp at 6.03 SF, 3800 lb-in mechanical output torque, Type-67 frame, cast iron housing, vertical or horizontal mount. | Stock | 1618 | 1925
HBR-67-010-C | IronHorse heavy-duty helical bevel gearbox, 10:1 ratio, 182/4TC-Face input, hollow, 1.5in diameter output shaft, nominal 5hp at 2.41 SF, 3800 lb-in mechanical output torque, Type-67 frame, cast iron housing, vertical or horizontal mount. | Stock | 1618 | 1925
HBR-67-020-B | IronHorse heavy-duty helical bevel gearbox, 20:1 ratio, 143/5TC-Face input, hollow, 1.5in diameter output shaft, nominal 2hp at 3.13 SF, 4530 lb-in mechanical output torque, Type-67 frame, cast iron housing, vertical or horizontal mount. | Stock | 1618 | 1925
HBR-67-020-C | IronHorse heavy-duty helical bevel gearbox, 20:1 ratio, 182/4TC-Face input, hollow, 1.5in diameter output shaft, nominal 5hp at 1.25 SF, 4530 lb-in mechanical output torque, Type-67 frame, cast iron housing, vertical or horizontal mount. | Stock | 1618 | 1925
HBR-67-040-A | IronHorse heavy-duty helical bevel gearbox, 40:1 ratio, 56C-Face input, hollow, 1.5in diameter output shaft, nominal 2hp at 2.31 SF, 5730 lb-in mechanical output torque, Type-67 frame, cast iron housing, vertical or horizontal mount. | Stock | 1618 | 1925
HBR-67-040-B | IronHorse heavy-duty helical bevel gearbox, 40:1 ratio, 143/5TC-Face input, hollow, 1.5in diameter output shaft, nominal 2hp at 2.31 SF, 5730 lb-in mechanical output torque, Type-67 frame, cast iron housing, vertical or horizontal mount. | Stock | 1618 | 1925
HBR-67-040-C | IronHorse heavy-duty helical bevel gearbox, 40:1 ratio, 182TC-Face input, hollow, 1.5in diameter output shaft, nominal 3hp at 1.54 SF, 5730 lb-in mechanical output torque, Type-67 frame, cast iron housing, vertical or horizontal mount. | Stock | 1618 | 1925
HBR-67-065-A | IronHorse heavy-duty helical bevel gearbox, 65:1 ratio, 56C-Face input, hollow, 1.5in diameter output shaft, nominal 2hp at 1.48 SF, 6260 lb-in mechanical output torque, Type-67 frame, cast iron housing, vertical or horizontal mount. | Stock | 1618 | 1925
HBR-67-065-B | IronHorse heavy-duty helical bevel gearbox, 65:1 ratio, 143/5TC-Face input, hollow, 1.5in diameter output shaft, nominal 2hp at 1.48 SF, 6260 lb-in mechanical output torque, Type-67 frame, cast iron housing, vertical or horizontal mount. | Stock | 1618 | 1925
HBR-67-085-A | IronHorse heavy-duty helical bevel gearbox, 85:1 ratio, 56C-Face input, hollow, 1.5in diameter output shaft, nominal 2hp at 1.23 SF, 6760 lb-in mechanical output torque, Type-67 frame, cast iron housing, vertical or horizontal mount. | Stock | 1618 | 1925
HBR-67-085-B | IronHorse heavy-duty helical bevel gearbox, 85:1 ratio, 143/5TC-Face input, hollow, 1.5in diameter output shaft, nominal 2hp at 1.23 SF, 6760 lb-in mechanical output torque, Type-67 frame, cast iron housing, vertical or horizontal mount. | Stock | 1618 | 1925
HBR-67-120-A | IronHorse heavy-duty helical bevel gearbox, 120:1 ratio, 56C-Face input, hollow, 1.5in diameter output shaft, nominal 1hp at 1.88 SF, 7260 lb-in mechanical output torque, Type-67 frame, cast iron housing, vertical or horizontal mount. | Stock | 1618 | 1925
HBR-67-120-B | IronHorse heavy-duty helical bevel gearbox, 120:1 ratio, 143TC-Face input, hollow, 1.5in diameter output shaft, nominal 1hp at 1.88 SF, 7260 lb-in mechanical output torque, Type-67 frame, cast iron housing, vertical or horizontal mount. | Stock | 1618 | 1925
HBR-67-DS | IronHorse gearbox double output shaft, 1.5in. For use with HBR-67 series gearboxes. (4) keys, (1) spacer and (1) retaining ring included. | Stock | 156 | 186
HBR-67-S | IronHorse gearbox single output shaft, 1.5in. For use with HBR-67 series gearboxes. (3) keys, (1) end plate, (1) lock washer and (1) bolt included. | Stock | 77 | 92
HBR-77-010-C | IronHorse heavy-duty helical bevel gearbox, 10:1 ratio, 182/4TC-Face input, hollow, 2in diameter output shaft, nominal 5hp at 4.8 SF, 7800 lb-in mechanical output torque, Type-77 frame, cast iron housing, vertical or horizontal mount. | Stock | 2459 | 2926
HBR-77-010-D | IronHorse heavy-duty helical bevel gearbox, 10:1 ratio, 213/5TC-Face input, hollow, 2in diameter output shaft, nominal 10hp at 2.4 SF, 7800 lb-in mechanical output torque, Type-77 frame, cast iron housing, vertical or horizontal mount. | Stock | 2459 | 2926
HBR-77-020-C | IronHorse heavy-duty helical bevel gearbox, 20:1 ratio, 182/4TC-Face input, hollow, 2in diameter output shaft, nominal 5hp at 2.96 SF, 9765 lb-in mechanical output torque, Type-77 frame, cast iron housing, vertical or horizontal mount. | Stock | 2459 | 2926
HBR-77-020-D | IronHorse heavy-duty helical bevel gearbox, 20:1 ratio, 213/5TC-Face input, hollow, 2in diameter output shaft, nominal 10hp at 1.48 SF, 9765 lb-in mechanical output torque, Type-77 frame, cast iron housing, vertical or horizontal mount. | Stock | 2459 | 2926
HBR-77-040-C | IronHorse heavy-duty helical bevel gearbox, 40:1 ratio, 182/4TC-Face input, hollow, 2in diameter output shaft, nominal 5hp at 1.84 SF, 11955 lb-in mechanical output torque, Type-77 frame, cast iron housing, vertical or horizontal mount. | Stock | 2459 | 2926
HBR-77-040-D | IronHorse heavy-duty helical bevel gearbox, 40:1 ratio, 213TC-Face input, hollow, 2in diameter output shaft, nominal 7.5hp at 1.23 SF, 11955 lb-in mechanical output torque, Type-77 frame, cast iron housing, vertical or horizontal mount. | Stock | 2459 | 2926
HBR-77-060-C | IronHorse heavy-duty helical bevel gearbox, 60:1 ratio, 182/4TC-Face input, hollow, 2in diameter output shaft, nominal 3hp at 2.39 SF, 13325 lb-in mechanical output torque, Type-77 frame, cast iron housing, vertical or horizontal mount. | Stock | 2459 | 2926
HBR-77-080-B | IronHorse heavy-duty helical bevel gearbox, 80:1 ratio, 143/5TC-Face input, hollow, 2in diameter output shaft, nominal 2hp at 2.69 SF, 13710 lb-in mechanical output torque, Type-77 frame, cast iron housing, vertical or horizontal mount. | Stock | 2459 | 2926
HBR-77-080-C | IronHorse heavy-duty helical bevel gearbox, 80:1 ratio, 182TC-Face input, hollow, 2in diameter output shaft, nominal 3hp at 1.79 SF, 13710 lb-in mechanical output torque, Type-77 frame, cast iron housing, vertical or horizontal mount. | Stock | 2459 | 2926
HBR-77-120-B | IronHorse heavy-duty helical bevel gearbox, 120:1 ratio, 143TC-Face input, hollow, 2in diameter output shaft, nominal 1hp at 3.42 SF, 12480 lb-in mechanical output torque, Type-77 frame, cast iron housing, vertical or horizontal mount. | Stock | 2459 | 2926
HBR-77-DS | IronHorse gearbox double output shaft, 2in. For use with HBR-77 series gearboxes. (4) keys, (1) spacer and (1) retaining ring included. | Stock | 202 | 240
HBR-77-S | IronHorse gearbox single output shaft, 2in. For use with HBR-77 series gearboxes. (3) keys, (1) end plate, (1) lock washer and (1) bolt included. | Stock | 101 | 120
HBR-87-020-D | IronHorse heavy-duty helical bevel gearbox, 20:1 ratio, 213/5TC-Face input, hollow, 2.375in diameter output shaft, nominal 10hp at 2.59 SF, 17650 lb-in mechanical output torque, Type-87 frame, cast iron housing, vertical or horizontal mount. | Stock | 3829 | 4557
HBR-87-020-E | IronHorse heavy-duty helical bevel gearbox, 20:1 ratio, 254/6TC-Face input, hollow, 2.375in diameter output shaft, nominal 20hp at 1.29 SF, 17650 lb-in mechanical output torque, Type-87 frame, cast iron housing, vertical or horizontal mount. | Stock | 3829 | 4557
HBR-87-040-C | IronHorse heavy-duty helical bevel gearbox, 40:1 ratio, 182/4TC-Face input, hollow, 2.375in diameter output shaft, nominal 5hp at 2.95 SF, 20870 lb-in mechanical output torque, Type-87 frame, cast iron housing, vertical or horizontal mount. | Stock | 3829 | 4557
HBR-87-040-D | IronHorse heavy-duty helical bevel gearbox, 40:1 ratio, 213/5TC-Face input, hollow, 2.375in diameter output shaft, nominal 10hp at 1.48 SF, 20870 lb-in mechanical output torque, Type-87 frame, cast iron housing, vertical or horizontal mount. | Stock | 3829 | 4557
HBR-87-060-C | IronHorse heavy-duty helical bevel gearbox, 60:1 ratio, 182/4TC-Face input, hollow, 2.375in diameter output shaft, nominal 5hp at 2.22 SF, 22270 lb-in mechanical output torque, Type-87 frame, cast iron housing, vertical or horizontal mount. | Stock | 3829 | 4557
HBR-87-060-D | IronHorse heavy-duty helical bevel gearbox, 60:1 ratio, 213/5TC-Face input, hollow, 2.375in diameter output shaft, nominal 10hp at 1.11 SF, 22270 lb-in mechanical output torque, Type-87 frame, cast iron housing, vertical or horizontal mount. | Stock | 3829 | 4557
HBR-87-080-C | IronHorse heavy-duty helical bevel gearbox, 80:1 ratio, 182/4TC-Face input, hollow, 2.375in diameter output shaft, nominal 5hp at 1.74 SF, 23570 lb-in mechanical output torque, Type-87 frame, cast iron housing, vertical or horizontal mount. | Stock | 3829 | 4557
HBR-87-120-C | IronHorse heavy-duty helical bevel gearbox, 120:1 ratio, 182TC-Face input, hollow, 2.375in diameter output shaft, nominal 3hp at 2.08 SF, 23900 lb-in mechanical output torque, Type-87 frame, cast iron housing, vertical or horizontal mount. | Stock | 3829 | 4557
HBR-8797V | IronHorse breather plug, replacement. For use with size 87 and larger HGR- and HBR-series gearboxes. | Stock | 6.75 | 8
HBR-87-DS | IronHorse gearbox double output shaft, 2.375in. For use with HBR-87 series gearboxes. (4) keys, (1) spacer and (1) retaining ring included. | Stock | 309 | 368
HBR-87-S | IronHorse gearbox single output shaft, 2.375in. For use with HBR-87 series gearboxes. (3) keys, (1) end plate, (1) lock washer and (1) bolt included. | Stock | 154 | 183
HBV1-100CBL | HydroMode potable water hose, polyester-reinforced PVC, clear blue, 1in inside diameter, 1.3in outside diameter, NSF/ANSI 61, 100ft package. | Stock | 141 | 154
HBV1-200CBL | HydroMode potable water hose, polyester-reinforced PVC, clear blue, 1in inside diameter, 1.3in outside diameter, NSF/ANSI 61, 200ft reel. | Stock | 283 | 308
HBV12-100CBL | HydroMode potable water hose, polyester-reinforced PVC, clear blue, 1/2in inside diameter, 3/4in outside diameter, NSF/ANSI 61, 100ft package. | Stock | 62 | 68
HBV12-300CBL | HydroMode potable water hose, polyester-reinforced PVC, clear blue, 1/2in inside diameter, 3/4in outside diameter, NSF/ANSI 61, 300ft reel. | Stock | 189 | 206
HBV14-100CBL | HydroMode potable water hose, polyester-reinforced PVC, clear blue, 1/4in inside diameter, 0.438in outside diameter, NSF/ANSI 61, 100ft package. | Stock | 27 | 29.5
HBV14-300CBL | HydroMode potable water hose, polyester-reinforced PVC, clear blue, 1/4in inside diameter, 0.438in outside diameter, NSF/ANSI 61, 300ft reel. | Stock | 83 | 90
HBV316-100CBL | HydroMode potable water hose, polyester-reinforced PVC, clear blue, 3/16in inside diameter, 3/8in outside diameter, NSF/ANSI 61, 100ft package. | Stock | 22.5 | 24.5
HBV316-300CBL | HydroMode potable water hose, polyester-reinforced PVC, clear blue, 3/16in inside diameter, 3/8in outside diameter, NSF/ANSI 61, 300ft reel. | Stock | 69 | 75
HBV34-100CBL | HydroMode potable water hose, polyester-reinforced PVC, clear blue, 3/4in inside diameter, 1.03in outside diameter, NSF/ANSI 61, 100ft package. | Stock | 98 | 107
HBV34-300CBL | HydroMode potable water hose, polyester-reinforced PVC, clear blue, 3/4in inside diameter, 1.03in outside diameter, NSF/ANSI 61, 300ft reel. | Stock | 296 | 323
HBV38-100CBL | HydroMode potable water hose, polyester-reinforced PVC, clear blue, 3/8in inside diameter, 0.594in outside diameter, NSF/ANSI 61, 100ft package. | Stock | 43.5 | 47.5
HBV38-300CBL | HydroMode potable water hose, polyester-reinforced PVC, clear blue, 3/8in inside diameter, 0.594in outside diameter, NSF/ANSI 61, 300ft reel. | Stock | 128 | 140
HBV516-100CBL | HydroMode potable water hose, polyester-reinforced PVC, clear blue, 5/16in (8mm) inside diameter, 0.531in outside diameter, NSF/ANSI 61, 100ft package. | Stock | 36 | 39
HBV516-300CBL | HydroMode potable water hose, polyester-reinforced PVC, clear blue, 5/16in (8mm) inside diameter, 0.531in outside diameter, NSF/ANSI 61, 300ft reel. | Stock | 106 | 116
HBV58-100CBL | HydroMode potable water hose, polyester-reinforced PVC, clear blue, 5/8in inside diameter, 0.891in outside diameter, NSF/ANSI 61, 100ft package. | Stock | 76 | 83
HBV58-300CBL | HydroMode potable water hose, polyester-reinforced PVC, clear blue, 5/8in inside diameter, 0.891in outside diameter, NSF/ANSI 61, 300ft reel. | Stock | 225 | 245
HC-1-193001 | IDEM safety switch, solid shaft hinge interlock, slow action, (2) N.C. safety output(s), plastic body, 316 stainless steel head, 10mm diameter x 80mm length shaft, (1) M16 cable entry. | Stock | 36 | 38.5
HC-1-193002 | IDEM safety switch, solid shaft hinge interlock, slow action, (2) N.C. safety output(s), plastic body, 316 stainless steel head, 10mm diameter x 80mm length shaft, (1) 4-pin M12 quick-disconnect. | Stock | 72 | 65
HC-1-193003 | IDEM safety switch, solid shaft hinge interlock, slow action, (2) N.C. safety output(s), plastic body, 316 stainless steel head, 10mm diameter x 50mm length shaft, (1) M16 cable entry. | Stock | 34.5 | 36.5
HC-1-193004 | IDEM safety switch, solid shaft hinge interlock, slow action, (2) N.C. safety output(s), plastic body, 316 stainless steel head, 10mm diameter x 50mm length shaft, (1) 4-pin M12 quick-disconnect. | Stock | 68 | 63
HC-1-193005 | IDEM safety switch, solid shaft hinge interlock, slow action, (2) N.C. safety output(s), plastic body, 316 stainless steel head, 8mm diameter x 60mm length shaft, (1) M16 cable entry. | Stock | 34.5 | 36.5
HC-1-193006 | IDEM safety switch, solid shaft hinge interlock, slow action, (2) N.C. safety output(s), plastic body, 316 stainless steel head, 8mm diameter x 60mm length shaft, (1) 4-pin M12 quick-disconnect. | Stock | 68 | 63
HC-1-193007 | IDEM safety switch, hollow shaft hinge interlock, slow action, (2) N.C. safety output(s), plastic body, 316 stainless steel head, 16mm diameter x 30mm length shaft, (1) M16 cable entry. | Stock | 38 | 40
HC-1-193008 | IDEM safety switch, hollow shaft hinge interlock, slow action, (2) N.C. safety output(s), plastic body, 316 stainless steel head, 16mm diameter x 30mm length shaft, (1) 4-pin M12 quick-disconnect. | Stock | 63 | 67
HC-12 | NITRA hose clamp, 2-ear, 0.638-0.787in diameter, plated steel. Package of 10. For use with HBV series 1/2in hose. | Stock | 5 | 5.5
HC-14 | NITRA hose clamp, 2-ear, 0.425-0.512in diameter, plated steel. Package of 10. For use with HBV series 1/4in hose. | Stock | 4.25 | 4.75
HC14-14F-A | NITRA pneumatic quick disconnect fitting, coupling, steel body, 1/4in industrial interchange plug to 1/4in female NPT. | Stock | 6 | 6.5
HC14-14F-B | NITRA pneumatic quick disconnect fitting, automatic coupling, chrome-plated steel body, 1/4in industrial interchange plug to 1/4in female NPT. | Stock | 11.5 | 12.5
HC14-14F-C | NITRA pneumatic quick disconnect fitting, automatic coupling, chrome-plated steel body, 1/4in universal to 1/4in female NPT. | Stock | 15 | 16.5
HC14-14M-A | NITRA pneumatic quick disconnect fitting, coupling, steel body, 1/4in industrial interchange plug to 1/4in male NPT. | Stock | 6 | 6.5
HC14-14M-B | NITRA pneumatic quick disconnect fitting, automatic coupling, chrome-plated steel body, 1/4in industrial interchange plug to 1/4in male NPT. | Stock | 11.5 | 12.5
HC14-14M-C | NITRA pneumatic quick disconnect fitting, automatic coupling, chrome-plated steel body, 1/4in universal to 1/4in male NPT. | Stock | 15 | 16.5
HC14-38F-A | NITRA pneumatic quick disconnect fitting, coupling, steel body, 1/4in industrial interchange plug to 3/8in female NPT. | Stock | 6.5 | 7
HC14-38F-B | NITRA pneumatic quick disconnect fitting, automatic coupling, chrome-plated steel body, 1/4in industrial interchange plug to 3/8in female NPT. | Stock | 11.5 | 12.5
HC14-38F-C | NITRA pneumatic quick disconnect fitting, automatic coupling, chrome-plated steel body, 1/4in universal to 3/8in female NPT. | Stock | 15 | 16.5
HC14-38M-A | NITRA pneumatic quick disconnect fitting, coupling, steel body, 1/4in industrial interchange plug to 3/8in male NPT. | Stock | 6.25 | 6.75
HC14-38M-B | NITRA pneumatic quick disconnect fitting, automatic coupling, chrome-plated steel body, 1/4in industrial interchange plug to 3/8in male NPT. | Stock | 11.5 | 12.5
HC14-38M-C | NITRA pneumatic quick disconnect fitting, automatic coupling, chrome-plated steel body, 1/4in universal to 3/8in male NPT. | Stock | 15 | 16.5
HC3096N-102-24 | Dold relay socket, 10-pin, 35mm DIN rail mount, LED indicator(s), diode protection. For use with OA5611 series relays. | Stock | 22 | 23
HC3096N-48-900-24 | Dold force guided relay, 35mm DIN rail mount, finger-safe, 24 VDC coil voltage, 4PST, (3) N.O., (1) N.C., 5A contact rating, 10-pin, LED indicator(s), diode protection. | Stock | 33 | 34.5
HC3096N-52-900-24 | Dold force guided relay, 35mm DIN rail mount, finger-safe, 24 VDC coil voltage, 4PST, (2) N.O., (2) N.C., 5A contact rating, 10-pin, LED indicator(s), diode protection. | Stock | 31 | 32
HC-316 | NITRA hose clamp, 2-ear, 0.318-0.433in diameter, plated steel. Package of 10. For use with HBV series 3/16in hose. | Stock | 4.25 | 4.75
HC-34 | NITRA hose clamp, 2-ear, 0.945-1.102in diameter, plated steel. Package of 10. For use with HBV series 3/4in hose. | Stock | 8.25 | 9
HC-38 | NITRA hose clamp, 2-ear, 0.551-0.669in diameter, plated steel. Package of 10. For use with HBV series 3/8in hose. | Stock | 4.75 | 5.25
HC38-12F-A | NITRA pneumatic quick disconnect fitting, coupling, steel body, 3/8in industrial interchange plug to 1/2in female NPT. | Stock | 9.5 | 10.5
HC38-12M-A | NITRA pneumatic quick disconnect fitting, coupling, steel body, 3/8in industrial interchange plug to 1/2in male NPT. | Stock | 11.5 | 12.5
HC38-12M-B | NITRA pneumatic quick disconnect fitting, automatic coupling, chrome-plated steel body, 3/8in industrial interchange plug to 1/2in male NPT. | Stock | 16 | 17.5
HC38-14F-A | NITRA pneumatic quick disconnect fitting, coupling, steel body, 3/8in industrial interchange plug to 1/4in female NPT. | Stock | 8.75 | 9.5
HC38-14F-B | NITRA pneumatic quick disconnect fitting, automatic coupling, chrome-plated steel body, 3/8in industrial interchange plug to 1/4in female NPT. | Stock | 12.5 | 13.5
HC38-14M-A | NITRA pneumatic quick disconnect fitting, coupling, steel body, 3/8in industrial interchange plug to 1/4in male NPT. | Stock | 8 | 8.75
HC38-14M-B | NITRA pneumatic quick disconnect fitting, automatic coupling, chrome-plated steel body, 3/8in industrial interchange plug to 1/4in male NPT. | Stock | 12.5 | 13.5
HC38-38F-A | NITRA pneumatic quick disconnect fitting, coupling, steel body, 3/8in industrial interchange plug to 3/8in female NPT. | Stock | 8.75 | 9.5
HC38-38F-B | NITRA pneumatic quick disconnect fitting, automatic coupling, chrome-plated steel body, 3/8in industrial interchange plug to 3/8in female NPT. | Stock | 12.5 | 13.5
HC38-38M-A | NITRA pneumatic quick disconnect fitting, coupling, steel body, 3/8in industrial interchange plug to 3/8in male NPT. | Stock | 9.25 | 10
HC38-38M-B | NITRA pneumatic quick disconnect fitting, automatic coupling, chrome-plated steel body, 3/8in industrial interchange plug to 3/8in male NPT. | Stock | 12.5 | 13.5
HC-516 | NITRA hose clamp, 2-ear, 0.492-0.591in diameter, plated steel. Package of 10. For use with HBV series 5/16in hose. | Stock | 4.5 | 5
HC-58 | NITRA hose clamp, 2-ear, 0.748-0.906in diameter, plated steel. Package of 10. For use with HBV series 5/8in hose. | Stock | 6.25 | 6.75
HCLR1 | Edison fuse, HCLR series, Class CC, current-limiting, fast-acting, 1A, 600 VAC, ferrule. Package of 10. Feeder/branch protection applications. | Stock | 99 | 103
HCLR10 | Edison fuse, HCLR series, Class CC, current-limiting, fast-acting, 10A, 600 VAC, ferrule. Package of 10. Feeder/branch protection applications. | Stock | 99 | 103
HCLR12 | Edison fuse, HCLR series, Class CC, current-limiting, fast-acting, 12A, 600 VAC, ferrule. Package of 10. Feeder/branch protection applications. | Stock | 101 | 105
HCLR15 | Edison fuse, HCLR series, Class CC, current-limiting, fast-acting, 15A, 600 VAC, ferrule. Package of 10. Feeder/branch protection applications. | Stock | 99 | 103
HCLR1-5 | Edison fuse, HCLR series, Class CC, current-limiting, fast-acting, 1.5A, 600 VAC, ferrule. Package of 10. Feeder/branch protection applications. Manufacturer part number: HCLR1.5. | Stock | 99 | 103
HCLR2 | Edison fuse, HCLR series, Class CC, current-limiting, fast-acting, 2A, 600 VAC, ferrule. Package of 10. Feeder/branch protection applications. | Stock | 99 | 103
HCLR20 | Edison fuse, HCLR series, Class CC, current-limiting, fast-acting, 20A, 600 VAC, ferrule. Package of 10. Feeder/branch protection applications. | Stock | 99 | 103
HCLR25 | Edison fuse, HCLR series, Class CC, current-limiting, fast-acting, 25A, 600 VAC, ferrule. Package of 10. Feeder/branch protection applications. | Stock | 105 | 109
HCLR2-5 | Edison fuse, HCLR series, Class CC, current-limiting, fast-acting, 2.5A, 600 VAC, ferrule. Package of 10. Feeder/branch protection applications. Manufacturer part number: HCLR2.5. | Stock | 126 | 131
HCLR3 | Edison fuse, HCLR series, Class CC, current-limiting, fast-acting, 3A, 600 VAC, ferrule. Package of 10. Feeder/branch protection applications. | Stock | 99 | 103
HCLR30 | Edison fuse, HCLR series, Class CC, current-limiting, fast-acting, 30A, 600 VAC, ferrule. Package of 10. Feeder/branch protection applications. | Stock | 99 | 103
HCLR3-5 | Edison fuse, HCLR series, Class CC, current-limiting, fast-acting, 3.5A, 600 VAC, ferrule. Package of 10. Feeder/branch protection applications. Manufacturer part number: HCLR3.5. | Stock | 132 | 137
HCLR4 | Edison fuse, HCLR series, Class CC, current-limiting, fast-acting, 4A, 600 VAC, ferrule. Package of 10. Feeder/branch protection applications. | Stock | 105 | 109
HCLR5 | Edison fuse, HCLR series, Class CC, current-limiting, fast-acting, 5A, 600 VAC, ferrule. Package of 10. Feeder/branch protection applications. | Stock | 99 | 103
HCLR-5 | Edison fuse, HCLR series, Class CC, current-limiting, fast-acting, 0.5A, 600 VAC, ferrule. Package of 10. Feeder/branch protection applications. Manufacturer part number: HCLR0.5. | Stock | 104 | 108
HCLR6 | Edison fuse, HCLR series, Class CC, current-limiting, fast-acting, 6A, 600 VAC, ferrule. Package of 10. Feeder/branch protection applications. | Stock | 103 | 107
HCLR7 | Edison fuse, HCLR series, Class CC, current-limiting, fast-acting, 7A, 600 VAC, ferrule. Package of 10. Feeder/branch protection applications. | Stock | 121 | 126
HCLR-75 | Edison fuse, HCLR series, Class CC, current-limiting, fast-acting, 0.75A, 600 VAC, ferrule. Package of 10. Feeder/branch protection applications. Manufacturer part number: HCLR0.75. | Stock | 114 | 119
HCLR8 | Edison fuse, HCLR series, Class CC, current-limiting, fast-acting, 8A, 600 VAC, ferrule. Package of 10. Feeder/branch protection applications. | Stock | 105 | 109
HCLR9 | Edison fuse, HCLR series, Class CC, current-limiting, fast-acting, 9A, 600 VAC, ferrule. Package of 10. Feeder/branch protection applications. | Stock | 132 | 137
HCM190BK | Hammond cable lacing strip, 19in, formed, carbon steel, black, powder coat finish. Package of 10. | Stock | 76 | 78
HCM190UBK1 | Hammond cable lacing strip, 19in, flat, 2.50in offset, 45 degrees offset angle, carbon steel, black, powder coat finish. Package of 1. | Stock | 26 | 26.5
HCM192BK | Hammond cable lacing strip, 19in, formed, 2.00in offset, 90 degrees offset angle, carbon steel, black, powder coat finish. Package of 10. | Stock | 107 | 110
HCM194BK | Hammond cable lacing strip, 19in, formed, 4.00in offset, 90 degrees offset angle, carbon steel, black, powder coat finish. Package of 10. | Stock | 114 | 117
HCM196BK | Hammond cable lacing strip, 19in, formed, 6.00in offset, 90 degrees offset angle, carbon steel, black, powder coat finish. Package of 10. | Stock | 121 | 124
HCM198BK | Hammond cable lacing strip, 19in, formed, 8.00in offset, 90 degrees offset angle, carbon steel, black, powder coat finish. Package of 10. | Stock | 127 | 130
HCM230UBK1 | Hammond cable lacing strip, 23in, flat, 2.50in offset, 45 degrees offset angle, carbon steel, black, powder coat finish. Package of 1. | Stock | 26 | 26.5
HCP14-14F-J | NITRA pneumatic quick disconnect fitting, coupling plug, steel body, 1/4in industrial interchange plug to 1/4in female NPT. | Stock | 1.25
HCP14-14F-K | NITRA pneumatic quick disconnect fitting, coupling plug, steel body, 1/4in ARO 210 plug to 1/4in female NPT. | Stock | 1.75 | 2
HCP14-14F-L | NITRA pneumatic quick disconnect fitting, coupling plug, steel body, 1/4in Truflate plug to 1/4in female NPT. | Stock | 1.5 | 1.75
HCP14-14F-M | NITRA pneumatic quick disconnect fitting, coupling plug, chrome-plated steel body, 1/4in industrial interchange plug to 1/4in female NPT. | Stock | 2.25 | 2.5
HCP14-14M-J | NITRA pneumatic quick disconnect fitting, coupling plug, steel body, 1/4in industrial interchange plug to 1/4in male NPT. | Stock | 1.25
HCP14-14M-K | NITRA pneumatic quick disconnect fitting, coupling plug, steel body, 1/4in ARO 210 plug to 1/4in male NPT. | Stock | 1.5 | 1.75
HCP14-14M-L | NITRA pneumatic quick disconnect fitting, coupling plug, steel body, 1/4in Truflate plug to 1/4in male NPT. | Stock | 1.25
HCP14-14M-M | NITRA pneumatic quick disconnect fitting, coupling plug, chrome-plated steel body, 1/4in industrial interchange plug to 1/4in male NPT. | Stock | 2.25 | 2.5
HCP14-38F-J | NITRA pneumatic quick disconnect fitting, coupling plug, steel body, 1/4in industrial interchange plug to 3/8in female NPT. | Stock | 2.25 | 2.5
HCP14-38F-M | NITRA pneumatic quick disconnect fitting, coupling plug, chrome-plated steel body, 1/4in industrial interchange plug to 3/8in female NPT. | Stock | 3.25 | 3.5
HCP14-38M-J | NITRA pneumatic quick disconnect fitting, coupling plug, steel body, 1/4in industrial interchange plug to 3/8in male NPT. | Stock | 2 | 2.25
HCP14-38M-L | NITRA pneumatic quick disconnect fitting, coupling plug, steel body, 1/4in Truflate plug to 3/8in male NPT. | Stock | 2.25 | 2.5
HCP14-38M-M | NITRA pneumatic quick disconnect fitting, coupling plug, chrome-plated steel body, 1/4in industrial interchange plug to 3/8in male NPT. | Stock | 2.25 | 2.5
HCP38-12F-M | NITRA pneumatic quick disconnect fitting, coupling plug, chrome-plated steel body, 3/8in industrial interchange plug to 1/2in female NPT. | Stock | 4.5 | 5
HCP38-12M-M | NITRA pneumatic quick disconnect fitting, coupling plug, chrome-plated steel body, 3/8in industrial interchange plug to 1/2in male NPT. | Stock | 4 | 4.25
HCP38-14F-J | NITRA pneumatic quick disconnect fitting, coupling plug, steel body, 3/8in industrial interchange plug to 1/4in female NPT. | Stock | 2 | 2.25
HCP38-14F-M | NITRA pneumatic quick disconnect fitting, coupling plug, chrome-plated steel body, 3/8in industrial interchange plug to 1/4in female NPT. | Stock | 2.75 | 3
HCP38-14M-J | NITRA pneumatic quick disconnect fitting, coupling plug, steel body, 3/8in industrial interchange plug to 1/4in male NPT. | Stock | 3 | 3.25
HCP38-14M-M | NITRA pneumatic quick disconnect fitting, coupling plug, chrome-plated steel body, 3/8in industrial interchange plug to 1/4in male NPT. | Stock | 2.75 | 3
HCP38-38F-J | NITRA pneumatic quick disconnect fitting, coupling plug, steel body, 3/8in industrial interchange plug to 3/8in female NPT. | Stock | 2.75 | 3
HCP38-38F-M | NITRA pneumatic quick disconnect fitting, coupling plug, chrome-plated steel body, 3/8in industrial interchange plug to 3/8in female NPT. | Stock | 3.25 | 3.5
HCP38-38M-J | NITRA pneumatic quick disconnect fitting, coupling plug, steel body, 3/8in industrial interchange plug to 3/8in male NPT. | Stock | 3.25 | 3.5
HCP38-38M-M | NITRA pneumatic quick disconnect fitting, coupling plug, chrome-plated steel body, 3/8in industrial interchange plug to 3/8in male NPT. | Stock | 2.75 | 3
HCSS-1 | NITRA hose clamp, interlocking ear, 1.236-1.362in diameter, 304 stainless steel. Package of 10. For use with HBV series 1in hose. | Stock | 7.25 | 8
HCSS-12 | NITRA hose clamp, interlocking ear, 0.654-0.780in diameter, 304 stainless steel. Package of 10. For use with HBV series 1/2in hose. | Stock | 6.25 | 6.75
HCSS-14 | NITRA hose clamp, interlocking ear, 0.398-0.465in diameter, 304 stainless steel. Package of 10. For use with HBV series 1/4in hose. | Stock | 4.75 | 5.25
HCSS-316 | NITRA hose clamp, interlocking ear, 0.346-0.413in diameter, 304 stainless steel. Package of 10. For use with HBV series 3/16in hose. | Stock | 4.75 | 5.25
HCSS-34 | NITRA hose clamp, interlocking ear, 0.941-1.067in diameter, 304 stainless steel. Package of 10. For use with HBV series 3/4in hose. | Stock | 7 | 7.75
HCSS-38 | NITRA hose clamp, interlocking ear, 0.520-0.618in diameter, 304 stainless steel. Package of 10. For use with HBV series 3/8in hose. | Stock | 5 | 5.5
HCSS-516 | NITRA hose clamp, interlocking ear, 0.472-0.571in diameter, 304 stainless steel. Package of 10. For use with HBV series 5/16in hose. | Stock | 5 | 5.5
HCSS-58 | NITRA hose clamp, interlocking ear, 0.823-0.949in diameter, 304 stainless steel. Package of 10. For use with HBV series 5/8in hose. | Stock | 6.5 | 7
HCT-AC | NITRA hose clamp crimping tool, compound action, side jaw. For use with NITRA hose clamps. | Stock | 63 | 69
HCT-ES | NITRA hose clamp crimping tool, single action, straight jaw. For use with NITRA hose clamps. | Stock | 34 | 37
HCTR1 | Edison fuse, HCTR series, Class CC, current-limiting, time-delay, 1A, 600 VAC, ferrule. Package of 10. Feeder/branch protection applications. | Stock | 116 | 121
HCTR10 | Edison fuse, HCTR series, Class CC, current-limiting, time-delay, 10A, 600 VAC, ferrule. Package of 10. Feeder/branch protection applications. | Stock | 126 | 131
HCTR1-25 | Edison fuse, HCTR series, Class CC, current-limiting, time-delay, 1.25A, 600 VAC, ferrule. Package of 10. Feeder/branch protection applications. Manufacturer part number: HCTR1.25. | Stock | 145 | 151
HCTR15 | Edison fuse, HCTR series, Class CC, current-limiting, time-delay, 15A, 600 VAC, ferrule. Package of 10. Feeder/branch protection applications. | Stock | 119 | 124
HCTR1-5 | Edison fuse, HCTR series, Class CC, current-limiting, time-delay, 1.5A, 600 VAC, ferrule. Package of 10. Feeder/branch protection applications. Manufacturer part number: HCTR1.5. | Stock | 117 | 122
HCTR2 | Edison fuse, HCTR series, Class CC, current-limiting, time-delay, 2A, 600 VAC, ferrule. Package of 10. Feeder/branch protection applications. | Stock | 117 | 122
HCTR20 | Edison fuse, HCTR series, Class CC, current-limiting, time-delay, 20A, 600 VAC, ferrule. Package of 10. Feeder/branch protection applications. | Stock | 124 | 129
HCTR25 | Edison fuse, HCTR series, Class CC, current-limiting, time-delay, 25A, 600 VAC, ferrule. Package of 10. Feeder/branch protection applications. | Stock | 124 | 129
HCTR-25 | Edison fuse, HCTR series, Class CC, current-limiting, time-delay, 0.25A, 600 VAC, ferrule. Package of 10. Feeder/branch protection applications. Manufacturer part number: HCTR0.25. | Stock | 130 | 135
HCTR2-5 | Edison fuse, HCTR series, Class CC, current-limiting, time-delay, 2.5A, 600 VAC, ferrule. Package of 10. Feeder/branch protection applications. Manufacturer part number: HCTR2.5. | Stock | 130 | 135
HCTR3 | Edison fuse, HCTR series, Class CC, current-limiting, time-delay, 3A, 600 VAC, ferrule. Package of 10. Feeder/branch protection applications. | Stock | 116 | 121
HCTR30 | Edison fuse, HCTR series, Class CC, current-limiting, time-delay, 30A, 600 VAC, ferrule. Package of 10. Feeder/branch protection applications. | Stock | 124 | 129
HCTR3-5 | Edison fuse, HCTR series, Class CC, current-limiting, time-delay, 3.5A, 600 VAC, ferrule. Package of 10. Feeder/branch protection applications. Manufacturer part number: HCTR3.5. | Stock | 145 | 151
HCTR4 | Edison fuse, HCTR series, Class CC, current-limiting, time-delay, 4A, 600 VAC, ferrule. Package of 10. Feeder/branch protection applications. | Stock | 126 | 131
HCTR5 | Edison fuse, HCTR series, Class CC, current-limiting, time-delay, 5A, 600 VAC, ferrule. Package of 10. Feeder/branch protection applications. | Stock | 117 | 122
HCTR-5 | Edison fuse, HCTR series, Class CC, current-limiting, time-delay, 0.5A, 600 VAC, ferrule. Package of 10. Feeder/branch protection applications. Manufacturer part number: HCTR0.5. | Stock | 116 | 121
HCTR6 | Edison fuse, HCTR series, Class CC, current-limiting, time-delay, 6A, 600 VAC, ferrule. Package of 10. Feeder/branch protection applications. | Stock | 130 | 135
HCTR-75 | Edison fuse, HCTR series, Class CC, current-limiting, time-delay, 0.75A, 600 VAC, ferrule. Package of 10. Feeder/branch protection applications. Manufacturer part number: HCTR0.75. | Stock | 145 | 151
HCTR7-5 | Edison fuse, HCTR series, Class CC, current-limiting, time-delay, 7.5A, 600 VAC, ferrule. Package of 10. Feeder/branch protection applications. Manufacturer part number: HCTR7.5. | Stock | 140 | 146
HCTR8 | Edison fuse, HCTR series, Class CC, current-limiting, time-delay, 8A, 600 VAC, ferrule. Package of 10. Feeder/branch protection applications. | Stock | 130 | 135
HCT-SC | NITRA hose clamp crimping tool, compound action, straight jaw. For use with NITRA hose clamps. | Stock | 59
HDR12UBK | Hammond 2-post desktop rack, 12U, 19in rack width, 195lb capacity, carbon steel, black, powder coat finish. | Stock | 77 | 79
HDR16UBK | Hammond 2-post desktop rack, 16U, 19in rack width, 195lb capacity, carbon steel, black, powder coat finish. | Stock | 90 | 92
HDR6UBK | Hammond 2-post desktop rack, 6U, 19in rack width, 195lb capacity, carbon steel, black, powder coat finish. | Stock | 67 | 69
HDR8UBK | Hammond 2-post desktop rack, 8U, 19in rack width, 195lb capacity, carbon steel, black, powder coat finish. | Stock | 70 | 72
HEE-00-3A | AutomationDirect photoelectric sensor, tubular, threaded, stainless steel housing, through-beam emitter, infrared light emission, 1m sensing distance, 10-30 VDC operating voltage, 2-wire, pigtail. | Stock | 35.5 | 37
HEE-00-3F | AutomationDirect photoelectric sensor, tubular, threaded, stainless steel housing, through-beam emitter, infrared light emission, 1m sensing distance, 10-30 VDC operating voltage, 2-wire, 3-pin M8 quick-disconnect. | Stock | 36.5 | 38
HER-AN-3A | AutomationDirect photoelectric sensor, tubular, threaded, stainless steel housing, through-beam receiver, 1m sensing distance, 10-30 VDC operating voltage, dark-on, NPN, 3-wire, pigtail. | Stock | 56 | 58
HER-AN-3F | AutomationDirect photoelectric sensor, tubular, threaded, stainless steel housing, through-beam receiver, 1m sensing distance, 10-30 VDC operating voltage, dark-on, NPN, 3-wire, 3-pin M8 quick-disconnect. | Stock | 54 | 56
HER-AP-3A | AutomationDirect photoelectric sensor, tubular, threaded, stainless steel housing, through-beam receiver, 1m sensing distance, 10-30 VDC operating voltage, dark-on, PNP, 3-wire, pigtail. | Stock | 51 | 53
HER-AP-3F | AutomationDirect photoelectric sensor, tubular, threaded, stainless steel housing, through-beam receiver, 1m sensing distance, 10-30 VDC operating voltage, dark-on, PNP, 3-wire, 3-pin M8 quick-disconnect. | Stock | 54 | 56
HER-CN-3A | AutomationDirect photoelectric sensor, tubular, threaded, stainless steel housing, through-beam receiver, 1m sensing distance, 10-30 VDC operating voltage, light-on, NPN, 3-wire, pigtail. | Stock | 56 | 58
HER-CN-3F | AutomationDirect photoelectric sensor, tubular, threaded, stainless steel housing, through-beam receiver, 1m sensing distance, 10-30 VDC operating voltage, light-on, NPN, 3-wire, 3-pin M8 quick-disconnect. | Stock | 56 | 58
HER-CP-3A | AutomationDirect photoelectric sensor, tubular, threaded, stainless steel housing, through-beam receiver, 1m sensing distance, 10-30 VDC operating voltage, light-on, PNP, 3-wire, pigtail. | Stock | 56 | 58
HER-CP-3F | AutomationDirect photoelectric sensor, tubular, threaded, stainless steel housing, through-beam receiver, 1m sensing distance, 10-30 VDC operating voltage, light-on, PNP, 3-wire, 3-pin M8 quick-disconnect. | Stock | 56 | 58
HFC-100M | NITRA cylinder rear clevis bracket, cast iron. For use with 100mm H-series cylinders. Mounting hardware and pivot pin included. | Stock | 28.5 | 29.5
HFC-12M | NITRA cylinder rear clevis bracket, aluminum. For use with 12mm H-series cylinders. Mounting hardware and pivot pin included. | Stock | 8.75 | 9
HFC-16M | NITRA cylinder rear clevis bracket, aluminum. For use with 16mm H-series cylinders. Mounting hardware and pivot pin included. | Stock | 9.25 | 9.5
HFC-20M | NITRA cylinder rear clevis bracket, aluminum. For use with 20mm H-series cylinders. Mounting hardware and pivot pin included. | Stock | 9.75 | 10
HFC-25M | NITRA cylinder rear clevis bracket, aluminum. For use with 25mm H-series cylinders. Mounting hardware and pivot pin included. | Stock | 12 | 12.5
HFC-32M | NITRA cylinder rear clevis bracket, cast iron. For use with 32mm H-series cylinders. Mounting hardware and pivot pin included. | Stock | 14 | 14.5
HFC-40M | NITRA cylinder rear clevis bracket, cast iron. For use with 40mm H-series cylinders. Mounting hardware and pivot pin included. | Stock | 14 | 14.5
HFC-50M | NITRA cylinder rear clevis bracket, cast iron. For use with 50mm H-series cylinders. Mounting hardware and pivot pin included. | Stock | 19.5 | 20.5
HFC-63M | NITRA cylinder rear clevis bracket, cast iron. For use with 63mm H-series cylinders. Mounting hardware and pivot pin included. | Stock | 19.5 | 20.5
HFC-80M | NITRA cylinder rear clevis bracket, cast iron. For use with 80mm H-series cylinders. Mounting hardware and pivot pin included. | Stock | 26.5 | 27.5
HFWADM102C | Wiegmann enclosure adjustable depth mounting kit, white, polyester powder finish. For use with N412 Ultimate series enclosures 10 or more inches deep. Includes (2) brackets, (2) mounting clips and mounting hardware. | from vendor up to 10 business days | 74 | 76
HFWADM104C | Wiegmann enclosure adjustable depth mounting kit, white, polyester powder finish. For use with N412 Ultimate series enclosures 10 or more inches deep. Includes (4) brackets, (4) mounting clips and mounting hardware. | from vendor up to 10 business days | 37 | 38
HFWADM122C | Wiegmann enclosure adjustable depth mounting kit, white, polyester powder finish. For use with N412 Ultimate series enclosures 12 or more inches deep. Includes (2) brackets, (2) mounting clips and mounting hardware. | from vendor up to 10 business days | 42 | 43
HFWADM124C | Wiegmann enclosure adjustable depth mounting kit, white, polyester powder finish. For use with N412 Ultimate series enclosures 12 or more inches deep. Includes (4) brackets, (4) mounting clips and mounting hardware. | from vendor up to 5 business days | 83 | 85
HFWADM64C | Wiegmann enclosure adjustable depth mounting kit, white, polyester powder finish. For use with N412 Ultimate series enclosures 6 or more inches deep. Includes (4) brackets, (4) mounting clips and mounting hardware. | from vendor up to 10 business days | 64 | 66
HFWADM82C | Wiegmann enclosure adjustable depth mounting kit, white, polyester powder finish. For use with N412 Ultimate series enclosures 8 or more inches deep. Includes (2) brackets, (2) mounting clips and mounting hardware. | from vendor up to 10 business days | 38.5 | 39
HFWADM84C | Wiegmann enclosure adjustable depth mounting kit, white, polyester powder finish. For use with N412 Ultimate series enclosures 8 or more inches deep. Includes (4) brackets, (4) mounting clips and mounting hardware. | from vendor up to 10 business days | 71 | 72
HFWCNP4C | Wiegmann enclosure panel conversion kit, white, polyester powder finish, allows standard NP series sub panels to mount in Ultimate series enclosures up to 30 x 30in (HxW) nominal size, includes (4) brackets and mounting hardware. | from vendor up to 10 business days | 50 | 52
HFWDF1212C | Wiegmann dead front panel, carbon steel, white, powder coat finish. For use with 12x12 (HxW) N41212120xxx Ultimate series enclosures. | from vendor up to 10 business days | 67 | 69
HFWDF1612C | Wiegmann dead front panel, carbon steel, white, powder coat finish. For use with 16x12 (HxW) N4121612xxxx Ultimate series enclosures. | from vendor up to 10 business days | 75 | 77
HFWDF2016C | Wiegmann dead front panel, carbon steel, white, powder coat finish. For use with 16x20/20x16 (HxW) N4121620xxxx & N4122016xxxx Ultimate series enclosures. | from vendor up to 10 business days | 98 | 100
HFWDF2020C | Wiegmann dead front panel, carbon steel, white, powder coat finish. For use with 20x20/20x22 (HxW) N4122020xxxx & N412202208Cxxx Ultimate series enclosures. | from vendor up to 10 business days | 112 | 115
HFWDF2420C | Wiegmann dead front panel, carbon steel, white, powder coat finish. For use with 20x24/24x20/24x22 (HxW) N4122024xxxx, N4122420xxxx & N412242208Cxxx Ultimate series enclosures. | from vendor up to 10 business days | 126 | 129
HFWDF2424C | Wiegmann dead front panel, carbon steel, white, powder coat finish. For use with 24x24/24x26 (HxW) N4122424xxxx & N412242608Cxxx Ultimate series enclosures. | from vendor up to 10 business days | 143 | 147
HFWDF3024C | Wiegmann dead front panel, carbon steel, white, powder coat finish. For use with 24x30/30x24 (HxW) N4122430xxxx, N4123024xxxx & N412302608Cxxx Ultimate series enclosures. | from vendor up to 10 business days | 169 | 173
HFWDR12C | Wiegmann DIN rail, 35mm, 7.5mm height, 10in length, plated steel. Package of 3. For use with 12in high or wide N412 Ultimate series enclosures. | from vendor up to 10 business days | 92 | 94
HFWDR16C | Wiegmann DIN rail, 35mm, 7.5mm height, 14in length, plated steel. Package of 3. For use with 16in high or wide N412 Ultimate series enclosures. | from vendor up to 10 business days | 103 | 106
HFWDR20C | Wiegmann DIN rail, 35mm, 7.5mm height, 18in length, plated steel. Package of 3. For use with 20in high or wide N412 Ultimate series enclosures. | from vendor up to 10 business days | 108 | 110
HFWDR24C | Wiegmann DIN rail, 35mm, 7.5mm height, 22in length, plated steel. Package of 3. For use with 24in high or wide N412 Ultimate series enclosures. | from vendor up to 10 business days | 119 | 122
HFWGS12C | Wiegmann enclosure grid strap, galvanized steel, vertical or horizontal mount. Package of 2. For use with 12in high or wide Ultimate series enclosures. Purchase grid fasteners separately. | from vendor up to 10 business days | 56 | 58
HFWGS16C | Wiegmann enclosure grid strap, galvanized steel, vertical or horizontal mount. Package of 2. For use with 16in high or wide Ultimate series enclosures. Purchase grid fasteners separately. | from vendor up to 10 business days | 60 | 62
HFWGS24C | Wiegmann enclosure grid strap, galvanized steel, vertical or horizontal mount. Package of 2. For use with 24in high or wide Ultimate series enclosures. Purchase grid fasteners separately. | from vendor up to 10 business days | 69 | 71
HFWGS30C | Wiegmann enclosure grid strap, galvanized steel, vertical or horizontal mount. Package of 2. For use with 30in high or wide Ultimate series enclosures. Purchase grid fasteners separately. | from vendor up to 10 business days | 121 | 123
HFWGS36C | Wiegmann enclosure grid strap, galvanized steel, vertical or horizontal mount. Package of 2. For use with 36in high or wide Ultimate series enclosures. Purchase grid fasteners separately. | from vendor up to 10 business days | 169 | 173
HFWGS42C | Wiegmann enclosure grid strap, galvanized steel, vertical or horizontal mount. Package of 2. For use with 42in high or wide Ultimate series enclosures. Purchase grid fasteners separately. | from vendor up to 10 business days | 168 | 172
HFWGS60C | Wiegmann enclosure grid strap, galvanized steel, vertical or horizontal mount. Package of 2. For use with 60in high or wide Ultimate series enclosures. Purchase grid fasteners separately. | from vendor up to 10 business days | 133 | 136
HFWGSHC | Wiegmann enclosure grid fasteners, package of 20. (20) spring nuts and (20) 1/4-20 x 3/8in round head screws included. For mounting equipment to grid straps. | Stock | 18.25 | 18.75
HFWMC12C | Wiegmann enclosure internal mounting channel, vertical or horizontal mount, white, polyester powder finish. Package of 2. For use with 12in high or wide Ultimate series enclosures. | from vendor up to 10 business days | 115 | 118
HFWMC16C | Wiegmann enclosure internal mounting channel, vertical or horizontal mount, white, polyester powder finish. Package of 2. For use with 16in high or wide Ultimate series enclosures. | from vendor up to 10 business days | 81 | 83
HFWMC20C | Wiegmann enclosure internal mounting channel, vertical or horizontal mount, white, polyester powder finish. Package of 2. For use with 20in high or wide Ultimate series enclosures. | from vendor up to 10 business days | 90 | 92
HFWMC24C | Wiegmann enclosure internal mounting channel, vertical or horizontal mount, white, polyester powder finish. Package of 2. For use with 24in high or wide Ultimate series enclosures. | from vendor up to 10 business days | 98 | 101
HFWMC30C | Wiegmann enclosure internal mounting channel, vertical or horizontal mount, white, polyester powder finish. Package of 2. For use with 30in high or wide Ultimate series enclosures. | from vendor up to 10 business days | 178 | 182
HFWMC42C | Wiegmann enclosure internal mounting channel, vertical or horizontal mount, white, polyester powder finish. Package of 2. For use with 42in high or wide Ultimate series enclosures. | from vendor up to 10 business days | 221 | 226
HFWMC48C | Wiegmann enclosure internal mounting channel, vertical or horizontal mount, white, polyester powder finish. Package of 2. For use with 48in high or wide Ultimate series enclosures. | from vendor up to 10 business days | 223 | 228
HFWMC60C | Wiegmann enclosure internal mounting channel, vertical or horizontal mount, white, polyester powder finish. Package of 2. For use with 60in high or wide Ultimate series enclosures. | from vendor up to 10 business days | 283 | 290
HFWNSP1212C | Wiegmann swing panel, carbon steel, white, powder coat finish. For use with 12x12 (HxW) N41212120xxx Ultimate series enclosures. | from vendor up to 0 business day | 112 | 115
HFWNSP1612C | Wiegmann swing panel, carbon steel, white, powder coat finish. For use with 16x12 (HxW) N4121612xxxx Ultimate series enclosures. | from vendor up to 0 business day | 117 | 120
HFWNSP1616C | Wiegmann swing panel, carbon steel, white, powder coat finish. For use with 16x16 (HxW) N4121616xxxx Ultimate series enclosures. | from vendor up to 0 business day | 123 | 126
HFWNSP1620C | Wiegmann swing panel, carbon steel, white, powder coat finish. For use with 16x20 (HxW) N4121620xxxx Ultimate series enclosures. | from vendor up to 0 business day | 140 | 144
HFWNSP2016C | Wiegmann swing panel, carbon steel, white, powder coat finish. For use with 20x16 (HxW) N4122016xxxx Ultimate series enclosures. | from vendor up to 0 business day | 130 | 133
HFWNSP2020C | Wiegmann swing panel, carbon steel, white, powder coat finish. For use with 20x20 (HxW) N4122020xxxx Ultimate series enclosures. | from vendor up to 0 business day | 137 | 140
HFWNSP2024C | Wiegmann swing panel, carbon steel, white, powder coat finish. For use with 20x24 (HxW) N4122024xxxx Ultimate series enclosures. | from vendor up to 0 business day | 157 | 161
HFWNSP2416C | Wiegmann swing panel, carbon steel, white, powder coat finish. For use with 24x16 (HxW) N4122416xxxx Ultimate series enclosures. | from vendor up to 10 business days | 147 | 150
HFWNSP2420C | Wiegmann swing panel, carbon steel, white, powder coat finish. For use with 24x20 (HxW) N4122420xxxx Ultimate series enclosures. | from vendor up to 0 business day | 145 | 149
HFWNSP2424C | Wiegmann swing panel, carbon steel, white, powder coat finish. For use with 24x24 (HxW) N4122424xxxx Ultimate series enclosures. | from vendor up to 0 business day | 155 | 158
HFWNSP3020C | Wiegmann swing panel, carbon steel, white, powder coat finish. For use with 30x20 (HxW) N4123020xxxx Ultimate series enclosures. | from vendor up to 10 business days | 170 | 174
HFWNSP3024C | Wiegmann swing panel, carbon steel, white, powder coat finish. For use with 30x24 (HxW) N4123024xxxx Ultimate series enclosures. | from vendor up to 0 business day | 169 | 173
HFWNSP3030C | Wiegmann swing panel, carbon steel, white, powder coat finish. For use with 30x30 (HxW) N4123030xxxx Ultimate series enclosures. | from vendor up to 0 business day | 186 | 191
HFWNSP3624C | Wiegmann swing panel, carbon steel, white, powder coat finish. For use with 36x24 (HxW) N4123624xxxx Ultimate series enclosures. | from vendor up to 0 business day | 183 | 187
HFWNSP3630C | Wiegmann swing panel, carbon steel, white, powder coat finish. For use with 36x30 (HxW) N4123630xxxx Ultimate series enclosures. | from vendor up to 0 business day | 204 | 209
HFWNSP3636C | Wiegmann swing panel, carbon steel, white, powder coat finish. For use with 36x36 (HxW) N4123636xxxx Ultimate series enclosures. | from vendor up to 0 business day | 225 | 230
HFWRA20C | Wiegmann enclosure rack mounting angle, 14 gauge galvanized steel. Package of 2. For use with 20 x 24in (HxW) Ultimate series enclosures. For mounting 19in rack equipment. Purchase clip nuts separately. | from vendor up to 10 business days | 91 | 93
HFWRA24C | Wiegmann enclosure rack mounting angle, 14 gauge galvanized steel. Package of 2. For use with 24 x 24in (HxW) Ultimate series enclosures. For mounting 19in rack equipment. Purchase clip nuts separately. | from vendor up to 10 business days | 88 | 90
HFWRA30C | Wiegmann enclosure rack mounting angle, 14 gauge galvanized steel. Package of 2. For use with 30 x 24in (HxW) Ultimate series enclosures. For mounting 19in rack equipment. Purchase clip nuts separately. | from vendor up to 10 business days | 107 | 110
HFWRA36C | Wiegmann enclosure rack mounting angle, 14 gauge galvanized steel. Package of 2. For use with 36 x 24in (HxW) Ultimate series enclosures. For mounting 19in rack equipment. Purchase clip nuts separately. | from vendor up to 10 business days | 129 | 132
HFWRA48C | Wiegmann enclosure rack mounting angle, 14 gauge galvanized steel. Package of 2. For use with 48 x 24in (HxW) Ultimate series enclosures. For mounting 19in rack equipment. Purchase clip nuts separately. | from vendor up to 10 business days | 141 | 144
HGR-37-005-A | IronHorse heavy-duty helical gearbox, 5:1 ratio, 56C-Face input, inline, 1in diameter output shaft, nominal 1hp at 1.0 SF, 160 lb-in mechanical output torque, Type-37 frame, cast iron housing, foot mount. | Stock | 464 | 552
HGR-37-005-B | IronHorse heavy-duty helical gearbox, 5:1 ratio, 145TC-Face input, inline, 1in diameter output shaft, nominal 2hp at 1.0 SF, 330 lb-in mechanical output torque, Type-37 frame, cast iron housing, foot mount. | Stock | 464 | 552
HGR-37-010-A | IronHorse heavy-duty helical gearbox, 10:1 ratio, 56C-Face input, inline, 1in diameter output shaft, nominal 1hp at 1.0 SF, 340 lb-in mechanical output torque, Type-37 frame, cast iron housing, foot mount. | Stock | 464 | 552
HGR-37-010-B | IronHorse heavy-duty helical gearbox, 10:1 ratio, 145TC-Face input, inline, 1in diameter output shaft, nominal 2hp at 1.0 SF, 670 lb-in mechanical output torque, Type-37 frame, cast iron housing, foot mount. | Stock | 464 | 552
HGR-37-015-A | IronHorse heavy-duty helical gearbox, 15:1 ratio, 56C-Face input, inline, 1in diameter output shaft, nominal 1hp at 1.0 SF, 530 lb-in mechanical output torque, Type-37 frame, cast iron housing, foot mount. | Stock | 464 | 552
HGR-37-015-B | IronHorse heavy-duty helical gearbox, 15:1 ratio, 145TC-Face input, inline, 1in diameter output shaft, nominal 2hp at 1.0 SF, 950 lb-in mechanical output torque, Type-37 frame, cast iron housing, foot mount. | Stock | 464 | 552
HGR-37-020-A | IronHorse heavy-duty helical gearbox, 20:1 ratio, 56C-Face input, inline, 1in diameter output shaft, nominal 1hp at 1.0 SF, 670 lb-in mechanical output torque, Type-37 frame, cast iron housing, foot mount. | Stock | 464 | 552
HGR-37-020-B | IronHorse heavy-duty helical gearbox, 20:1 ratio, 145TC-Face input, inline, 1in diameter output shaft, nominal 2hp at 1.0 SF, 1350 lb-in mechanical output torque, Type-37 frame, cast iron housing, foot mount. | Stock | 464 | 552
HGR-37-030-A | IronHorse heavy-duty helical gearbox, 30:1 ratio, 56C-Face input, inline, 1in diameter output shaft, nominal 1hp at 1.0 SF, 1010 lb-in mechanical output torque, Type-37 frame, cast iron housing, foot mount. | Stock | 464 | 552
HGR-37-030-B | IronHorse heavy-duty helical gearbox, 30:1 ratio, 145TC-Face input, inline, 1in diameter output shaft, nominal 2hp at 1.0 SF, 2020 lb-in mechanical output torque, Type-37 frame, cast iron housing, foot mount. | Stock | 464 | 552
HGR-37-040-A | IronHorse heavy-duty helical gearbox, 40:1 ratio, 56C-Face input, inline, 1in diameter output shaft, nominal 1hp at 1.0 SF, 1310 lb-in mechanical output torque, Type-37 frame, cast iron housing, foot mount. | Stock | 464 | 552
HGR-37-060-A | IronHorse heavy-duty helical gearbox, 60:1 ratio, 56C-Face input, inline, 1in diameter output shaft, nominal 0.82hp at 1.0 SF, 1770 lb-in mechanical output torque, Type-37 frame, cast iron housing, foot mount. | Stock | 464 | 552
HGR-47-005-B | IronHorse heavy-duty helical gearbox, 5:1 ratio, 145TC-Face input, inline, 1.25in diameter output shaft, nominal 2hp at 1.0 SF, 330 lb-in mechanical output torque, Type-47 frame, cast iron housing, foot mount. | Stock | 534 | 635
HGR-47-005-C | IronHorse heavy-duty helical gearbox, 5:1 ratio, 182/4TC-Face input, inline, 1.25in diameter output shaft, nominal 3hp at 1.0 SF, 490 lb-in mechanical output torque, Type-47 frame, cast iron housing, foot mount. | Stock | 534 | 635
HGR-47-010-C | IronHorse heavy-duty helical gearbox, 10:1 ratio, 182/4TC-Face input, inline, 1.25in diameter output shaft, nominal 3hp at 1.0 SF, 1140 lb-in mechanical output torque, Type-47 frame, cast iron housing, foot mount. | Stock | 534 | 635
HGR-47-015-C | IronHorse heavy-duty helical gearbox, 15:1 ratio, 182/4TC-Face input, inline, 1.25in diameter output shaft, nominal 3hp at 1.0 SF, 1520 lb-in mechanical output torque, Type-47 frame, cast iron housing, foot mount. | Stock | 534 | 635
HGR-47-020-B | IronHorse heavy-duty helical gearbox, 20:1 ratio, 145TC-Face input, inline, 1.25in diameter output shaft, nominal 2hp at 1.0 SF, 1240 lb-in mechanical output torque, Type-47 frame, cast iron housing, foot mount. | Stock | 534 | 635
HGR-47-020-C | IronHorse heavy-duty helical gearbox, 20:1 ratio, 182TC-Face input, inline, 1.25in diameter output shaft, nominal 3hp at 1.0 SF, 1860 lb-in mechanical output torque, Type-47 frame, cast iron housing, foot mount. | Stock | 534 | 635
HGR-47-030-B | IronHorse heavy-duty helical gearbox, 30:1 ratio, 145TC-Face input, inline, 1.25in diameter output shaft, nominal 2hp at 1.0 SF, 2080 lb-in mechanical output torque, Type-47 frame, cast iron housing, foot mount. | Stock | 534 | 635
HGR-47-030-C | IronHorse heavy-duty helical gearbox, 30:1 ratio, 182/4TC-Face input, inline, 1.25in diameter output shaft, nominal 3hp at 1.0 SF, 3120 lb-in mechanical output torque, Type-47 frame, cast iron housing, foot mount. | Stock | 534 | 635
HGR-47-040-A | IronHorse heavy-duty helical gearbox, 40:1 ratio, 56C-Face input, inline, 1.25in diameter output shaft, nominal 1hp at 1.0 SF, 1360 lb-in mechanical output torque, Type-47 frame, cast iron housing, foot mount. | Stock | 534 | 635
HGR-47-060-A | IronHorse heavy-duty helical gearbox, 60:1 ratio, 56C-Face input, inline, 1.25in diameter output shaft, nominal 1hp at 1.0 SF, 2070 lb-in mechanical output torque, Type-47 frame, cast iron housing, foot mount. | Stock | 534 | 635
HGR-67-005-B | IronHorse heavy-duty helical gearbox, 5:1 ratio, 145TC-Face input, inline, 1.375in diameter output shaft, nominal 2hp at 1.0 SF, 350 lb-in mechanical output torque, Type-67 frame, cast iron housing, foot mount. | Stock | 758 | 902
HGR-67-005-C | IronHorse heavy-duty helical gearbox, 5:1 ratio, 182/4TC-Face input, inline, 1.375in diameter output shaft, nominal 5hp at 1.0 SF, 880 lb-in mechanical output torque, Type-67 frame, cast iron housing, foot mount. | Stock | 758 | 902
HGR-67-010-C | IronHorse heavy-duty helical gearbox, 10:1 ratio, 182/4TC-Face input, inline, 1.375in diameter output shaft, nominal 5hp at 1.0 SF, 1670 lb-in mechanical output torque, Type-67 frame, cast iron housing, foot mount. | Stock | 758 | 902
HGR-67-015-B | IronHorse heavy-duty helical gearbox, 15:1 ratio, 145TC-Face input, inline, 1.375in diameter output shaft, nominal 2hp at 1.0 SF, 1040 lb-in mechanical output torque, Type-67 frame, cast iron housing, foot mount. | Stock | 758 | 902
HGR-67-015-C | IronHorse heavy-duty helical gearbox, 15:1 ratio, 182TC-Face input, inline, 1.375in diameter output shaft, nominal 3hp at 1.0 SF, 1560 lb-in mechanical output torque, Type-67 frame, cast iron housing, foot mount. | Stock | 758 | 902
HGR-67-020-C | IronHorse heavy-duty helical gearbox, 20:1 ratio, 182TC-Face input, inline, 1.375in diameter output shaft, nominal 3hp at 1.0 SF, 2160 lb-in mechanical output torque, Type-67 frame, cast iron housing, foot mount. | Stock | 758 | 902
HGR-67-030-B | IronHorse heavy-duty helical gearbox, 30:1 ratio, 145TC-Face input, inline, 1.375in diameter output shaft, nominal 2hp at 1.0 SF, 1880 lb-in mechanical output torque, Type-67 frame, cast iron housing, foot mount. | Stock | 758 | 902
HGR-67-040-B | IronHorse heavy-duty helical gearbox, 40:1 ratio, 145TC-Face input, inline, 1.375in diameter output shaft, nominal 2hp at 1.0 SF, 2690 lb-in mechanical output torque, Type-67 frame, cast iron housing, foot mount. | Stock | 758 | 902
HGR-67-060-A | IronHorse heavy-duty helical gearbox, 60:1 ratio, 56C-Face input, inline, 1.375in diameter output shaft, nominal 1hp at 1.0 SF, 2060 lb-in mechanical output torque, Type-67 frame, cast iron housing, foot mount. | Stock | 758 | 902
HGR-77-005-C | IronHorse heavy-duty helical gearbox, 5:1 ratio, 182/4TC-Face input, inline, 1.625in diameter output shaft, nominal 5hp at 1.0 SF, 800 lb-in mechanical output torque, Type-77 frame, cast iron housing, foot mount. | Stock | 889 | 1058
HGR-77-005-D | IronHorse heavy-duty helical gearbox, 5:1 ratio, 213/5TC-Face input, inline, 1.625in diameter output shaft, nominal 7.5hp at 1.0 SF, 1210 lb-in mechanical output torque, Type-77 frame, cast iron housing, foot mount. | Stock | 889 | 1058
HGR-77-010-D | IronHorse heavy-duty helical gearbox, 10:1 ratio, 213/5TC-Face input, inline, 1.625in diameter output shaft, nominal 7.5hp at 1.0 SF, 2760 lb-in mechanical output torque, Type-77 frame, cast iron housing, foot mount. | Stock | 889 | 1058
HGR-77-020-C | IronHorse heavy-duty helical gearbox, 20:1 ratio, 182/4TC-Face input, inline, 1.625in diameter output shaft, nominal 3hp at 1.0 SF, 2350 lb-in mechanical output torque, Type-77 frame, cast iron housing, foot mount. | Stock | 889 | 1058
HGR-77-030-C | IronHorse heavy-duty helical gearbox, 30:1 ratio, 182/4TC-Face input, inline, 1.625in diameter output shaft, nominal 3hp at 1.0 SF, 3130 lb-in mechanical output torque, Type-77 frame, cast iron housing, foot mount. | Stock | 889 | 1058
HGR-77-040-C | IronHorse heavy-duty helical gearbox, 40:1 ratio, 182/4TC-Face input, inline, 1.625in diameter output shaft, nominal 3hp at 1.0 SF, 3850 lb-in mechanical output torque, Type-77 frame, cast iron housing, foot mount. | Stock | 889 | 1058
HGR-77-060-B | IronHorse heavy-duty helical gearbox, 60:1 ratio, 145TC-Face input, inline, 1.625in diameter output shaft, nominal 2hp at 1.0 SF, 3770 lb-in mechanical output torque, Type-77 frame, cast iron housing, foot mount. | Stock | 889 | 1058
HGR-87-005-D | IronHorse heavy-duty helical gearbox, 5:1 ratio, 213/5TC-Face input, inline, 2.125in diameter output shaft, nominal 10hp at 1.0 SF, 1590 lb-in mechanical output torque, Type-87 frame, cast iron housing, foot mount. | Stock | 1411 | 1679
HGR-87-005-E | IronHorse heavy-duty helical gearbox, 5:1 ratio, 254/6TC-Face input, inline, 2.125in diameter output shaft, nominal 15hp at 1.0 SF, 2390 lb-in mechanical output torque, Type-87 frame, cast iron housing, foot mount. | Stock | 1411 | 1679
HGR-87-010-D | IronHorse heavy-duty helical gearbox, 10:1 ratio, 213/5TC-Face input, inline, 2.125in diameter output shaft, nominal 10hp at 1.0 SF, 3590 lb-in mechanical output torque, Type-87 frame, cast iron housing, foot mount. | Stock | 1411 | 1679
HGR-87-015-D | IronHorse heavy-duty helical gearbox, 15:1 ratio, 213/5TC-Face input, inline, 2.125in diameter output shaft, nominal 7.5hp at 1.0 SF, 3860 lb-in mechanical output torque, Type-87 frame, cast iron housing, foot mount. | Stock | 1411 | 1679
HGR-87-020-C | IronHorse heavy-duty helical gearbox, 20:1 ratio, 182/4TC-Face input, inline, 2.125in diameter output shaft, nominal 5hp at 1.0 SF, 3280 lb-in mechanical output torque, Type-87 frame, cast iron housing, foot mount. | Stock | 1411 | 1679
HGR-87-020-D | IronHorse heavy-duty helical gearbox, 20:1 ratio, 213/5TC-Face input, inline, 2.125in diameter output shaft, nominal 7.5hp at 1.0 SF, 4910 lb-in mechanical output torque, Type-87 frame, cast iron housing, foot mount. | Stock | 1411 | 1679
HGR-87-030-C | IronHorse heavy-duty helical gearbox, 30:1 ratio, 182/4TC-Face input, inline, 2.125in diameter output shaft, nominal 5hp at 1.0 SF, 5180 lb-in mechanical output torque, Type-87 frame, cast iron housing, foot mount. | Stock | 1411 | 1679
HGR-87-040-C | IronHorse heavy-duty helical gearbox, 40:1 ratio, 182/4TC-Face input, inline, 2.125in diameter output shaft, nominal 5hp at 1.0 SF, 6240 lb-in mechanical output torque, Type-87 frame, cast iron housing, foot mount. | Stock | 1411 | 1679
HGR-87-060-B | IronHorse heavy-duty helical gearbox, 60:1 ratio, 145TC-Face input, inline, 2.125in diameter output shaft, nominal 2hp at 1.0 SF, 4070 lb-in mechanical output torque, Type-87 frame, cast iron housing, foot mount. | Stock | 1411 | 1679
HGR-87-060-C | IronHorse heavy-duty helical gearbox, 60:1 ratio, 182TC-Face input, inline, 2.125in diameter output shaft, nominal 3hp at 1.0 SF, 6030 lb-in mechanical output torque, Type-87 frame, cast iron housing, foot mount. | Stock | 1411 | 1679
HJ10106HLP | Hammond enclosure, NEMA 3R/4/12/13, 10 x 10 x 6in (HxWxD), wall mount, carbon steel, ANSI 61 gray, powder coat finish, single-door, stainless steel clamps. | Stock | 95 | 102
HJ10125HLP | Hammond enclosure, NEMA 3R/4/12/13, 10 x 12 x 5in (HxWxD), wall mount, carbon steel, ANSI 61 gray, powder coat finish, single-door, stainless steel clamps. | Stock | 98 | 105
HJ1084HLP | Hammond enclosure, NEMA 3R/4/12/13, 10 x 8 x 4in (HxWxD), wall mount, carbon steel, ANSI 61 gray, powder coat finish, single-door, stainless steel clamps. | Stock | 76 | 83
HJ1084LP | Hammond enclosure, NEMA 3R/4/12/13, 10 x 8 x 4in (HxWxD), wall mount, carbon steel, ANSI 61 gray, powder coat finish, lift-off cover, stainless steel clamps. | Stock | 78 | 84
HJ1086HLP | Hammond enclosure, NEMA 3R/4/12/13, 10 x 8 x 6in (HxWxD), wall mount, carbon steel, ANSI 61 gray, powder coat finish, single-door, stainless steel clamps. | Stock | 87 | 95
HJ12105HLP | Hammond enclosure, NEMA 3R/4/12/13, 12 x 10 x 5in (HxWxD), wall mount, carbon steel, ANSI 61 gray, powder coat finish, single-door, stainless steel clamps. | Stock | 98 | 106
HJ12105LP | Hammond enclosure, NEMA 3R/4/12/13, 12 x 10 x 5in (HxWxD), wall mount, carbon steel, ANSI 61 gray, powder coat finish, lift-off cover, stainless steel clamps. | Stock | 101 | 109
HJ12108HLP | Hammond enclosure, NEMA 3R/4/12/13, 12 x 10 x 8in (HxWxD), wall mount, carbon steel, ANSI 61 gray, powder coat finish, single-door, stainless steel clamps. | Stock | 120 | 129
HJ12126HLP | Hammond enclosure, NEMA 3R/4/12/13, 12 x 12 x 6in (HxWxD), wall mount, carbon steel, ANSI 61 gray, powder coat finish, single-door, stainless steel clamps. | Stock | 114 | 123
HJ12146HLP | Hammond enclosure, NEMA 3R/4/12/13, 12 x 14 x 6in (HxWxD), wall mount, carbon steel, ANSI 61 gray, powder coat finish, single-door, stainless steel clamps. | Stock | 123 | 132
HJ1264HLP | Hammond enclosure, NEMA 3R/4/12/13, 12 x 6 x 4in (HxWxD), wall mount, carbon steel, ANSI 61 gray, powder coat finish, single-door, stainless steel clamps. | Stock | 76 | 83
HJ14126HLP | Hammond enclosure, NEMA 3R/4/12/13, 14 x 12 x 6in (HxWxD), wall mount, carbon steel, ANSI 61 gray, powder coat finish, single-door, stainless steel clamps. | Stock | 124 | 132
HJ14126LP | Hammond enclosure, NEMA 3R/4/12/13, 14 x 12 x 6in (HxWxD), wall mount, carbon steel, ANSI 61 gray, powder coat finish, lift-off cover, stainless steel clamps. | Stock | 131 | 141
HJ14128HLP | Hammond enclosure, NEMA 3R/4/12/13, 14 x 12 x 8in (HxWxD), wall mount, carbon steel, ANSI 61 gray, powder coat finish, single-door, stainless steel clamps. | Stock | 142 | 152
HJ14128LP | Hammond enclosure, NEMA 3R/4/12/13, 14 x 12 x 8in (HxWxD), wall mount, carbon steel, ANSI 61 gray, powder coat finish, lift-off cover, stainless steel clamps. | from vendor up to 15 business days | 164 | 168
HJ14166HLP | Hammond enclosure, NEMA 3R/4/12/13, 14 x 16 x 6in (HxWxD), wall mount, carbon steel, ANSI 61 gray, powder coat finish, single-door, stainless steel clamps. | Stock | 144 | 155
HJ1486HLP | Hammond enclosure, NEMA 3R/4/12/13, 14 x 8 x 6in (HxWxD), wall mount, carbon steel, ANSI 61 gray, powder coat finish, single-door, stainless steel clamps. | Stock | 105 | 112
HJ16106HLP | Hammond enclosure, NEMA 3R/4/12/13, 16 x 10 x 6in (HxWxD), wall mount, carbon steel, ANSI 61 gray, powder coat finish, single-door, stainless steel clamps. | Stock | 125 | 134
HJ161410HLP | Hammond enclosure, NEMA 3R/4/12/13, 16 x 14 x 10in (HxWxD), wall mount, carbon steel, ANSI 61 gray, powder coat finish, single-door, stainless steel clamps. | Stock | 184 | 196
HJ161410LP | Hammond enclosure, NEMA 3R/4/12/13, 16 x 14 x 10in (HxWxD), wall mount, carbon steel, ANSI 61 gray, powder coat finish, lift-off cover, stainless steel clamps. | Stock | 196 | 201
HJ16146HLP | Hammond enclosure, NEMA 3R/4/12/13, 16 x 14 x 6in (HxWxD), wall mount, carbon steel, ANSI 61 gray, powder coat finish, single-door, stainless steel clamps. | Stock | 146 | 157
HJ16146LP | Hammond enclosure, NEMA 3R/4/12/13, 16 x 14 x 6in (HxWxD), wall mount, carbon steel, ANSI 61 gray, powder coat finish, lift-off cover, stainless steel clamps. | Stock | 154 | 164
HJ16148HLP | Hammond enclosure, NEMA 3R/4/12/13, 16 x 14 x 8in (HxWxD), wall mount, carbon steel, ANSI 61 gray, powder coat finish, single-door, stainless steel clamps. | Stock | 162 | 173
HJ443HLP | Hammond enclosure, NEMA 3R/4/12/13, 4 x 4 x 3in (HxWxD), wall mount, carbon steel, ANSI 61 gray, powder coat finish, single-door, stainless steel clamps. | Stock | 44.5 | 47.5
HJ443LP | Hammond enclosure, NEMA 3R/4/12/13, 4 x 4 x 3in (HxWxD), wall mount, carbon steel, ANSI 61 gray, powder coat finish, lift-off cover, stainless steel clamps. | Stock | 45 | 48
HJ444HLP | Hammond enclosure, NEMA 3R/4/12/13, 4 x 4 x 4in (HxWxD), wall mount, carbon steel, ANSI 61 gray, powder coat finish, single-door, stainless steel clamps. | Stock | 46.5 | 49.5
HJ444LP | Hammond enclosure, NEMA 3R/4/12/13, 4 x 4 x 4in (HxWxD), wall mount, carbon steel, ANSI 61 gray, powder coat finish, lift-off cover, stainless steel clamps. | Stock | 47.5 | 51
HJ643HLP | Hammond enclosure, NEMA 3R/4/12/13, 6 x 4 x 3in (HxWxD), wall mount, carbon steel, ANSI 61 gray, powder coat finish, single-door, stainless steel clamps. | Stock | 51 | 54
HJ643LP | Hammond enclosure, NEMA 3R/4/12/13, 6 x 4 x 3in (HxWxD), wall mount, carbon steel, ANSI 61 gray, powder coat finish, lift-off cover, stainless steel clamps. | Stock | 51 | 54
HJ644HLP | Hammond enclosure, NEMA 3R/4/12/13, 6 x 4 x 4in (HxWxD), wall mount, carbon steel, ANSI 61 gray, powder coat finish, single-door, stainless steel clamps. | Stock | 54 | 57
HJ644LP | Hammond enclosure, NEMA 3R/4/12/13, 6 x 4 x 4in (HxWxD), wall mount, carbon steel, ANSI 61 gray, powder coat finish, lift-off cover, stainless steel clamps. | from vendor up to 15 business days | 55 | 59
HJ664HLP | Hammond enclosure, NEMA 3R/4/12/13, 6 x 6 x 4in (HxWxD), wall mount, carbon steel, ANSI 61 gray, powder coat finish, single-door, stainless steel clamps. | Stock | 58 | 62
HJ664LP | Hammond enclosure, NEMA 3R/4/12/13, 6 x 6 x 4in (HxWxD), wall mount, carbon steel, ANSI 61 gray, powder coat finish, lift-off cover, stainless steel clamps. | Stock | 59 | 63
HJ683HLP | Hammond enclosure, NEMA 3R/4/12/13, 6 x 8 x 3in (HxWxD), wall mount, carbon steel, ANSI 61 gray, powder coat finish, single-door, stainless steel clamps. | Stock | 61 | 65
HJ8104HLP | Hammond enclosure, NEMA 3R/4/12/13, 8 x 10 x 4in (HxWxD), wall mount, carbon steel, ANSI 61 gray, powder coat finish, single-door, stainless steel clamps. | Stock | 76 | 81
HJ863HLP | Hammond enclosure, NEMA 3R/4/12/13, 8 x 6 x 3in (HxWxD), wall mount, carbon steel, ANSI 61 gray, powder coat finish, single-door, stainless steel clamps. | Stock | 61 | 65
HJ863LP | Hammond enclosure, NEMA 3R/4/12/13, 8 x 6 x 3.5in (HxWxD), wall mount, carbon steel, ANSI 61 gray, powder coat finish, lift-off cover, stainless steel clamps. | Stock | 63 | 67
HJ866HLP | Hammond enclosure, NEMA 3R/4/12/13, 8 x 6 x 6in (HxWxD), wall mount, carbon steel, ANSI 61 gray, powder coat finish, single-door, stainless steel clamps. | Stock | 73 | 78
HJ884HLP | Hammond enclosure, NEMA 3R/4/12/13, 8 x 8 x 4in (HxWxD), wall mount, carbon steel, ANSI 61 gray, powder coat finish, single-door, stainless steel clamps. | Stock | 70 | 75
HL3096N-102-24 | Dold relay socket, 14-pin, 35mm DIN rail mount, LED indicator(s), diode protection. For use with OA5612 series relays. | Stock | 24.75 | 25.5
HL3096N-18-900-24 | Dold force guided relay, 35mm DIN rail mount, finger-safe, 24 VDC coil voltage, 6PST, (3) N.O., (3) N.C., 5A contact rating, 14-pin, LED indicator(s), diode protection. | Stock | 42 | 43.5
HL3096N-50-900-24 | Dold force guided relay, 35mm DIN rail mount, finger-safe, 24 VDC coil voltage, 6PST, (2) N.O., (4) N.C., 5A contact rating, 14-pin, LED indicator(s), diode protection. | Stock | 42 | 43.5
HL3096N-54-900-24 | Dold force guided relay, 35mm DIN rail mount, finger-safe, 24 VDC coil voltage, 6PST, (4) N.O., (2) N.C., 5A contact rating, 14-pin, LED indicator(s), diode protection. | Stock | 42 | 43.5
HL3096N-60-900-24 | Dold force guided relay, 35mm DIN rail mount, finger-safe, 24 VDC coil voltage, 6PST, (5) N.O., (1) N.C., 5A contact rating, 14-pin, LED indicator(s), diode protection. | Stock | 42 | 43.5
HLM-174002 | IDEM safety limit switch, side rotary lever with stainless steel roller, (2) N.C. safety output(s), (2) N.O. monitoring output(s), slow action break before make, die-cast zinc aluminum, 1/2in female NPT conduit. | Stock | 71 | 78
HLM-174011 | IDEM safety limit switch, side rotary lever with stainless steel roller, (1) N.C. safety output(s), (1) N.O. monitoring output(s), snap action, die-cast zinc aluminum, 1/2in female NPT conduit. | Stock | 71 | 78
HLM-174052 | IDEM safety limit switch, plunger with stainless steel roller, (2) N.C. safety output(s), (2) N.O. monitoring output(s), slow action break before make, die-cast zinc aluminum, 1/2in female NPT conduit. | Stock | 65 | 72
HLM-174061 | IDEM safety limit switch, plunger with stainless steel roller, (1) N.C. safety output(s), (1) N.O. monitoring output(s), snap action, die-cast zinc aluminum, 1/2in female NPT conduit. | Stock | 65 | 72
HLM-174102 | IDEM safety limit switch, stainless steel plunger, (2) N.C. safety output(s), (2) N.O. monitoring output(s), slow action break before make, die-cast zinc aluminum, 1/2in female NPT conduit. | Stock | 65 | 72
HLM-174111 | IDEM safety limit switch, stainless steel plunger, (1) N.C. safety output(s), (1) N.O. monitoring output(s), snap action, die-cast zinc aluminum, 1/2in female NPT conduit. | Stock | 65 | 72
HLM-174252 | IDEM safety limit switch, side rotary adjustable stainless steel rod, (2) N.C. safety output(s), (2) N.O. monitoring output(s), slow action break before make, die-cast zinc aluminum, 1/2in female NPT conduit. | Stock | 71 | 78
HLM-174261 | IDEM safety limit switch, side rotary adjustable stainless steel rod, (1) N.C. safety output(s), (1) N.O. monitoring output(s), snap action, die-cast zinc aluminum, 1/2in female NPT conduit. | Stock | 71 | 78
HLM-174302 | IDEM safety limit switch, side rotary adjustable lever with stainless steel roller, (2) N.C. safety output(s), (2) N.O. monitoring output(s), slow action break before make, die-cast zinc aluminum, 1/2in female NPT conduit. | Stock | 73 | 81
HLM-174311 | IDEM safety limit switch, side rotary adjustable lever with stainless steel roller, (1) N.C. safety output(s), (1) N.O. monitoring output(s), snap action, die-cast zinc aluminum, 1/2in female NPT conduit. | Stock | 73 | 81
HLM-EX-174015 | IDEM safety limit switch, hazardous location rated, side rotary lever with stainless steel roller, (2) N.C. safety output(s), (2) N.O. monitoring output(s), slow action break before make, die-cast zinc aluminum, pigtail. | Stock | 515
HLM-EX-174065 | IDEM safety limit switch, hazardous location rated, plunger with stainless steel roller, (2) N.C. safety output(s), (2) N.O. monitoring output(s), slow action break before make, die-cast zinc aluminum, pigtail. | Stock | 509
HLM-EX-174115 | IDEM safety limit switch, hazardous location rated, stainless steel plunger, (2) N.C. safety output(s), (2) N.O. monitoring output(s), slow action break before make, die-cast zinc aluminum, pigtail. | Stock | 509
HLM-EX-174315 | IDEM safety limit switch, hazardous location rated, side rotary adjustable lever with stainless steel roller, (2) N.C. safety output(s), (2) N.O. monitoring output(s), slow action break before make, die-cast zinc aluminum, pigtail. | Stock | 518
HLM-SS-175002 | IDEM safety limit switch, side rotary lever with stainless steel roller, (2) N.C. safety output(s), (2) N.O. monitoring output(s), slow action break before make, 316 stainless steel, 1/2in female NPT conduit. | Stock | 137 | 154
HLM-SS-175011 | IDEM safety limit switch, side rotary lever with stainless steel roller, (1) N.C. safety output(s), (1) N.O. monitoring output(s), snap action, 316 stainless steel, 1/2in female NPT conduit. | Stock | 137 | 154
HLM-SS-175052 | IDEM safety limit switch, plunger with stainless steel roller, (2) N.C. safety output(s), (2) N.O. monitoring output(s), slow action break before make, 316 stainless steel, 1/2in female NPT conduit. | Stock | 131 | 147
HLM-SS-175061 | IDEM safety limit switch, plunger with stainless steel roller, (1) N.C. safety output(s), (1) N.O. monitoring output(s), snap action, 316 stainless steel, 1/2in female NPT conduit. | Stock | 131 | 147
HLM-SS-175102 | IDEM safety limit switch, stainless steel plunger, (2) N.C. safety output(s), (2) N.O. monitoring output(s), slow action break before make, 316 stainless steel, 1/2in female NPT conduit. | Stock | 131 | 147
HLM-SS-175111 | IDEM safety limit switch, stainless steel plunger, (1) N.C. safety output(s), (1) N.O. monitoring output(s), snap action, 316 stainless steel, 1/2in female NPT conduit. | Stock | 136 | 147
HLM-SS-175252 | IDEM safety limit switch, side rotary adjustable stainless steel rod, (2) N.C. safety output(s), (2) N.O. monitoring output(s), slow action break before make, 316 stainless steel, 1/2in female NPT conduit. | Stock | 142 | 154
HLM-SS-175261 | IDEM safety limit switch, side rotary adjustable stainless steel rod, (1) N.C. safety output(s), (1) N.O. monitoring output(s), snap action, 316 stainless steel, 1/2in female NPT conduit. | Stock | 142 | 154
HLM-SS-175302 | IDEM safety limit switch, side rotary adjustable lever with stainless steel roller, (2) N.C. safety output(s), (2) N.O. monitoring output(s), slow action break before make, 316 stainless steel, 1/2in female NPT conduit. | Stock | 145 | 157
HLM-SS-175311 | IDEM safety limit switch, side rotary adjustable lever with stainless steel roller, (1) N.C. safety output(s), (1) N.O. monitoring output(s), snap action, 316 stainless steel, 1/2in female NPT conduit. | Stock | 145 | 157
HLM-SS-EX-175015 | IDEM safety limit switch, hazardous location rated, side rotary lever with stainless steel roller, (2) N.C. safety output(s), (2) N.O. monitoring output(s), slow action break before make, 316 stainless steel, pigtail. | Stock | 586
HLM-SS-EX-175065 | IDEM safety limit switch, hazardous location rated, plunger with stainless steel roller, (2) N.C. safety output(s), (2) N.O. monitoring output(s), slow action break before make, 316 stainless steel, pigtail. | Stock | 580
HLM-SS-EX-175115 | IDEM safety limit switch, hazardous location rated, stainless steel plunger, (2) N.C. safety output(s), (2) N.O. monitoring output(s), slow action break before make, 316 stainless steel, pigtail. | Stock | 580
HLM-SS-EX-175315 | IDEM safety limit switch, hazardous location rated, side rotary adjustable lever with stainless steel roller, (2) N.C. safety output(s), (2) N.O. monitoring output(s), slow action break before make, 316 stainless steel, pigtail. | Stock | 589
HM1R12X | Eaton rotary handle, pistol, black, external front mount, 2-position, lockable in OFF only, defeatable, NEMA 4/4X. For use with Automationdirect (Eaton) 225A frame MCCBs. 12in shaft and operator included. | Stock | 127 | 132
HM1R24X | Eaton rotary handle, pistol, black, external front mount, 2-position, lockable in OFF only, defeatable, NEMA 4/4X. For use with Automationdirect (Eaton) 225A frame MCCBs. 24in shaft and operator included. | Stock | 142 | 148
HM3R12X | Eaton rotary handle, pistol, black, external front mount, 2-position, lockable in OFF only, defeatable, NEMA 4/4X. For use with Automationdirect (Eaton) 400A frame MCCBs. 12in shaft and operator included. | Stock | 156 | 162
HM3R24X | Eaton rotary handle, pistol, black, external front mount, 2-position, lockable in OFF only, defeatable, NEMA 4/4X. For use with Automationdirect (Eaton) 400A frame MCCBs. 24in shaft and operator included. | Stock | 174 | 181
HM4R12X | Eaton rotary handle, pistol, black, external front mount, 2-position, lockable in OFF only, defeatable, NEMA 4/4X. For use with Automationdirect (Eaton) 600A frame MCCBs. 12in shaft and operator included. | Stock | 203 | 211
HM4R24X | Eaton rotary handle, pistol, black, external front mount, 2-position, lockable in OFF only, defeatable, NEMA 4/4X. For use with Automationdirect (Eaton) 600A frame MCCBs. 24in shaft and operator included. | Stock | 214 | 223
HMA-100M | NITRA cylinder male adapter, M26 x 1.5 thread, stainless steel. For use with 100mm H-series cylinders. Hex nut included. | Stock | 11 | 11.5
HMA-12M | NITRA cylinder male adapter, M5 x 0.8 thread, stainless steel. For use with 12mm H-series cylinders. Hex nut included. | Stock | 5.75 | 6
HMA-16M | NITRA cylinder male adapter, M6 x 1.0 thread, stainless steel. For use with 16mm H-series cylinders. Hex nut included. | Stock | 5.75 | 6
HMA-20M | NITRA cylinder male adapter, M8 x 1.25 thread, stainless steel. For use with 20mm H-series cylinders. Hex nut included. | Stock | 6.75 | 7
HMA-25M | NITRA cylinder male adapter, M10 X 1.25 thread, stainless steel. For use with 25mm H-series cylinders. Hex nut included. | Stock | 6.75 | 7
HMA-32M | NITRA cylinder male adapter, M14 x 1.5 thread, stainless steel. For use with 32mm H-series cylinders. Hex nut included. | Stock | 7.5 | 7.75
HMA-40M | NITRA cylinder male adapter, M14 x 1.5 thread, stainless steel. For use with 40mm H-series cylinders. Hex nut included. | Stock | 7.5 | 7.75
HMA-50M | NITRA cylinder male adapter, M18 x 1.5 thread, stainless steel. For use with 50mm H-series cylinders. Hex nut included. | Stock | 8.25 | 8.5
HMA-63M | NITRA cylinder male adapter, M18 x 1.5 thread, stainless steel. For use with 63mm H-series cylinders. Hex nut included. | Stock | 8.25 | 8.5
HMA-80M | NITRA cylinder male adapter, M22 x 1.5 thread, stainless steel. For use with 80mm H-series cylinders. Hex nut included. | Stock | 10 | 10.5
HN0221S0303 | CCEA Herionova series LED light bar, 329mm length, 24 VDC operating voltage, daylight white, recessed mount, pigtail, anodized aluminum body, 9.8ft/3m cable length, IP67. | Stock | 270
HN0221S0307 | CCEA Herionova series LED light bar, 329mm length, 24 VDC operating voltage, daylight white, bracket mount, pigtail, anodized aluminum body, 9.8ft/3m cable length, IP67. Mounting bracket included. | Stock | 255
HN0321S0304 | CCEA Herionova series LED light bar, 458mm length, 24 VDC operating voltage, daylight white, recessed mount, pigtail, anodized aluminum body, 9.8ft/3m cable length, IP67. | Stock | 342
HN0321S0307 | CCEA Herionova series LED light bar, 458mm length, 24 VDC operating voltage, daylight white, bracket mount, pigtail, anodized aluminum body, 9.8ft/3m cable length, IP67. Mounting bracket included. | Stock | 297
HN0521S0305 | CCEA Herionova series LED light bar, 716mm length, 24 VDC operating voltage, daylight white, recessed mount, pigtail, anodized aluminum body, 9.8ft/3m cable length, IP67. | Stock | 481
HN0521S0307 | CCEA Herionova series LED light bar, 716mm length, 24 VDC operating voltage, daylight white, bracket mount, pigtail, anodized aluminum body, 9.8ft/3m cable length, IP67. Mounting bracket included. | Stock | 418
HN0721S0306 | CCEA Herionova series LED light bar, 974mm length, 24 VDC operating voltage, daylight white, recessed mount, pigtail, anodized aluminum body, 9.8ft/3m cable length, IP67. | Stock | 619
HN0721S0307 | CCEA Herionova series LED light bar, 974mm length, 24 VDC operating voltage, daylight white, bracket mount, pigtail, anodized aluminum body, 9.8ft/3m cable length, IP67. Mounting bracket included. | Stock | 540
HN12C12-12YEL | NITRA pneumatic coiled hose, nylon 12, yellow, 1/2in inside diameter, 0.625in outside diameter, (2) 1/2in male NPT nickel-plated brass swivel fittings, 10ft working length. | Stock | 44 | 48
HN12C12-25YEL | NITRA pneumatic coiled hose, nylon 12, yellow, 1/2in inside diameter, 0.625in outside diameter, (2) 1/2in male NPT nickel-plated brass swivel fittings, 20ft working length. | Stock | 59 | 64
HN14C14-12YEL | NITRA pneumatic coiled hose, nylon 12, yellow, 1/4in inside diameter, 0.3125in outside diameter, (2) 1/4in male NPT nickel-plated brass swivel fittings, 10ft working length. | Stock | 16 | 17.5
HN14C14-25YEL | NITRA pneumatic coiled hose, nylon 12, yellow, 1/4in inside diameter, 0.3125in outside diameter, (2) 1/4in male NPT nickel-plated brass swivel fittings, 20ft working length. | Stock | 21 | 23
HN14C14-50YEL | NITRA pneumatic coiled hose, nylon 12, yellow, 1/4in inside diameter, 0.3125in outside diameter, (2) 1/4in male NPT nickel-plated brass swivel fittings, 40ft working length. | Stock | 30 | 32.5
HN38C14-12YEL | NITRA pneumatic coiled hose, nylon 12, yellow, 3/8in inside diameter, .47in outside diameter, (2) 1/4in male NPT nickel-plated brass swivel fittings, 10ft working length. | Stock | 28 | 30.5
HN38C14-25YEL | NITRA pneumatic coiled hose, nylon 12, yellow, 3/8in inside diameter, .47in outside diameter, (2) 1/4in male NPT nickel-plated brass swivel fittings, 20ft working length. | Stock | 38.5 | 42
HN38C14-50YEL | NITRA pneumatic coiled hose, nylon 12, yellow, 3/8in inside diameter, .47in outside diameter, (2) 1/4in male NPT nickel-plated brass swivel fittings, 44ft working length. | Stock | 58 | 63
HN38C38-12YEL | NITRA pneumatic coiled hose, nylon 12, yellow, 3/8in inside diameter, .47in outside diameter, (2) 3/8in male NPT nickel-plated brass swivel fittings, 10ft working length. | Stock | 29.5 | 32
HN38C38-25YEL | NITRA pneumatic coiled hose, nylon 12, yellow, 3/8in inside diameter, .47in outside diameter, (2) 3/8in male NPT nickel-plated brass swivel fittings, 20ft working length. | Stock | 41 | 44.5
HN38C38-50YEL | NITRA pneumatic coiled hose, nylon 12, yellow, 3/8in inside diameter, .47in outside diameter, (2) 3/8in male NPT nickel-plated brass swivel fittings, 42ft working length. | Stock | 61 | 66
HN4FM604810 | Hammond enclosure, NEMA 3R/4/12/13, 60 x 48 x 10in (HxWxD), floor mount, carbon steel, ANSI 61 gray, powder coat finish, 2-door, 3-point padlocking handle. | Stock | 3048 | 3242
HN4FM604812S16 | Hammond enclosure, NEMA 3R/4X/12/13, 60 x 48 x 12in (HxWxD), floor mount, 316 stainless steel, #4 brush finish, 2-door, 3-point 316 stainless steel padlocking handle. | from vendor up to 15 business days | 7711 | 8276
HN4FM604812SS | Hammond enclosure, NEMA 3R/4X/12/13, 60 x 48 x 12in (HxWxD), floor mount, 304 stainless steel, #4 brush finish, 2-door, 3-point 316 stainless steel padlocking handle. | Stock | 6450 | 6921
HN4FM604818 | Hammond enclosure, NEMA 3R/4/12/13, 60 x 48 x 18in (HxWxD), floor mount, carbon steel, ANSI 61 gray, powder coat finish, 2-door, 3-point padlocking handle. | Stock | 3344 | 3557
HN4FM604818S16 | Hammond enclosure, NEMA 3R/4X/12/13, 60 x 48 x 18in (HxWxD), floor mount, 316 stainless steel, #4 brush finish, 2-door, 3-point 316 stainless steel padlocking handle. | Stock | 8506 | 9128
HN4FM604818SS | Hammond enclosure, NEMA 3R/4X/12/13, 60 x 48 x 18in (HxWxD), floor mount, 304 stainless steel, #4 brush finish, 2-door, 3-point 316 stainless steel padlocking handle. | Stock | 7113 | 7634
HN4FM606012 | Hammond enclosure, NEMA 3R/4/12/13, 60 x 60 x 12in (HxWxD), floor mount, carbon steel, ANSI 61 gray, powder coat finish, 2-door, 3-point padlocking handle. | Stock | 3553 | 3782
HN4FM606012S16 | Hammond enclosure, NEMA 3R/4X/12/13, 60 x 60 x 12in (HxWxD), floor mount, 316 stainless steel, #4 brush finish, 2-door, 3-point 316 stainless steel padlocking handle. | from vendor up to 15 business days | 8672 | 9307
HN4FM606012SS | Hammond enclosure, NEMA 3R/4X/12/13, 60 x 60 x 12in (HxWxD), floor mount, 304 stainless steel, #4 brush finish, 2-door, 3-point 316 stainless steel padlocking handle. | Stock | 7279 | 7812
HN4FM606018 | Hammond enclosure, NEMA 3R/4/12/13, 60 x 60 x 18in (HxWxD), floor mount, carbon steel, ANSI 61 gray, powder coat finish, 2-door, 3-point padlocking handle. | from vendor up to 15 business days | 3851 | 4097
HN4FM606018S16 | Hammond enclosure, NEMA 3R/4X/12/13, 60 x 60 x 18in (HxWxD), floor mount, 316 stainless steel, #4 brush finish, 2-door, 3-point 316 stainless steel padlocking handle. | from vendor up to 15 business days | 9317 | 9999
HN4FM606018SS | Hammond enclosure, NEMA 3R/4X/12/13, 60 x 60 x 18in (HxWxD), floor mount, 304 stainless steel, #4 brush finish, 2-door, 3-point 316 stainless steel padlocking handle. | Stock | 7958 | 8541
HN4FM726012 | Hammond enclosure, NEMA 3R/4/12/13, 72 x 60 x 12in (HxWxD), floor mount, carbon steel, ANSI 61 gray, powder coat finish, 2-door, 3-point padlocking handle. | Stock | 3980 | 4234
HN4FM726012S16 | Hammond enclosure, NEMA 3R/4X/12/13, 72 x 60 x 12in (HxWxD), floor mount, 316 stainless steel, #4 brush finish, 2-door, 3-point 316 stainless steel padlocking handle. | from vendor up to 15 business days | 10420 | 11182
HN4FM726012SS | Hammond enclosure, NEMA 3R/4X/12/13, 72 x 60 x 12in (HxWxD), floor mount, 304 stainless steel, #4 brush finish, 2-door, 3-point 316 stainless steel padlocking handle. | Stock | 8735 | 9374
HN4FM726018 | Hammond enclosure, NEMA 3R/4/12/13, 72 x 60 x 18in (HxWxD), floor mount, carbon steel, ANSI 61 gray, powder coat finish, 2-door, 3-point padlocking handle. | Stock | 4276 | 4549
HN4FM726018S16 | Hammond enclosure, NEMA 3R/4X/12/13, 72 x 60 x 18in (HxWxD), floor mount, 316 stainless steel, #4 brush finish, 2-door, 3-point 316 stainless steel padlocking handle. | Stock | 10501 | 11269
HN4FM726018SS | Hammond enclosure, NEMA 3R/4X/12/13, 72 x 60 x 18in (HxWxD), floor mount, 304 stainless steel, #4 brush finish, 2-door, 3-point 316 stainless steel padlocking handle. | Stock | 9374 | 10059
HN4FM727212 | Hammond enclosure, NEMA 3R/4/12/13, 72 x 72 x 12in (HxWxD), floor mount, carbon steel, ANSI 61 gray, powder coat finish, 2-door, 3-point padlocking handle. | Stock | 4476 | 4762
HN4FM727212S16 | Hammond enclosure, NEMA 3R/4X/12/13, 72 x 72 x 12in (HxWxD), floor mount, 316 stainless steel, #4 brush finish, 2-door, 3-point 316 stainless steel padlocking handle. | from vendor up to 15 business days | 10754 | 11539
HN4FM727212SS | Hammond enclosure, NEMA 3R/4X/12/13, 72 x 72 x 12in (HxWxD), floor mount, 304 stainless steel, #4 brush finish, 2-door, 3-point 316 stainless steel padlocking handle. | Stock | 9029 | 9689
HN4FM727218 | Hammond enclosure, NEMA 3R/4/12/13, 72 x 72 x 18in (HxWxD), floor mount, carbon steel, ANSI 61 gray, powder coat finish, 2-door, 3-point padlocking handle. | Stock | 4772 | 5076
HN4FM727218S16 | Hammond enclosure, NEMA 3R/4X/12/13, 72 x 72 x 18in (HxWxD), floor mount, 316 stainless steel, #4 brush finish, 2-door, 3-point 316 stainless steel padlocking handle. | from vendor up to 15 business days | 11251 | 12073
HN4FM727218SS | Hammond enclosure, NEMA 3R/4X/12/13, 72 x 72 x 18in (HxWxD), floor mount, 304 stainless steel, #4 brush finish, 2-door, 3-point 316 stainless steel padlocking handle. | Stock | 9824 | 10542
HN4FM727224 | Hammond enclosure, NEMA 3R/4/12/13, 72 x 72 x 24in (HxWxD), floor mount, carbon steel, ANSI 61 gray, powder coat finish, 2-door, 3-point padlocking handle. | Stock | 5140 | 5467
HN4FM727224S16 | Hammond enclosure, NEMA 3R/4X/12/13, 72 x 72 x 24in (HxWxD), floor mount, 316 stainless steel, #4 brush finish, 2-door, 3-point 316 stainless steel padlocking handle. | from vendor up to 15 business days | 13561 | 14552
HN4FM727224SS | Hammond enclosure, NEMA 3R/4X/12/13, 72 x 72 x 24in (HxWxD), floor mount, 304 stainless steel, #4 brush finish, 2-door, 3-point 316 stainless steel padlocking handle. | Stock | 11379 | 12211
HN4FS602418S16 | Hammond enclosure, NEMA 3R/4/4X/12/13, 60 x 24 x 18in (HxWxD), freestanding, 316 stainless steel, #4 brush finish, single-door, 3-point 316 stainless steel padlocking handle. | from vendor up to 15 business days | 5262 | 5647
HN4FS602418SS | Hammond enclosure, NEMA 3R/4/4X/12/13, 60 x 24 x 18in (HxWxD), freestanding, 304 stainless steel, #4 brush finish, single-door, 3-point 316 stainless steel padlocking handle. | Stock | 4036 | 4332
HN4FS603624S16 | Hammond enclosure, NEMA 3R/4/4X/12/13, 60 x 36 x 24in (HxWxD), freestanding, 316 stainless steel, #4 brush finish, single-door, 3-point 316 stainless steel padlocking handle. | from vendor up to 15 business days | 6991 | 7502
HN4FS603624SS | Hammond enclosure, NEMA 3R/4/4X/12/13, 60 x 36 x 24in (HxWxD), freestanding, 304 stainless steel, #4 brush finish, single-door, 3-point 316 stainless steel padlocking handle. | from vendor up to 15 business days | 5361 | 5755
HN4FS604818SS | Hammond enclosure, NEMA 3R/4X/12/13, 60 x 48 x 18in (HxWxD), freestanding, 304 stainless steel, #4 brush finish, double-door, 3-point 316 stainless steel padlocking handle. | from vendor up to 15 business days | 7165 | 7691
HN4FS722418S16 | Hammond enclosure, NEMA 3R/4/4X/12/13, 72 x 24 x 18in (HxWxD), freestanding, 316 stainless steel, #4 brush finish, single-door, 3-point 316 stainless steel padlocking handle. | from vendor up to 15 business days | 5841 | 6268
HN4FS722418SS | Hammond enclosure, NEMA 3R/4/4X/12/13, 72 x 24 x 18in (HxWxD), freestanding, 304 stainless steel, #4 brush finish, single-door, 3-point 316 stainless steel padlocking handle. | from vendor up to 15 business days | 4479 | 4808
HN4FS722424DASS | Hammond enclosure, NEMA 3R/4/4X/12/13, 72 x 24 x 24in (HxWxD), freestanding, dual access, 304 stainless steel, #4 brush finish, single-door, 3-point 316 stainless steel padlocking handle. | from vendor up to 15 business days | 5822 | 6249
HN4FS722424DS16 | Hammond enclosure, NEMA 3R/4/4X/12/13, 72 x 24 x 24in (HxWxD), freestanding, dual access, 316 stainless steel, #4 brush finish, single-door, 3-point 316 stainless steel padlocking handle. | from vendor up to 15 business days | 7578 | 8132
HN4FS722424S16 | Hammond enclosure, NEMA 3R/4/4X/12/13, 72 x 24 x 24in (HxWxD), freestanding, 316 stainless steel, #4 brush finish, single-door, 3-point 316 stainless steel padlocking handle. | from vendor up to 15 business days | 6486 | 6961
HN4FS722424SS | Hammond enclosure, NEMA 3R/4/4X/12/13, 72 x 24 x 24in (HxWxD), freestanding, 304 stainless steel, #4 brush finish, single-door, 3-point 316 stainless steel padlocking handle. | from vendor up to 15 business days | 4974 | 5339
HN4FS722430DASS | Hammond enclosure, NEMA 3R/4/4X/12/13, 72 x 24 x 30in (HxWxD), freestanding, dual access, 304 stainless steel, #4 brush finish, single-door, 3-point 316 stainless steel padlocking handle. | from vendor up to 15 business days | 6412 | 6883
HN4FS722430DS16 | Hammond enclosure, NEMA 3R/4/4X/12/13, 72 x 24 x 30in (HxWxD), freestanding, dual access, 316 stainless steel, #4 brush finish, single-door, 3-point 316 stainless steel padlocking handle. | from vendor up to 15 business days | 8347 | 8957
HN4FS722436DASS | Hammond enclosure, NEMA 3R/4/4X/12/13, 72 x 24 x 36in (HxWxD), freestanding, dual access, 304 stainless steel, #4 brush finish, single-door, 3-point 316 stainless steel padlocking handle. | from vendor up to 15 business days | 7010 | 7524
HN4FS722436DS16 | Hammond enclosure, NEMA 3R/4/4X/12/13, 72 x 24 x 36in (HxWxD), freestanding, dual access, 316 stainless steel, #4 brush finish, single-door, 3-point 316 stainless steel padlocking handle. | from vendor up to 15 business days | 9125 | 9792
HN4FS722518 | Hammond enclosure, NEMA 3R/4/12/13, 72 x 25 x 18in (HxWxD), freestanding, carbon steel, ANSI 61 gray, powder coat finish, single-door, 3-point padlocking handle. | Stock | 2053 | 2184
HN4FS723018S16 | Hammond enclosure, NEMA 3R/4/4X/12/13, 72 x 30 x 18in (HxWxD), freestanding, 316 stainless steel, #4 brush finish, single-door, 3-point 316 stainless steel padlocking handle. | from vendor up to 15 business days | 6453 | 6925
HN4FS723018SS | Hammond enclosure, NEMA 3R/4/4X/12/13, 72 x 30 x 18in (HxWxD), freestanding, 304 stainless steel, #4 brush finish, single-door, 3-point 316 stainless steel padlocking handle. | from vendor up to 15 business days | 4948 | 5311
HN4FS723024DASS | Hammond enclosure, NEMA 3R/4/4X/12/13, 72 x 30 x 24in (HxWxD), freestanding, dual access, 304 stainless steel, #4 brush finish, single-door, 3-point 316 stainless steel padlocking handle. | from vendor up to 15 business days | 6412 | 6883
HN4FS723024DS16 | Hammond enclosure, NEMA 3R/4/4X/12/13, 72 x 30 x 24in (HxWxD), freestanding, dual access, 316 stainless steel, #4 brush finish, single-door, 3-point 316 stainless steel padlocking handle. | from vendor up to 15 business days | 8347 | 8957
HN4FS723024S16 | Hammond enclosure, NEMA 3R/4/4X/12/13, 72 x 30 x 24in (HxWxD), freestanding, 316 stainless steel, #4 brush finish, single-door, 3-point 316 stainless steel padlocking handle. | from vendor up to 15 business days | 7161 | 7684
HN4FS723024SS | Hammond enclosure, NEMA 3R/4/4X/12/13, 72 x 30 x 24in (HxWxD), freestanding, 304 stainless steel, #4 brush finish, single-door, 3-point 316 stainless steel padlocking handle. | from vendor up to 15 business days | 5491 | 5894
HN4FS723124 | Hammond enclosure, NEMA 3R/4/12/13, 72 x 31 x 24in (HxWxD), freestanding, carbon steel, ANSI 61 gray, powder coat finish, single-door, 3-point padlocking handle. | Stock | 2503 | 2661
HN4FS723618S16 | Hammond enclosure, NEMA 3R/4/4X/12/13, 72 x 36 x 18in (HxWxD), freestanding, 316 stainless steel, #4 brush finish, single-door, 3-point 316 stainless steel padlocking handle. | from vendor up to 15 business days | 7070 | 7587
HN4FS723618SS | Hammond enclosure, NEMA 3R/4/4X/12/13, 72 x 36 x 18in (HxWxD), freestanding, 304 stainless steel, #4 brush finish, single-door, 3-point 316 stainless steel padlocking handle. | Stock | 5421 | 5819
HN4FS723624DASS | Hammond enclosure, NEMA 3R/4/4X/12/13, 72 x 36 x 24in (HxWxD), freestanding, dual access, 304 stainless steel, #4 brush finish, single-door, 3-point 316 stainless steel padlocking handle. | from vendor up to 15 business days | 7010 | 7524
HN4FS723624DS16 | Hammond enclosure, NEMA 3R/4/4X/12/13, 72 x 36 x 24in (HxWxD), freestanding, dual access, 316 stainless steel, #4 brush finish, single-door, 3-point 316 stainless steel padlocking handle. | from vendor up to 15 business days | 9125 | 9792
HN4FS723624S16 | Hammond enclosure, NEMA 3R/4/4X/12/13, 72 x 36 x 24in (HxWxD), freestanding, 316 stainless steel, #4 brush finish, single-door, 3-point 316 stainless steel padlocking handle. | from vendor up to 15 business days | 7806 | 8378
HN4FS723624SS | Hammond enclosure, NEMA 3R/4/4X/12/13, 72 x 36 x 24in (HxWxD), freestanding, 304 stainless steel, #4 brush finish, single-door, 3-point 316 stainless steel padlocking handle. | Stock | 5986 | 6426
HN4FS723630S16 | Hammond enclosure, NEMA 3R/4/4X/12/13, 72 x 36 x 30in (HxWxD), freestanding, 316 stainless steel, #4 brush finish, single-door, 3-point 316 stainless steel padlocking handle. | from vendor up to 15 business days | 8549 | 9174
HN4FS723630SS | Hammond enclosure, NEMA 3R/4/4X/12/13, 72 x 36 x 30in (HxWxD), freestanding, 304 stainless steel, #4 brush finish, single-door, 3-point 316 stainless steel padlocking handle. | from vendor up to 15 business days | 6557 | 7039
HN4FS723636DASS | Hammond enclosure, NEMA 3R/4/4X/12/13, 72 x 36 x 36in (HxWxD), freestanding, dual access, 304 stainless steel, #4 brush finish, single-door, 3-point 316 stainless steel padlocking handle. | from vendor up to 15 business days | 8327 | 8938
HN4FS723636DS16 | Hammond enclosure, NEMA 3R/4/4X/12/13, 72 x 36 x 36in (HxWxD), freestanding, dual access, 316 stainless steel, #4 brush finish, single-door, 3-point 316 stainless steel padlocking handle. | from vendor up to 15 business days | 10840 | 11633
HN4FS723636S16 | Hammond enclosure, NEMA 3R/4/4X/12/13, 72 x 36 x 36in (HxWxD), freestanding, 316 stainless steel, #4 brush finish, single-door, 3-point 316 stainless steel padlocking handle. | from vendor up to 15 business days | 9285 | 9964
HN4FS723636SS | Hammond enclosure, NEMA 3R/4/4X/12/13, 72 x 36 x 36in (HxWxD), freestanding, 304 stainless steel, #4 brush finish, single-door, 3-point 316 stainless steel padlocking handle. | from vendor up to 15 business days | 7132 | 7656
HN4FS723724 | Hammond enclosure, NEMA 3R/4/12/13, 72 x 37 x 24in (HxWxD), freestanding, carbon steel, ANSI 61 gray, powder coat finish, single-door, 3-point padlocking handle. | Stock | 2725 | 2899
HN4FS724818SS | Hammond enclosure, NEMA 3R/4X/12/13, 72 x 48 x 18in (HxWxD), freestanding, 304 stainless steel, #4 brush finish, double-door, 3-point 316 stainless steel padlocking handle. | from vendor up to 15 business days | 7875 | 8453
HN4FS724824DASS | Hammond enclosure, NEMA 3R/4X/12/13, 72 x 48 x 24in (HxWxD), freestanding, dual access, 304 stainless steel, #4 brush finish, double-door, 3-point 316 stainless steel padlocking handle. | from vendor up to 15 business days | 9677 | 10387
HN4FS724824SS | Hammond enclosure, NEMA 3R/4X/12/13, 72 x 48 x 24in (HxWxD), freestanding, 304 stainless steel, #4 brush finish, double-door, 3-point 316 stainless steel padlocking handle. | from vendor up to 15 business days | 8547 | 9175
HN4FS726018SS | Hammond enclosure, NEMA 3R/4X/12/13, 72 x 60 x 18in (HxWxD), freestanding, 304 stainless steel, #4 brush finish, double-door, 3-point 316 stainless steel padlocking handle. | from vendor up to 15 business days | 8876 | 9528
HN4FS726024DASS | Hammond enclosure, NEMA 3R/4X/12/13, 72 x 60 x 24in (HxWxD), freestanding, dual access, 304 stainless steel, #4 brush finish, double-door, 3-point 316 stainless steel padlocking handle. | from vendor up to 15 business days | 10898 | 11698
HN4FS726024SS | Hammond enclosure, NEMA 3R/4X/12/13, 72 x 60 x 24in (HxWxD), freestanding, 304 stainless steel, #4 brush finish, double-door, 3-point 316 stainless steel padlocking handle. | from vendor up to 15 business days | 9587 | 10291
HN4FS726036DASS | Hammond enclosure, NEMA 3R/4X/12/13, 72 x 60 x 36in (HxWxD), freestanding, dual access, 304 stainless steel, #4 brush finish, double-door, 3-point 316 stainless steel padlocking handle. | from vendor up to 15 business days | 12526 | 13445
HN4FS726036SS | Hammond enclosure, NEMA 3R/4X/12/13, 72 x 60 x 36in (HxWxD), freestanding, 304 stainless steel, #4 brush finish, double-door, 3-point 316 stainless steel padlocking handle. | from vendor up to 15 business days | 11053 | 11864
HN4FS727218SS | Hammond enclosure, NEMA 3R/4X/12/13, 72 x 72 x 18in (HxWxD), freestanding, 304 stainless steel, #4 brush finish, double-door, 3-point 316 stainless steel padlocking handle. | from vendor up to 15 business days | 9858 | 10582
HN4FS727224DASS | Hammond enclosure, NEMA 3R/4X/12/13, 72 x 72 x 24in (HxWxD), freestanding, dual access, 304 stainless steel, #4 brush finish, double-door, 3-point 316 stainless steel padlocking handle. | from vendor up to 15 business days | 12081 | 12967
HN4FS727224SS | Hammond enclosure, NEMA 3R/4X/12/13, 72 x 72 x 24in (HxWxD), freestanding, 304 stainless steel, #4 brush finish, double-door, 3-point 316 stainless steel padlocking handle. | from vendor up to 15 business days | 10659 | 11441
HN4FS902420S16 | Hammond enclosure, NEMA 3R/4/4X/12/13, 90 x 24 x 20in (HxWxD), freestanding, 316 stainless steel, #4 brush finish, single-door, 3-point 316 stainless steel padlocking handle. | from vendor up to 15 business days | 6968 | 7478
HN4FS902420SS | Hammond enclosure, NEMA 3R/4/4X/12/13, 90 x 24 x 20in (HxWxD), freestanding, 304 stainless steel, #4 brush finish, single-door, 3-point 316 stainless steel padlocking handle. | from vendor up to 15 business days | 5344 | 5737
HN4FS903620S16 | Hammond enclosure, NEMA 3R/4/4X/12/13, 90 x 36 x 20in (HxWxD), freestanding, 316 stainless steel, #4 brush finish, single-door, 3-point 316 stainless steel padlocking handle. | from vendor up to 15 business days | 8469 | 9089
HN4FS903620SS | Hammond enclosure, NEMA 3R/4/4X/12/13, 90 x 36 x 20in (HxWxD), freestanding, 304 stainless steel, #4 brush finish, single-door, 3-point 316 stainless steel padlocking handle. | from vendor up to 15 business days | 6499 | 6977
HN4FS903624DASS | Hammond enclosure, NEMA 3R/4/4X/12/13, 90 x 36 x 24in (HxWxD), freestanding, dual access, 304 stainless steel, #4 brush finish, single-door, 3-point 316 stainless steel padlocking handle. | from vendor up to 15 business days | 8121 | 8717
HN4FS903624DS16 | Hammond enclosure, NEMA 3R/4/4X/12/13, 90 x 36 x 24in (HxWxD), freestanding, dual access, 316 stainless steel, #4 brush finish, single-door, 3-point 316 stainless steel padlocking handle. | from vendor up to 15 business days | 10571 | 11344
HN4FS903624S16 | Hammond enclosure, NEMA 3R/4/4X/12/13, 90 x 36 x 24in (HxWxD), freestanding, 316 stainless steel, #4 brush finish, single-door, 3-point 316 stainless steel padlocking handle. | from vendor up to 15 business days | 9053 | 9715
HN4FS903624SS | Hammond enclosure, NEMA 3R/4/4X/12/13, 90 x 36 x 24in (HxWxD), freestanding, 304 stainless steel, #4 brush finish, single-door, 3-point 316 stainless steel padlocking handle. | from vendor up to 15 business days | 6951 | 7462
HN4FS903636DASS | Hammond enclosure, NEMA 3R/4/4X/12/13, 90 x 36 x 36in (HxWxD), freestanding, dual access, 304 stainless steel, #4 brush finish, single-door, 3-point 316 stainless steel padlocking handle. | from vendor up to 15 business days | 9652 | 10360
HN4FS903636DS16 | Hammond enclosure, NEMA 3R/4/4X/12/13, 90 x 36 x 36in (HxWxD), freestanding, dual access, 316 stainless steel, #4 brush finish, single-door, 3-point 316 stainless steel padlocking handle. | from vendor up to 15 business days | 12564 | 13483
HN4FS903636S16 | Hammond enclosure, NEMA 3R/4/4X/12/13, 90 x 36 x 36in (HxWxD), freestanding, 316 stainless steel, #4 brush finish, single-door, 3-point 316 stainless steel padlocking handle. | from vendor up to 15 business days | 10764 | 11551
HN4FS903636SS | Hammond enclosure, NEMA 3R/4/4X/12/13, 90 x 36 x 36in (HxWxD), freestanding, 304 stainless steel, #4 brush finish, single-door, 3-point 316 stainless steel padlocking handle. | from vendor up to 15 business days | 8263 | 8870
HN4FS904820SS | Hammond enclosure, NEMA 3R/4X/12/13, 90 x 48 x 20in (HxWxD), freestanding, 304 stainless steel, #4 brush finish, double-door, 3-point 316 stainless steel padlocking handle. | from vendor up to 15 business days | 9225 | 9902
HN4FS907220SS | Hammond enclosure, NEMA 3R/4X/12/13, 90 x 72 x 20in (HxWxD), freestanding, 304 stainless steel, #4 brush finish, double-door, 3-point 316 stainless steel padlocking handle. | from vendor up to 15 business days | 11641 | 12495
HN4FS907224DASS | Hammond enclosure, NEMA 3R/4X/12/13, 90 x 72 x 24in (HxWxD), freestanding, dual access, 304 stainless steel, #4 brush finish, double-door, 3-point 316 stainless steel padlocking handle. | from vendor up to 15 business days | 13870 | 14887
HN4FS907224SS | Hammond enclosure, NEMA 3R/4X/12/13, 90 x 72 x 24in (HxWxD), freestanding, 304 stainless steel, #4 brush finish, double-door, 3-point 316 stainless steel padlocking handle. | from vendor up to 15 business days | 12236 | 13134
HN4FS907236SS | Hammond enclosure, NEMA 3R/4X/12/13, 90 x 72 x 36in (HxWxD), freestanding, 304 stainless steel, #4 brush finish, double-door, 3-point 316 stainless steel padlocking handle. | from vendor up to 15 business days | 14006 | 15032
HN4WM24428GY | Hammond enclosure, NEMA 3R/4/12, 24 x 42 x 8in (HxWxD), wall mount, carbon steel, ANSI 61 gray, powder coat finish, 2-door, 3-point padlocking handle. | from vendor up to 15 business days | 1124 | 1266
HN4WM24428S16 | Hammond enclosure, NEMA 3R/4X/12/13, 24 x 42 x 8in (HxWxD), wall mount, 316 stainless steel, #4 brush finish, 2-door, 3-point 316 stainless steel padlocking handle. | from vendor up to 15 business days | 3179 | 3418
HN4WM24428SS | Hammond enclosure, NEMA 3R/4X/12/13, 24 x 42 x 8in (HxWxD), wall mount, 304 stainless steel, #4 brush finish, 2-door, 3-point 316 stainless steel padlocking handle. | from vendor up to 15 business days | 2664 | 2860
HN4WM24488GY | Hammond enclosure, NEMA 3R/4/12, 24 x 48 x 8in (HxWxD), wall mount, carbon steel, ANSI 61 gray, powder coat finish, 2-door, 3-point padlocking handle. | from vendor up to 15 business days | 1226 | 1381
HN4WM24488S16 | Hammond enclosure, NEMA 3R/4X/12/13, 24 x 48 x 8in (HxWxD), wall mount, 316 stainless steel, #4 brush finish, 2-door, 3-point 316 stainless steel padlocking handle. | from vendor up to 15 business days | 3429 | 3687
HN4WM24488SS | Hammond enclosure, NEMA 3R/4X/12/13, 24 x 48 x 8in (HxWxD), wall mount, 304 stainless steel, #4 brush finish, 2-door, 3-point 316 stainless steel padlocking handle. | from vendor up to 15 business days | 2876 | 3086
HN4WM304210GY | Hammond enclosure, NEMA 3R/4/12, 30 x 42 x 10in (HxWxD), wall mount, carbon steel, ANSI 61 gray, powder coat finish, 2-door, 3-point padlocking handle. | from vendor up to 15 business days | 1363 | 1535
HN4WM304210S16 | Hammond enclosure, NEMA 3R/4X/12/13, 30 x 42 x 10in (HxWxD), wall mount, 316 stainless steel, #4 brush finish, 2-door, 3-point 316 stainless steel padlocking handle. | from vendor up to 15 business days | 3734 | 4015
HN4WM304210SS | Hammond enclosure, NEMA 3R/4X/12/13, 30 x 42 x 10in (HxWxD), wall mount, 304 stainless steel, #4 brush finish, 2-door, 3-point 316 stainless steel padlocking handle. | Stock | 3124 | 3354
HN4WM304810GY | Hammond enclosure, NEMA 3R/4/12, 30 x 48 x 10in (HxWxD), wall mount, carbon steel, ANSI 61 gray, powder coat finish, 2-door, 3-point padlocking handle. | from vendor up to 15 business days | 1490 | 1678
HN4WM304810S16 | Hammond enclosure, NEMA 3R/4X/12/13, 30 x 48 x 10in (HxWxD), wall mount, 316 stainless steel, #4 brush finish, 2-door, 3-point 316 stainless steel padlocking handle. | from vendor up to 15 business days | 4023 | 4326
HN4WM304810SS | Hammond enclosure, NEMA 3R/4X/12/13, 30 x 48 x 10in (HxWxD), wall mount, 304 stainless steel, #4 brush finish, 2-door, 3-point 316 stainless steel padlocking handle. | Stock | 3367 | 3614
HN4WM306010GY | Hammond enclosure, NEMA 3R/4/12, 30 x 60 x 10in (HxWxD), wall mount, carbon steel, ANSI 61 gray, powder coat finish, 2-door, 3-point padlocking handle. | from vendor up to 15 business days | 1787 | 2013
HN4WM306010S16 | Hammond enclosure, NEMA 3R/4X/12/13, 30 x 60 x 10in (HxWxD), wall mount, 316 stainless steel, #4 brush finish, 2-door, 3-point 316 stainless steel padlocking handle. | from vendor up to 15 business days | 4591 | 4936
HN4WM306010SS | Hammond enclosure, NEMA 3R/4X/12/13, 30 x 60 x 10in (HxWxD), wall mount, 304 stainless steel, #4 brush finish, 2-door, 3-point 316 stainless steel padlocking handle. | Stock | 3839 | 4120
HN4WM364212GY | Hammond enclosure, NEMA 3R/4/12, 36 x 42 x 12in (HxWxD), wall mount, carbon steel, ANSI 61 gray, powder coat finish, 2-door, 3-point padlocking handle. | from vendor up to 15 business days | 1635 | 1842
HN4WM364212S16 | Hammond enclosure, NEMA 3R/4X/12/13, 36 x 42 x 12in (HxWxD), wall mount, 316 stainless steel, #4 brush finish, 2-door, 3-point 316 stainless steel padlocking handle. | from vendor up to 15 business days | 4327 | 4652
HN4WM364212SS | Hammond enclosure, NEMA 3R/4X/12/13, 36 x 42 x 12in (HxWxD), wall mount, 304 stainless steel, #4 brush finish, 2-door, 3-point 316 stainless steel padlocking handle. | Stock | 3620 | 3886
HN4WM364812GY | Hammond enclosure, NEMA 3R/4/12, 36 x 48 x 12in (HxWxD), wall mount, carbon steel, ANSI 61 gray, powder coat finish, 2-door, 3-point padlocking handle. | Stock | 1750 | 1971
HN4WM364812S16 | Hammond enclosure, NEMA 3R/4X/12/13, 36 x 48 x 12in (HxWxD), wall mount, 316 stainless steel, #4 brush finish, 2-door, 3-point 316 stainless steel padlocking handle. | from vendor up to 15 business days | 4702 | 5055
HN4WM364812SS | Hammond enclosure, NEMA 3R/4X/12/13, 36 x 48 x 12in (HxWxD), wall mount, 304 stainless steel, #4 brush finish, 2-door, 3-point 316 stainless steel padlocking handle. | Stock | 3933 | 4221
HN4WM366012GY | Hammond enclosure, NEMA 3R/4/12, 36 x 60 x 12in (HxWxD), wall mount, carbon steel, ANSI 61 gray, powder coat finish, 2-door, 3-point padlocking handle. | Stock | 2054 | 2314
HN4WM366012S16 | Hammond enclosure, NEMA 3R/4X/12/13, 36 x 60 x 12in (HxWxD), wall mount, 316 stainless steel, #4 brush finish, 2-door, 3-point 316 stainless steel padlocking handle. | from vendor up to 15 business days | 5384 | 5789
HN4WM366012SS | Hammond enclosure, NEMA 3R/4X/12/13, 36 x 60 x 12in (HxWxD), wall mount, 304 stainless steel, #4 brush finish, 2-door, 3-point 316 stainless steel padlocking handle. | Stock | 4503 | 4833
HN4WM424212GY | Hammond enclosure, NEMA 3R/4/12, 42 x 42 x 12in (HxWxD), wall mount, carbon steel, ANSI 61 gray, powder coat finish, 2-door, 3-point padlocking handle. | from vendor up to 15 business days | 1812 | 2041
HN4WM424212S16 | Hammond enclosure, NEMA 3R/4X/12/13, 42 x 42 x 12in (HxWxD), wall mount, 316 stainless steel, #4 brush finish, 2-door, 3-point 316 stainless steel padlocking handle. | from vendor up to 15 business days | 4765 | 5123
HN4WM424212SS | Hammond enclosure, NEMA 3R/4X/12/13, 42 x 42 x 12in (HxWxD), wall mount, 304 stainless steel, #4 brush finish, 2-door, 3-point 316 stainless steel padlocking handle. | from vendor up to 15 business days | 3986 | 4278
HN4WM424812GY | Hammond enclosure, NEMA 3R/4/12, 42 x 48 x 12in (HxWxD), wall mount, carbon steel, ANSI 61 gray, powder coat finish, 2-door, 3-point padlocking handle. | Stock | 1990 | 2241
HN4WM424812S16 | Hammond enclosure, NEMA 3R/4X/12/13, 42 x 48 x 12in (HxWxD), wall mount, 316 stainless steel, #4 brush finish, 2-door, 3-point 316 stainless steel padlocking handle. | from vendor up to 15 business days | 5157 | 5545
HN4WM424812SS | Hammond enclosure, NEMA 3R/4X/12/13, 42 x 48 x 12in (HxWxD), wall mount, 304 stainless steel, #4 brush finish, 2-door, 3-point 316 stainless steel padlocking handle. | Stock | 4314 | 4630
HN4WM426012GY | Hammond enclosure, NEMA 3R/4/12, 42 x 60 x 12in (HxWxD), wall mount, carbon steel, ANSI 61 gray, powder coat finish, 2-door, 3-point padlocking handle. | from vendor up to 15 business days | 2310 | 2602
HN4WM426012S16 | Hammond enclosure, NEMA 3R/4X/12/13, 42 x 60 x 12in (HxWxD), wall mount, 316 stainless steel, #4 brush finish, 2-door, 3-point 316 stainless steel padlocking handle. | from vendor up to 15 business days | 5918 | 6363
HN4WM426012SS | Hammond enclosure, NEMA 3R/4X/12/13, 42 x 60 x 12in (HxWxD), wall mount, 304 stainless steel, #4 brush finish, 2-door, 3-point 316 stainless steel padlocking handle. | Stock | 4953 | 5315
HN4WM484812GY | Hammond enclosure, NEMA 3R/4/12, 48 x 48 x 12in (HxWxD), wall mount, carbon steel, ANSI 61 gray, powder coat finish, 2-door, 3-point padlocking handle. | Stock | 2159 | 2432
HN4WM484812S16 | Hammond enclosure, NEMA 3R/4X/12/13, 48 x 48 x 12in (HxWxD), wall mount, 316 stainless steel, #4 brush finish, 2-door, 3-point 316 stainless steel padlocking handle. | from vendor up to 15 business days | 5637 | 6061
HN4WM484812SS | Hammond enclosure, NEMA 3R/4X/12/13, 48 x 48 x 12in (HxWxD), wall mount, 304 stainless steel, #4 brush finish, 2-door, 3-point 316 stainless steel padlocking handle. | Stock | 4715 | 5060
HNFX02 | CCEA rear swivel arm bracket, stainless steel. For use with CCEA Herionova series LED light bars. | Stock | 49
HNFX03 | CCEA recessed frame, replacement, anodized aluminum. For use with CCEA HN0221S0303 LED light bar. | Stock | 68
HNFX04 | CCEA recessed frame, replacement, anodized aluminum. For use with CCEA HN0321S0304 LED light bar. | Stock | 87
HNFX05 | CCEA recessed frame, replacement, anodized aluminum. For use with CCEA HN0521S0305 LED light bar. | Stock | 104
HNFX06 | CCEA recessed frame, replacement, anodized aluminum. For use with CCEA HN0721S0306 LED light bar. | Stock | 121
HNFX07 | CCEA side bracket, replacement, stainless steel. For use with CCEA Herionova series LED light bars. | Stock | 30
HP100 | Hammond hole seal, 1in conduit, carbon steel, ANSI 61 gray, powder coat finish, oil-resistant gasket. For use with carbon steel enclosures. | Stock | 9.25 | 9.75
HP100SS | Hammond hole seal, 1in conduit, 304 stainless steel, #4 brush finish, oil-resistant gasket. For use with stainless steel enclosures. | Stock | 23 | 24.5
HP125 | Hammond hole seal, 1-1/4in conduit, carbon steel, ANSI 61 gray, powder coat finish, oil-resistant gasket. For use with carbon steel enclosures. | Stock | 10.25 | 10.75
HP125SS | Hammond hole seal, 1-1/4in conduit, 304 stainless steel, #4 brush finish, oil-resistant gasket. For use with stainless steel enclosures. | Stock | 26.5 | 28
HP14C10CBL | NITRA pneumatic coiled hose, polyurethane, clear blue, 1/4in inside diameter, 0.375in outside diameter, (2) 1/4in male NPT brass fittings (one end fixed, one end swivel), 8ft working length. | Stock | 16.5 | 18
HP14C10CBL-QC | NITRA pneumatic coiled hose, polyurethane, clear blue, 1/4in inside diameter, 0.375in outside diameter, 1/4in chrome plated steel quick-disconnect fittings, 8ft working length. | Stock | 37.5 | 41
HP14C15CBL | NITRA pneumatic coiled hose, polyurethane, clear blue, 1/4in inside diameter, 0.375in outside diameter, (2) 1/4in male NPT brass fittings (one end fixed, one end swivel), 12ft working length. | Stock | 19 | 20.5
HP14C15CBL-QC | NITRA pneumatic coiled hose, polyurethane, clear blue, 1/4in inside diameter, 0.375in outside diameter, 1/4in chrome plated steel quick-disconnect fittings, 12ft working length. | Stock | 39.5 | 43
HP14C20CBL | NITRA pneumatic coiled hose, polyurethane, clear blue, 1/4in inside diameter, 0.375in outside diameter, (2) 1/4in male NPT brass fittings (one end fixed, one end swivel), 16ft working length. | Stock | 21.5 | 23.5
HP14C20CBL-QC | NITRA pneumatic coiled hose, polyurethane, clear blue, 1/4in inside diameter, 0.375in outside diameter, 1/4in chrome plated steel quick-disconnect fittings, 16ft working length. | Stock | 43 | 47
HP150 | Hammond hole seal, 1-1/2in conduit, carbon steel, ANSI 61 gray, powder coat finish, oil-resistant gasket. For use with carbon steel enclosures. | Stock | 11.5 | 12.25
HP150SS | Hammond hole seal, 1-1/2in conduit, 304 stainless steel, #4 brush finish, oil-resistant gasket. For use with stainless steel enclosures. | Stock | 30 | 31.5
HP200 | Hammond hole seal, 2in conduit, carbon steel, ANSI 61 gray, powder coat finish, oil-resistant gasket. For use with carbon steel enclosures. | Stock | 12.75 | 13.5
HP200SS | Hammond hole seal, 2in conduit, 304 stainless steel, #4 brush finish, oil-resistant gasket. For use with stainless steel enclosures. | Stock | 33 | 35
HP22 | Hammond hole seal, 22mm pushbutton, carbon steel, ANSI 61 gray, powder coat finish, oil-resistant gasket. For use with carbon steel enclosures. | Stock | 5.25 | 5.75
HP22SS | Hammond hole seal, 22mm pushbutton, 304 stainless steel, #4 brush finish, oil-resistant gasket. For use with stainless steel enclosures. | Stock | 13.5 | 14.25
HP250 | Hammond hole seal, 2-1/2in conduit, carbon steel, ANSI 61 gray, powder coat finish, oil-resistant gasket. For use with carbon steel enclosures. | Stock | 16.25 | 17.25
HP300 | Hammond hole seal, 3in conduit, carbon steel, ANSI 61 gray, powder coat finish, oil-resistant gasket. For use with carbon steel enclosures. | Stock | 21.5 | 23
HP350 | Hammond hole seal, 3-1/2in conduit, carbon steel, ANSI 61 gray, powder coat finish, oil-resistant gasket. For use with carbon steel enclosures. | Stock | 28 | 29.5
HP400 | Hammond hole seal, 4in conduit, carbon steel, ANSI 61 gray, powder coat finish, oil-resistant gasket. For use with carbon steel enclosures. | Stock | 35.5 | 38
HP50 | Hammond hole seal, 1/2in conduit, carbon steel, ANSI 61 gray, powder coat finish, oil-resistant gasket. For use with carbon steel enclosures. | Stock | 5.25 | 5.75
HP50SS | Hammond hole seal, 1/2in conduit, 304 stainless steel, #4 brush finish, oil-resistant gasket. For use with stainless steel enclosures. | Stock | 13.5 | 14.25
HP75 | Hammond hole seal, 3/4in conduit, carbon steel, ANSI 61 gray, powder coat finish, oil-resistant gasket. For use with carbon steel enclosures. | Stock | 6.5 | 7
HP75SS | Hammond hole seal, 3/4in conduit, 304 stainless steel, #4 brush finish, oil-resistant gasket. For use with stainless steel enclosures. | Stock | 17.25 | 18.25
HPB | Hammond hole seal, 30mm pushbutton, carbon steel, ANSI 61 gray, powder coat finish, oil-resistant gasket. For use with carbon steel enclosures. | Stock | 7 | 7.5
HPB101-1 | Edison open power distribution block, 175A, 1-pole, line side: 1 opening accepts 2/0 AWG to 8 AWG, load side: 1 opening accepts 2/0 AWG to 8 AWG, panel mount, UL 1953 listed. | Stock | 16.5 | 17
HPB101-3 | Edison open power distribution block, 175A, 3-pole, line side: 1 opening accepts 2/0 AWG to 8 AWG, load side: 1 opening accepts 2/0 AWG to 8 AWG, panel mount, UL 1953 listed. | Stock | 44.5 | 46.5
HPB104-1 | Edison open power distribution block, 175A, 1-pole, line side: 1 opening accepts 2/0 AWG to 8 AWG, load side: 4 openings accept 4AWG to 14 AWG, panel mount, UL 1953 listed. | Stock | 22 | 23
HPB104-3 | Edison open power distribution block, 175A, 3-pole, line side: 1 opening accepts 2/0 AWG to 8 AWG, load side: 4 openings accept 4AWG to 14 AWG, panel mount, UL 1953 listed. | Stock | 61 | 63
HPB106-1 | Edison open power distribution block, 175A, 1-pole, line side: 1 opening accepts 2/0 AWG to 8 AWG, load side: 6 openings accept 4 AWG to 14 AWG, panel mount, UL 1953 listed. | Stock | 24 | 25
HPB106-2 | Edison open power distribution block, 175A, 2-pole, line side: 1 opening accepts 2/0 AWG to 8 AWG, load side: 6 openings accept 4 AWG to 14 AWG, panel mount, UL 1953 listed. | Stock | 47.5 | 49.5
HPB106-3 | Edison open power distribution block, 175A, 3-pole, line side: 1 opening accepts 2/0 AWG to 8 AWG, load side: 6 openings accept 4 AWG to 14 AWG, panel mount, UL 1953 listed. | Stock | 71 | 74
HPB10S-3 | Edison open power distribution block, 175A, 3-pole, line side: 1 opening accepts 2/0 AWG to 8 AWG, load side: 1/4-20 X 3/4 stud, panel mount, UL 1953 listed. | Stock | 59 | 61
HPB306-1 | Edison open power distribution block, 310A, 1-pole, line side: 1 opening accepts 350 MCM to 4 AWG, load side: 6 openings accept 4 AWG to 12 AWG, panel mount, UL 1953 listed. | Stock | 37 | 38.5
HPB306-3 | Edison open power distribution block, 310A, 3-pole, line side: 1 opening accepts 350 MCM to 4 AWG, load side: 6 openings accept 4 AWG to 12 AWG, panel mount, UL 1953 listed. | Stock | 106 | 110
HPB309-1 | Edison open power distribution block, 310A, 1-pole, line side: 1 opening accepts 350 MCM to 4 AWG, load side: 6 openings accept 2AWG to 12 AWG, 3 openings accept 1/0 to 12 AWG, panel mount, UL 1953 listed. | Stock | 54 | 56
HPB309-3 | Edison open power distribution block, 310A, 3-pole, line side: 1 opening accepts 350 MCM to 4 AWG, load side: 6 openings accept 2AWG to 12 AWG, 3 openings accept 1/0 to 12 AWG, panel mount, UL 1953 listed. | Stock | 157 | 163
HPB312-1 | Edison open power distribution block, 310A, 1-pole, line side: 1 opening accepts 350 MCM to 4 AWG, load side: 12 openings accept 4AWG to 14 AWG, panel mount, UL 1953 listed. | Stock | 60 | 62
HPB312-3 | Edison open power distribution block, 310A, 3-pole, line side: 1 opening accepts 350 MCM to 4 AWG, load side: 12 openings accept 4AWG to 14 AWG, panel mount, UL 1953 listed. | Stock | 173 | 180
HPBSS | Hammond hole seal, 30mm pushbutton, 304 stainless steel, #4 brush finish, oil-resistant gasket. For use with stainless steel enclosures. | Stock | 19 | 20
HPGA063-100A1 | SureGear high-precision strain wave gearbox, 100:1 ratio, inline, 13mm diameter output shaft, nominal output torque 15 N-m (133 lb-in), 1-stage, 63mm frame. For use with SureServo and SureServo2 SV(2)L-201(B) motors. | Stock | 1011
HPGA063-50A1 | SureGear high-precision strain wave gearbox, 50:1 ratio, inline, 13mm diameter output shaft, nominal output torque 12 N-m (106 lb-in), 1-stage, 63mm frame. For use with SureServo and SureServo2 SV(2)L-201(B) motors. | Stock | 1011
HPGA063-80A1 | SureGear high-precision strain wave gearbox, 80:1 ratio, inline, 13mm diameter output shaft, nominal output torque 12 N-m (106 lb-in), 1-stage, 63mm frame. For use with SureServo and SureServo2 SV(2)L-201(B) motors. | Stock | 1011
HPGA073-100A2 | SureGear high-precision strain wave gearbox, 100:1 ratio, inline, 16mm diameter output shaft, nominal output torque 30 N-m (266 lb-in), 1-stage, 73mm frame. For use with SureServo and SureServo2 SV(2)L-202(B) and SV(2)L-204(B) motors. | Stock | 1172
HPGA073-120A2 | SureGear high-precision strain wave gearbox, 120:1 ratio, inline, 16mm diameter output shaft, nominal output torque 30 N-m (266 lb-in), 1-stage, 73mm frame. For use with SureServo and SureServo2 SV(2)L-202(B) and SV(2)L-204(B) motors. | Stock | 1172
HPGA073-160A2 | SureGear high-precision strain wave gearbox, 160:1 ratio, inline, 16mm diameter output shaft, nominal output torque 30 N-m (266 lb-in), 1-stage, 73mm frame. For use with SureServo and SureServo2 SV(2)L-202(B) and SV(2)L-204(B) motors. | Stock | 1172
HPGA073-50A2 | SureGear high-precision strain wave gearbox, 50:1 ratio, inline, 16mm diameter output shaft, nominal output torque 25 N-m (221 lb-in), 1-stage, 73mm frame. For use with SureServo and SureServo2 SV(2)L-202(B) and SV(2)L-204(B) motors. | Stock | 1172
HPGA073-80A2 | SureGear high-precision strain wave gearbox, 80:1 ratio, inline, 16mm diameter output shaft, nominal output torque 25 N-m (221 lb-in), 1-stage, 73mm frame. For use with SureServo and SureServo2 SV(2)L-202(B) and SV(2)L-204(B) motors. | Stock | 1172
HPGA088-100A3 | SureGear high-precision strain wave gearbox, 100:1 ratio, inline, 22mm diameter output shaft, nominal output torque 50 N-m (443 lb-in), 1-stage, 88mm frame. For use with SureServo and SureServo2 SV(2)L-207(B) motors. | Stock | 1332
HPGA088-120A3 | SureGear high-precision strain wave gearbox, 120:1 ratio, inline, 22mm diameter output shaft, nominal output torque 50 N-m (443 lb-in), 1-stage, 88mm frame. For use with SureServo and SureServo2 SV(2)L-207(B) motors. | Stock | 1332
HPGA088-160A3 | SureGear high-precision strain wave gearbox, 160:1 ratio, inline, 22mm diameter output shaft, nominal output torque 50 N-m (443 lb-in), 1-stage, 88mm frame. For use with SureServo and SureServo2 SV(2)L-207(B) motors. | Stock | 1332
HPGA088-50A3 | SureGear high-precision strain wave gearbox, 50:1 ratio, inline, 22mm diameter output shaft, nominal output torque 40 N-m (354 lb-in), 1-stage, 88mm frame. For use with SureServo and SureServo2 SV(2)L-207(B) motors. | Stock | 1332
HPGA088-80A3 | SureGear high-precision strain wave gearbox, 80:1 ratio, inline, 22mm diameter output shaft, nominal output torque 40 N-m (354 lb-in), 1-stage, 88mm frame. For use with SureServo and SureServo2 SV(2)L-207(B) motors. | Stock | 1332
HPGA116-100A4 | SureGear high-precision strain wave gearbox, 100:1 ratio, inline, 32mm diameter output shaft, nominal output torque 120 N-m (1062 lb-in), 1-stage, 116mm frame. For use with SureServo and SureServo2 SV(2)L-210(B) motors. | Stock | 1590
HPGA116-100A5 | SureGear high-precision strain wave gearbox, 100:1 ratio, inline, 32mm diameter output shaft, nominal output torque 120 N-m (1062 lb-in), 1-stage, 116mm frame. For use with SureServo and SureServo2 SV(2)M-210(B) motors. | Stock | 1590
HPGA116-135A4 | SureGear high-precision strain wave gearbox, 135:1 ratio, inline, 32mm diameter output shaft, nominal output torque 120 N-m (1062 lb-in), 1-stage, 116mm frame. For use with SureServo and SureServo2 SV(2)L-210(B) motors. | Stock | 1590
HPGA116-135A5 | SureGear high-precision strain wave gearbox, 135:1 ratio, inline, 32mm diameter output shaft, nominal output torque 120 N-m (1062 lb-in), 1-stage, 116mm frame. For use with SureServo and SureServo2 SV(2)M-210(B) motors. | Stock | 1590
HPGA116-160A4 | SureGear high-precision strain wave gearbox, 160:1 ratio, inline, 32mm diameter output shaft, nominal output torque 120 N-m (1062 lb-in), 1-stage, 116mm frame. For use with SureServo and SureServo2 SV(2)L-210(B) motors. | Stock | 1590
HPGA116-160A5 | SureGear high-precision strain wave gearbox, 160:1 ratio, inline, 32mm diameter output shaft, nominal output torque 120 N-m (1062 lb-in), 1-stage, 116mm frame. For use with SureServo and SureServo2 SV(2)M-210(B) motors. | Stock | 1590
HPGA116-200A4 | SureGear high-precision strain wave gearbox, 200:1 ratio, inline, 32mm diameter output shaft, nominal output torque 120 N-m (1062 lb-in), 1-stage, 116mm frame. For use with SureServo and SureServo2 SV(2)L-210(B) motors. | Stock | 1590
HPGA116-200A5 | SureGear high-precision strain wave gearbox, 200:1 ratio, inline, 32mm diameter output shaft, nominal output torque 120 N-m (1062 lb-in), 1-stage, 116mm frame. For use with SureServo and SureServo2 SV(2)M-210(B) motors. | Stock | 1590
HPGA116-50A4 | SureGear high-precision strain wave gearbox, 50:1 ratio, inline, 32mm diameter output shaft, nominal output torque 100 N-m (885 lb-in), 1-stage, 116mm frame. For use with SureServo and SureServo2 SV(2)L-210(B) motors. | Stock | 1590
HPGA116-50A5 | SureGear high-precision strain wave gearbox, 50:1 ratio, inline, 32mm diameter output shaft, nominal output torque 100 N-m (885 lb-in), 1-stage, 116mm frame. For use with SureServo and SureServo2 SV(2)M-210(B) motors. | Stock | 1590
HPGA116-80A4 | SureGear high-precision strain wave gearbox, 80:1 ratio, inline, 32mm diameter output shaft, nominal output torque 100 N-m (885 lb-in), 1-stage, 116mm frame. For use with SureServo and SureServo2 SV(2)L-210(B) motors. | Stock | 1590
HPGA116-80A5 | SureGear high-precision strain wave gearbox, 80:1 ratio, inline, 32mm diameter output shaft, nominal output torque 100 N-m (885 lb-in), 1-stage, 116mm frame. For use with SureServo and SureServo2 SV(2)M-210(B) motors. | Stock | 1590
HPGCN17-1005M | SureGear high-precision strain wave gearbox, 100:1 ratio, inline, 0.375in diameter output shaft, nominal output torque 15 N-m (133 lb-in), 1-stage, NEMA 17 frame. For use with SureStep NEMA 17 motors. | Stock | 1011
HPGCN17-505M | SureGear high-precision strain wave gearbox, 50:1 ratio, inline, 0.375in diameter output shaft, nominal output torque 12 N-m (106 lb-in), 1-stage, NEMA 17 frame. For use with SureStep NEMA 17 motors. | Stock | 1011
HPGCN17-805M | SureGear high-precision strain wave gearbox, 80:1 ratio, inline, 0.375in diameter output shaft, nominal output torque 12 N-m (106 lb-in), 1-stage, NEMA 17 frame. For use with SureStep NEMA 17 motors. | Stock | 1011
HPGCN23-10025 | SureGear high-precision strain wave gearbox, 100:1 ratio, inline, 0.5in diameter output shaft, nominal output torque 30 N-m (266 lb-in), 1-stage, NEMA 23 frame. For use with SureStep NEMA 23 motors. | Stock | 1172
HPGCN23-12025 | SureGear high-precision strain wave gearbox, 120:1 ratio, inline, 0.5in diameter output shaft, nominal output torque 30 N-m (266 lb-in), 1-stage, NEMA 23 frame. For use with SureStep NEMA 23 motors. | Stock | 1172
HPGCN23-16025 | SureGear high-precision strain wave gearbox, 160:1 ratio, inline, 0.5in diameter output shaft, nominal output torque 30 N-m (266 lb-in), 1-stage, NEMA 23 frame. For use with SureStep NEMA 23 motors. | Stock | 1172
HPGCN23-5025 | SureGear high-precision strain wave gearbox, 50:1 ratio, inline, 0.5in diameter output shaft, nominal output torque 25 N-m (221 lb-in), 1-stage, NEMA 23 frame. For use with SureStep NEMA 23 motors. | Stock | 1172
HPGCN23-8025 | SureGear high-precision strain wave gearbox, 80:1 ratio, inline, 0.5in diameter output shaft, nominal output torque 25 N-m (221 lb-in), 1-stage, NEMA 23 frame. For use with SureStep NEMA 23 motors. | Stock | 1172
HPGCN34-10050 | SureGear high-precision strain wave gearbox, 100:1 ratio, inline, 1in diameter output shaft, nominal output torque 50 N-m (443 lb-in), 1-stage, NEMA 34 frame. For use with SureStep NEMA 34 motors. | Stock | 1332
HPGCN34-12050 | SureGear high-precision strain wave gearbox, 120:1 ratio, inline, 1in diameter output shaft, nominal output torque 50 N-m (443 lb-in), 1-stage, NEMA 34 frame. For use with SureStep NEMA 34 motors. | Stock | 1332
HPGCN34-16050 | SureGear high-precision strain wave gearbox, 160:1 ratio, inline, 1in diameter output shaft, nominal output torque 50 N-m (443 lb-in), 1-stage, NEMA 34 frame. For use with SureStep NEMA 34 motors. | Stock | 1332
HPGCN34-5050 | SureGear high-precision strain wave gearbox, 50:1 ratio, inline, 1in diameter output shaft, nominal output torque 40 N-m (354 lb-in), 1-stage, NEMA 34 frame. For use with SureStep NEMA 34 motors. | Stock | 1332
HPGCN34-8050 | SureGear high-precision strain wave gearbox, 80:1 ratio, inline, 1in diameter output shaft, nominal output torque 40 N-m (354 lb-in), 1-stage, NEMA 34 frame. For use with SureStep NEMA 34 motors. | Stock | 1332
HPVC14-100BG | NITRA pneumatic or water hose, hybrid PVC, polyester reinforced, black with green stripe, 1/4in inside diameter, 7/16in outside diameter, 100ft. | Stock | 30 | 32.5
HPVC14-250BG | NITRA pneumatic or water hose, hybrid PVC, polyester reinforced, black with green stripe, 1/4in inside diameter, 7/16in outside diameter, 250ft. | Stock | 74 | 81
HPVC14-25BG2 | NITRA pneumatic or water hose, hybrid PVC, polyester reinforced, black with green stripe, 1/4in inside diameter, 7/16in outside diameter, 1/4in male NPT nickel-plated brass rigid fittings, 25ft. | Stock | 18 | 19.5
HPVC14-500BG | NITRA pneumatic or water hose, hybrid PVC, polyester reinforced, black with green stripe, 1/4in inside diameter, 7/16in outside diameter, 500ft. | Stock | 143 | 156
HPVC14-50BG2 | NITRA pneumatic or water hose, hybrid PVC, polyester reinforced, black with green stripe, 1/4in inside diameter, 7/16in outside diameter, 1/4in male NPT nickel-plated brass rigid fittings, 50ft. | Stock | 22 | 24
HPVC38-100BG | NITRA pneumatic or water hose, hybrid PVC, polyester reinforced, black with green stripe, 3/8in inside diameter, 9/16in outside diameter, 100ft. | Stock | 41.5 | 45
HPVC38-250BG | NITRA pneumatic or water hose, hybrid PVC, polyester reinforced, black with green stripe, 3/8in inside diameter, 9/16in outside diameter, 250ft. | Stock | 106 | 116
HPVC38-25BG3 | NITRA pneumatic or water hose, hybrid PVC, polyester reinforced, black with green stripe, 3/8in inside diameter, 9/16in outside diameter, 3/8in male NPT nickel-plated brass rigid fittings, 25ft. | Stock | 24 | 26
HPVC38-500BG | NITRA pneumatic or water hose, hybrid PVC, polyester reinforced, black with green stripe, 3/8in inside diameter, 9/16in outside diameter, 500ft. | Stock | 221 | 241
HPVC38-50BG3 | NITRA pneumatic or water hose, hybrid PVC, polyester reinforced, black with green stripe, 3/8in inside diameter, 9/16in outside diameter, 3/8in male NPT nickel-plated brass rigid fittings, 50ft. | Stock | 32 | 35
HRC-100M | NITRA cylinder rod clevis, M26 x 1.5 thread, cast iron. For use with 100mm H-series cylinders. Male adapter and hex nut included. | Stock | 20.5 | 21.5
HRC-12M | NITRA cylinder rod clevis, M5 x 0.8 thread, plated steel. For use with 12mm H-series cylinders. Male adapter and hex nut included. | Stock | 8.75 | 9
HRC-16M | NITRA cylinder rod clevis, M6 x 1.0 thread, plated steel. For use with 16mm H-series cylinders. Male adapter and hex nut included. | Stock | 9.25 | 9.5
HRC-20M | NITRA cylinder rod clevis, M8 x 1.25 thread, plated steel. For use with 20mm H-series cylinders. Male adapter and hex nut included. | Stock | 9.5 | 10
HRC-25M | NITRA cylinder rod clevis, M10 X 1.25 thread, plated steel. For use with 25mm H-series cylinders. Male adapter and hex nut included. | Stock | 9.75 | 10
HRC-32M | NITRA cylinder rod clevis, M14 x 1.5 thread, cast iron. For use with 32mm H-series cylinders. Male adapter and hex nut included. | Stock | 10 | 10.5
HRC-40M | NITRA cylinder rod clevis, M14 x 1.5 thread, cast iron. For use with 40mm H-series cylinders. Male adapter and hex nut included. | Stock | 10 | 10.5
HRC-50M | NITRA cylinder rod clevis, M18 x 1.5 thread, cast iron. For use with 50mm H-series cylinders. Male adapter and hex nut included. | Stock | 11 | 11.5
HRC-63M | NITRA cylinder rod clevis, M18 x 1.5 thread, cast iron. For use with 63mm H-series cylinders. Male adapter and hex nut included. | Stock | 12 | 12.5
HRC-80M | NITRA cylinder rod clevis, M22 x 1.5 thread, cast iron. For use with 80mm H-series cylinders. Male adapter and hex nut included. | Stock | 16.5 | 17
HS14-14M-R | NITRA pneumatic threaded fitting, hose swivel, nickel-plated brass body, 1/4in inside diameter to 1/4in male NPT. | Stock | 5 | 5.5
HS14F-14M | NITRA pneumatic threaded fitting, hose swivel, chrome-plated steel body, 1/4in female NPT to 1/4in male NPT. | Stock | 29.5 | 32
HS1-ML1 | Merz terminal shroud, line or load side, 1-pole. For use with SK1-V, PE1-V, N1-V. | Stock | 2.5
HS1-ML2 | Merz terminal shroud, line or load side, 1-pole. For use with SK2-V, PE2-V, N2-V. | Stock | 3.5 | 3.75
HS1-ML3 | Merz terminal shroud, line or load side, 1-pole. For use with SK3-V, PE3-V, N3-V. | Stock | 4.5 | 4.75
HS38-14M-R | NITRA pneumatic threaded fitting, hose swivel, nickel-plated brass body, 3/8in inside diameter to 1/4in male NPT. | Stock | 7 | 7.75
HS3GN02A24 | GC Valves solenoid coil, 120 VAC, 8W, 1/2in conduit, 24in cable length. For use with NS211 AC valves. | Stock | 34.5 | 36
HS3GN04A24 | GC Valves solenoid coil, 240 VAC, 8W, 1/2in conduit, 24in cable length. For use with NS211 AC valves. | Stock | 34.5 | 36
HS3GN24A24 | GC Valves solenoid coil, 24 VAC, 8W, 1/2in conduit, 24in cable length. For use with NS211 AC valves. | Stock | 34.5 | 36
HS3-ML1 | Merz terminal shroud, line or load side, 3-pole. For use with Merz ML1 switch bodies. | Stock | 6.5 | 6.75
HS3-ML2 | Merz terminal shroud, line or load side, 3-pole. For use with Merz ML2 switch bodies. | Stock | 10 | 10.5
HS3-ML3 | Merz terminal shroud, line or load side, 3-pole. For use with Merz ML3 switch bodies. | Stock | 13.5 | 14
HS3YN02 | GC Valves solenoid coil, 120 VAC, 8W, 18mm DIN style wiring plug. For use with NS211 AC valves. | Stock | 34.5 | 36
HS3YN04 | GC Valves solenoid coil, 240 VAC, 8W, 18mm DIN style wiring plug. For use with NS211 AC valves. | Stock | 34.5 | 36
HS3YN24 | GC Valves solenoid coil, 24 VAC, 8W, 18mm DIN style wiring plug. For use with NS211 AC valves. | Stock | 34.5 | 36
HS4GN02A24 | GC Valves solenoid coil, 120 VAC, 10W, 1/2in conduit, 24in cable length. For use with NS201 and NS301 valves. | Stock | 41.5 | 43
HS4GN04A24 | GC Valves solenoid coil, 240 VAC, 10W, 1/2in conduit, 24in cable length. For use with NS201 and NS301 valves. | Stock | 41.5 | 43
HS4GN16A24 | GC Valves solenoid coil, 24 VDC, 10W, 1/2in conduit, 24in cable length. For use with NS201, NS211 DC and NS301 valves. | Stock | 41.5 | 43
HS4GN24A24 | GC Valves solenoid coil, 24 VAC, 10W, 1/2in conduit, 24in cable length. For use with NS201 and NS301 valves. | Stock | 41.5 | 43
HS4YN02 | GC Valves solenoid coil, 120 VAC, 10W, 18mm DIN style wiring plug. For use with NS201 and NS301 valves. | Stock | 41.5 | 43
HS4YN04 | GC Valves solenoid coil, 240 VAC, 10W, 18mm DIN style wiring plug. For use with NS201 and NS301 valves. | Stock | 41.5 | 43
HS4YN16 | GC Valves solenoid coil, 24 VDC, 10W, 18mm DIN style wiring plug. For use with NS201, NS211 DC and NS301 valves. | Stock | 41.5 | 43
HS4YN24 | GC Valves solenoid coil, 24 VAC, 10W, 18mm DIN style wiring plug. For use with NS201 and NS301 valves. | Stock | 41.5 | 43
HSP14-14M-S | NITRA pneumatic quick disconnect fitting, swivel, chrome-plated steel body, 1/4in industrial interchange plug to 1/4in male NPT. | Stock | 30.5 | 33
HSP14-14M-T | NITRA pneumatic quick disconnect fitting, swivel, chrome-plated steel body, 1/4in ARO 210 plug to 1/4in male NPT. | Stock | 34 | 37
HSP14-14M-U | NITRA pneumatic quick disconnect fitting, swivel, chrome-plated steel body, 1/4in Truflate plug to 1/4in male NPT. | Stock | 34 | 37
HSP38-14M-S | NITRA pneumatic quick disconnect fitting, swivel, chrome-plated steel body, 3/8in industrial interchange plug to 1/4in male NPT. | Stock | 30.5 | 33
HSP38-38M-S | NITRA pneumatic quick disconnect fitting, swivel, chrome-plated steel body, 3/8in industrial interchange plug to 3/8in male NPT. | Stock | 34 | 37
HSR14-14N | NITRA air or water threaded fitting, male, hose rigid, nickel-plated brass body, nickel-plated brass threads, thread sealant, 1/4in inside diameter to 1/4in male NPT. | Stock | 5 | 5.5
HSR38-14N | NITRA air or water threaded fitting, male, hose rigid, nickel-plated brass body, nickel-plated brass threads, thread sealant, 3/8in inside diameter to 1/4in male NPT. | Stock | 5.25 | 5.75
HSR38-38N | NITRA air or water threaded fitting, male, hose rigid, nickel-plated brass body, nickel-plated brass threads, thread sealant, 3/8in inside diameter to 3/8in male NPT. | Stock | 7.25 | 8
HSST-3M2-RYG | Patlite LED manual signal tower station kit, (3) tiers, 50mm diameter, red/amber/green, permanent light function, 100-240 VAC, clear lens, 271mm body length, off-white, 360 degree viewing angle, pole mount, IP20 and IP54. | Stock | 195 | 203
HT8A | Eaton contact block, replacement, 30mm, (1) N.O. contact(s). For use with HT800 series pushbuttons and switches. | Stock | 11.5 | 12
HT8A15 | Eaton guard, 30mm. For use with HT800 series pushbuttons, switches and indicators. | Stock | 11.5 | 12
HT8AAG | Eaton pushbutton, 30mm, momentary, operator only, metal base, metal bezel, Operator: green, flush, 28mm, round, plastic. | Stock | 20 | 21
HT8AAGA | Eaton pushbutton, 30mm, momentary, (1) N.O. contact(s), metal base, metal bezel, Operator: green, flush, 28mm, round, plastic. | Stock | 31 | 32
HT8AAGAB | Eaton pushbutton, 30mm, momentary, (1) N.O./(1) N.C. contact(s), metal base, metal bezel, Operator: green, flush, 28mm, round, plastic. | Stock | 42 | 43.5
HT8AAGB | Eaton pushbutton, 30mm, momentary, (1) N.C. contact(s), metal base, metal bezel, Operator: green, flush, 28mm, round, plastic. | Stock | 31.5 | 33
HT8AAGF1Q1 | Eaton pushbutton, 30mm, momentary, (2) N.O./(2) N.C. contact(s), metal base, metal bezel, Operator: green, flush, 28mm, round, plastic. | Stock | 66 | 69
HT8AAH | Eaton pushbutton, 30mm, momentary, operator only, metal base, metal bezel, Operator: black, flush, 28mm, round, plastic. | Stock | 20 | 21
HT8AAHA | Eaton pushbutton, 30mm, momentary, (1) N.O. contact(s), metal base, metal bezel, Operator: black, flush, 28mm, round, plastic. | Stock | 31.5 | 33
HT8AAHAB | Eaton pushbutton, 30mm, momentary, (1) N.O./(1) N.C. contact(s), metal base, metal bezel, Operator: black, flush, 28mm, round, plastic. | Stock | 42 | 43.5
HT8AAHB | Eaton pushbutton, 30mm, momentary, (1) N.C. contact(s), metal base, metal bezel, Operator: black, flush, 28mm, round, plastic. | Stock | 31.5 | 33
HT8AAHF1Q1 | Eaton pushbutton, 30mm, momentary, (2) N.O./(2) N.C. contact(s), metal base, metal bezel, Operator: black, flush, 28mm, round, plastic. | Stock | 66 | 69
HT8AAR | Eaton pushbutton, 30mm, momentary, operator only, metal base, metal bezel, Operator: red, flush, 28mm, round, plastic. | Stock | 20 | 21
HT8AARA | Eaton pushbutton, 30mm, momentary, (1) N.O. contact(s), metal base, metal bezel, Operator: red, flush, 28mm, round, plastic. | Stock | 31.5 | 33
HT8AARAB | Eaton pushbutton, 30mm, momentary, (1) N.O./(1) N.C. contact(s), metal base, metal bezel, Operator: red, flush, 28mm, round, plastic. | Stock | 42 | 43.5
HT8AARB | Eaton pushbutton, 30mm, momentary, (1) N.C. contact(s), metal base, metal bezel, Operator: red, flush, 28mm, round, plastic. | Stock | 31.5 | 33
HT8AARF1Q1 | Eaton pushbutton, 30mm, momentary, (2) N.O./(2) N.C. contact(s), metal base, metal bezel, Operator: red, flush, 28mm, round, plastic. | Stock | 66 | 69
HT8ABG | Eaton pushbutton, 30mm, momentary, operator only, metal base, metal bezel, Operator: green, extended, 28mm, round, plastic. | Stock | 20 | 21
HT8ABGA | Eaton pushbutton, 30mm, momentary, (1) N.O. contact(s), metal base, metal bezel, Operator: green, extended, 28mm, round, plastic. | Stock | 31.5 | 33
HT8ABGAB | Eaton pushbutton, 30mm, momentary, (1) N.O./(1) N.C. contact(s), metal base, metal bezel, Operator: green, extended, 28mm, round, plastic. | Stock | 42 | 43.5
HT8ABGB | Eaton pushbutton, 30mm, momentary, (1) N.C. contact(s), metal base, metal bezel, Operator: green, extended, 28mm, round, plastic. | Stock | 31.5 | 33
HT8ABGF1Q1 | Eaton pushbutton, 30mm, momentary, (2) N.O./(2) N.C. contact(s), metal base, metal bezel, Operator: green, extended, 28mm, round, plastic. | Stock | 66 | 69
HT8ABH | Eaton pushbutton, 30mm, momentary, operator only, metal base, metal bezel, Operator: black, extended, 28mm, round, plastic. | Stock | 20 | 21
HT8ABHA | Eaton pushbutton, 30mm, momentary, (1) N.O. contact(s), metal base, metal bezel, Operator: black, extended, 28mm, round, plastic. | Stock | 31.5 | 33
HT8ABHAB | Eaton pushbutton, 30mm, momentary, (1) N.O./(1) N.C. contact(s), metal base, metal bezel, Operator: black, extended, 28mm, round, plastic. | Stock | 42 | 43.5
HT8ABHB | Eaton pushbutton, 30mm, momentary, (1) N.C. contact(s), metal base, metal bezel, Operator: black, extended, 28mm, round, plastic. | Stock | 31.5 | 33
HT8ABHF1Q1 | Eaton pushbutton, 30mm, momentary, (2) N.O./(2) N.C. contact(s), metal base, metal bezel, Operator: black, extended, 28mm, round, plastic. | Stock | 66 | 69
HT8ABR | Eaton pushbutton, 30mm, momentary, operator only, metal base, metal bezel, Operator: red, extended, 28mm, round, plastic. | Stock | 20 | 21
HT8ABRA | Eaton pushbutton, 30mm, momentary, (1) N.O. contact(s), metal base, metal bezel, Operator: red, extended, 28mm, round, plastic. | Stock | 31.5 | 33
HT8ABRAB | Eaton pushbutton, 30mm, momentary, (1) N.O./(1) N.C. contact(s), metal base, metal bezel, Operator: red, extended, 28mm, round, plastic. | Stock | 42 | 43.5
HT8ABRB | Eaton pushbutton, 30mm, momentary, (1) N.C. contact(s), metal base, metal bezel, Operator: red, extended, 28mm, round, plastic. | Stock | 31.5 | 33
HT8ABRF1Q1 | Eaton pushbutton, 30mm, momentary, (2) N.O./(2) N.C. contact(s), metal base, metal bezel, Operator: red, extended, 28mm, round, plastic. | Stock | 66 | 69
HT8AEG | Eaton pushbutton, 30mm, momentary, operator only, metal base, metal bezel, Operator: green, mushroom, 40mm, round, plastic. | Stock | 42.5 | 44
HT8AEGA | Eaton pushbutton, 30mm, momentary, (1) N.O. contact(s), metal base, metal bezel, Operator: green, mushroom, 40mm, round, plastic. | Stock | 55 | 57
HT8AEGAB | Eaton pushbutton, 30mm, momentary, (1) N.O./(1) N.C. contact(s), metal base, metal bezel, Operator: green, mushroom, 40mm, round, plastic. | Stock | 66 | 69
HT8AEGB | Eaton pushbutton, 30mm, momentary, (1) N.C. contact(s), metal base, metal bezel, Operator: green, mushroom, 40mm, round, plastic. | Stock | 55 | 57
HT8AEGF1Q1 | Eaton pushbutton, 30mm, momentary, (2) N.O./(2) N.C. contact(s), metal base, metal bezel, Operator: green, mushroom, 40mm, round, plastic. | Stock | 87 | 90
HT8AEH | Eaton pushbutton, 30mm, momentary, operator only, metal base, metal bezel, Operator: black, mushroom, 40mm, round, plastic. | Stock | 42.5 | 44
HT8AEHA | Eaton pushbutton, 30mm, momentary, (1) N.O. contact(s), metal base, metal bezel, Operator: black, mushroom, 40mm, round, plastic. | Stock | 55 | 57
HT8AEHAB | Eaton pushbutton, 30mm, momentary, (1) N.O./(1) N.C. contact(s), metal base, metal bezel, Operator: black, mushroom, 40mm, round, plastic. | Stock | 66 | 69
HT8AEHB | Eaton pushbutton, 30mm, momentary, (1) N.C. contact(s), metal base, metal bezel, Operator: black, mushroom, 40mm, round, plastic. | Stock | 55 | 57
HT8AEHF1Q1 | Eaton pushbutton, 30mm, momentary, (2) N.O./(2) N.C. contact(s), metal base, metal bezel, Operator: black, mushroom, 40mm, round, plastic. | Stock | 87 | 90
HT8AER | Eaton pushbutton, 30mm, momentary, operator only, metal base, metal bezel, Operator: red, mushroom, 40mm, round, plastic. | Stock | 42.5 | 44
HT8AERA | Eaton pushbutton, 30mm, momentary, (1) N.O. contact(s), metal base, metal bezel, Operator: red, mushroom, 40mm, round, plastic. | Stock | 55 | 57
HT8AERAB | Eaton pushbutton, 30mm, momentary, (1) N.O./(1) N.C. contact(s), metal base, metal bezel, Operator: red, mushroom, 40mm, round, plastic. | Stock | 66 | 69
HT8AERB | Eaton pushbutton, 30mm, momentary, (1) N.C. contact(s), metal base, metal bezel, Operator: red, mushroom, 40mm, round, plastic. | Stock | 55 | 57
HT8AERF1Q1 | Eaton pushbutton, 30mm, momentary, (2) N.O./(2) N.C. contact(s), metal base, metal bezel, Operator: red, mushroom, 40mm, round, plastic. | Stock | 87 | 90
HT8B | Eaton contact block, replacement, 30mm, (1) N.C. contact(s). For use with HT800 series pushbuttons and switches. | Stock | 11.5 | 12
HT8BULBV3 | Eaton bulb, incandescent, replacement, 24 VAC/VDC, BA9s bayonet. For use with HT800 series pushbuttons, switches and indicators. | Stock | 9.5 | 10
HT8BULBV7 | Eaton bulb, incandescent, replacement, 120 VAC/VDC, BA9s bayonet. For use with HT800 series pushbuttons, switches and indicators. | Stock | 9.5 | 10
HT8C | Eaton contact block, replacement, 30mm, (1) early-close N.O. contact(s). For use with HT800 series pushbuttons and switches. | Stock | 28 | 29
HT8CBR | Eaton pushbutton, 30mm, push to lock, pull to reset, 2-position, operator only, metal base, metal bezel, Operator: red, mushroom, 40mm, round, plastic. | Stock | 66 | 69
HT8CBRAB | Eaton pushbutton, 30mm, push to lock, pull to reset, 2-position, (1) N.O./(1) N.C. contact(s), metal base, metal bezel, Operator: red, mushroom, 40mm, round, plastic. | Stock | 87 | 90
HT8CBRB | Eaton pushbutton, 30mm, push to lock, pull to reset, 2-position, (1) N.C. contact(s), metal base, metal bezel, Operator: red, mushroom, 40mm, round, plastic. | Stock | 78 | 81
HT8D | Eaton contact block, replacement, 30mm, (1) late-open N.C. contact(s). For use with HT800 series pushbuttons and switches. | Stock | 11.5 | 12
HT8E | Eaton contact block, replacement, 30mm, (1) N.O. contact(s), gold-plated. For use with HT800 series pushbuttons and switches. | Stock | 23 | 24
HT8FBGAF3 | Eaton pushbutton, 30mm, push to lock, pull to reset, LED illuminated, (1) N.O. contact(s), metal base, metal bezel, Operator: green, mushroom, 42mm, round, plastic, 24 VAC/VDC, full voltage. | Stock | 120 | 125
HT8FBGAF7 | Eaton pushbutton, 30mm, push to lock, pull to reset, LED illuminated, (1) N.O. contact(s), metal base, metal bezel, Operator: green, mushroom, 42mm, round, plastic, 120 VAC/VDC, full voltage. | Stock | 120 | 125
HT8FBGAV3 | Eaton pushbutton, 30mm, push to lock, pull to reset, incandescent illuminated, (1) N.O. contact(s), metal base, metal bezel, Operator: green, mushroom, 42mm, round, plastic, 24 VAC/VDC, full voltage. | Stock | 110 | 114
HT8FBGAV7 | Eaton pushbutton, 30mm, push to lock, pull to reset, incandescent illuminated, (1) N.O. contact(s), metal base, metal bezel, Operator: green, mushroom, 42mm, round, plastic, 120 VAC/VDC, full voltage. | Stock | 110 | 114
HT8FBGBF3 | Eaton pushbutton, 30mm, push to lock, pull to reset, LED illuminated, (1) N.C. contact(s), metal base, metal bezel, Operator: green, mushroom, 42mm, round, plastic, 24 VAC/VDC, full voltage. | Stock | 120 | 125
HT8FBGBF7 | Eaton pushbutton, 30mm, push to lock, pull to reset, LED illuminated, (1) N.C. contact(s), metal base, metal bezel, Operator: green, mushroom, 42mm, round, plastic, 120 VAC/VDC, full voltage. | Stock | 120 | 125
HT8FBGBV3 | Eaton pushbutton, 30mm, push to lock, pull to reset, incandescent illuminated, (1) N.C. contact(s), metal base, metal bezel, Operator: green, mushroom, 42mm, round, plastic, 24 VAC/VDC, full voltage. | Stock | 110 | 114
HT8FBGBV7 | Eaton pushbutton, 30mm, push to lock, pull to reset, incandescent illuminated, (1) N.C. contact(s), metal base, metal bezel, Operator: green, mushroom, 42mm, round, plastic, 120 VAC/VDC, full voltage. | Stock | 110 | 114
HT8FBGF3 | Eaton pushbutton, 30mm, push to lock, pull to reset, LED illuminated, operator only, metal base, metal bezel, Operator: green, mushroom, 42mm, round, plastic, 24 VAC/VDC, full voltage. | Stock | 126 | 131
HT8FBGF7 | Eaton pushbutton, 30mm, push to lock, pull to reset, LED illuminated, operator only, metal base, metal bezel, Operator: green, mushroom, 42mm, round, plastic, 120 VAC/VDC, full voltage. | Stock | 126 | 131
HT8FBGV3 | Eaton pushbutton, 30mm, push to lock, pull to reset, incandescent illuminated, operator only, metal base, metal bezel, Operator: green, mushroom, 42mm, round, plastic, 24 VAC/VDC, full voltage. | Stock | 114 | 119
HT8FBGV7 | Eaton pushbutton, 30mm, push to lock, pull to reset, incandescent illuminated, operator only, metal base, metal bezel, Operator: green, mushroom, 42mm, round, plastic, 120 VAC/VDC, full voltage. | Stock | 114 | 119
HT8FBRAF3 | Eaton pushbutton, 30mm, push to lock, pull to reset, LED illuminated, (1) N.O. contact(s), metal base, metal bezel, Operator: red, mushroom, 42mm, round, plastic, 24 VAC/VDC, full voltage. | Stock | 120 | 125
HT8FBRAF7 | Eaton pushbutton, 30mm, push to lock, pull to reset, LED illuminated, (1) N.O. contact(s), metal base, metal bezel, Operator: red, mushroom, 42mm, round, plastic, 120 VAC/VDC, full voltage. | Stock | 120 | 125
HT8FBRAV3 | Eaton pushbutton, 30mm, push to lock, pull to reset, incandescent illuminated, (1) N.O. contact(s), metal base, metal bezel, Operator: red, mushroom, 42mm, round, plastic, 24 VAC/VDC, full voltage. | Stock | 110 | 114
HT8FBRAV7 | Eaton pushbutton, 30mm, push to lock, pull to reset, incandescent illuminated, (1) N.O. contact(s), metal base, metal bezel, Operator: red, mushroom, 42mm, round, plastic, 120 VAC/VDC, full voltage. | Stock | 110 | 114
HT8FBRBF3 | Eaton pushbutton, 30mm, push to lock, pull to reset, LED illuminated, (1) N.C. contact(s), metal base, metal bezel, Operator: red, mushroom, 42mm, round, plastic, 24 VAC/VDC, full voltage. | Stock | 120 | 125
HT8FBRBF7 | Eaton pushbutton, 30mm, push to lock, pull to reset, LED illuminated, (1) N.C. contact(s), metal base, metal bezel, Operator: red, mushroom, 42mm, round, plastic, 120 VAC/VDC, full voltage. | Stock | 120 | 125
HT8FBRBV3 | Eaton pushbutton, 30mm, push to lock, pull to reset, incandescent illuminated, (1) N.C. contact(s), metal base, metal bezel, Operator: red, mushroom, 42mm, round, plastic, 24 VAC/VDC, full voltage. | Stock | 110 | 114
HT8FBRBV7 | Eaton pushbutton, 30mm, push to lock, pull to reset, incandescent illuminated, (1) N.C. contact(s), metal base, metal bezel, Operator: red, mushroom, 42mm, round, plastic, 120 VAC/VDC, full voltage. | Stock | 110 | 114
HT8FBRF3 | Eaton pushbutton, 30mm, push to lock, pull to reset, LED illuminated, operator only, metal base, metal bezel, Operator: red, mushroom, 42mm, round, plastic, 24 VAC/VDC, full voltage. | Stock | 126 | 131
HT8FBRF7 | Eaton pushbutton, 30mm, push to lock, pull to reset, LED illuminated, operator only, metal base, metal bezel, Operator: red, mushroom, 42mm, round, plastic, 120 VAC/VDC, full voltage. | Stock | 126 | 131
HT8FBRV3 | Eaton pushbutton, 30mm, push to lock, pull to reset, incandescent illuminated, operator only, metal base, metal bezel, Operator: red, mushroom, 42mm, round, plastic, 24 VAC/VDC, full voltage. | Stock | 114 | 119
HT8FBRV7 | Eaton pushbutton, 30mm, push to lock, pull to reset, incandescent illuminated, operator only, metal base, metal bezel, Operator: red, mushroom, 42mm, round, plastic, 120 VAC/VDC, full voltage. | Stock | 114 | 119
HT8GBAAV3 | Eaton pushbutton, 30mm, momentary, incandescent illuminated, (1) N.O. contact(s), metal base, metal bezel, Operator: amber, extended, 28mm, round, plastic, 24 VAC/VDC, full voltage. | Stock | 78 | 81
HT8GBAAV7 | Eaton pushbutton, 30mm, momentary, incandescent illuminated, (1) N.O. contact(s), metal base, metal bezel, Operator: amber, extended, 28mm, round, plastic, 120 VAC/VDC, full voltage. | Stock | 78 | 81
HT8GBABV3 | Eaton pushbutton, 30mm, momentary, incandescent illuminated, (1) N.C. contact(s), metal base, metal bezel, Operator: amber, extended, 28mm, round, plastic, 24 VAC/VDC, full voltage. | Stock | 78 | 81
HT8GBABV7 | Eaton pushbutton, 30mm, momentary, incandescent illuminated, (1) N.C. contact(s), metal base, metal bezel, Operator: amber, extended, 28mm, round, plastic, 120 VAC/VDC, full voltage. | Stock | 78 | 81
HT8GBAV3 | Eaton pushbutton, 30mm, momentary, incandescent illuminated, operator only, metal base, metal bezel, Operator: amber, extended, 28mm, round, plastic, 24 VAC/VDC, full voltage. | Stock | 66 | 69
HT8GBAV7 | Eaton pushbutton, 30mm, momentary, incandescent illuminated, operator only, metal base, metal bezel, Operator: amber, extended, 28mm, round, plastic, 120 VAC/VDC, full voltage. | Stock | 66 | 69
HT8GBBAV3 | Eaton pushbutton, 30mm, momentary, incandescent illuminated, (1) N.O. contact(s), metal base, metal bezel, Operator: blue, extended, 28mm, round, plastic, 24 VAC/VDC, full voltage. | Stock | 78 | 81
HT8GBBAV7 | Eaton pushbutton, 30mm, momentary, incandescent illuminated, (1) N.O. contact(s), metal base, metal bezel, Operator: blue, extended, 28mm, round, plastic, 120 VAC/VDC, full voltage. | Stock | 78 | 81
HT8GBBBV3 | Eaton pushbutton, 30mm, momentary, incandescent illuminated, (1) N.C. contact(s), metal base, metal bezel, Operator: blue, extended, 28mm, round, plastic, 24 VAC/VDC, full voltage. | Stock | 78 | 81
HT8GBBBV7 | Eaton pushbutton, 30mm, momentary, incandescent illuminated, (1) N.C. contact(s), metal base, metal bezel, Operator: blue, extended, 28mm, round, plastic, 120 VAC/VDC, full voltage. | Stock | 78 | 81
HT8GBBV3 | Eaton pushbutton, 30mm, momentary, incandescent illuminated, operator only, metal base, metal bezel, Operator: blue, extended, 28mm, round, plastic, 24 VAC/VDC, full voltage. | Stock | 66 | 69
HT8GBBV7 | Eaton pushbutton, 30mm, momentary, incandescent illuminated, operator only, metal base, metal bezel, Operator: blue, extended, 28mm, round, plastic, 120 VAC/VDC, full voltage. | Stock | 66 | 69
HT8GBCAV3 | Eaton pushbutton, 30mm, momentary, incandescent illuminated, (1) N.O. contact(s), metal base, metal bezel, Operator: clear, extended, 28mm, round, plastic, 24 VAC/VDC, full voltage. | Stock | 78 | 81
HT8GBCAV7 | Eaton pushbutton, 30mm, momentary, incandescent illuminated, (1) N.O. contact(s), metal base, metal bezel, Operator: clear, extended, 28mm, round, plastic, 120 VAC/VDC, full voltage. | Stock | 78 | 81
HT8GBCBV3 | Eaton pushbutton, 30mm, momentary, incandescent illuminated, (1) N.C. contact(s), metal base, metal bezel, Operator: clear, extended, 28mm, round, plastic, 24 VAC/VDC, full voltage. | Stock | 78 | 81
HT8GBCBV7 | Eaton pushbutton, 30mm, momentary, incandescent illuminated, (1) N.C. contact(s), metal base, metal bezel, Operator: clear, extended, 28mm, round, plastic, 120 VAC/VDC, full voltage. | Stock | 78 | 81
HT8GBCV3 | Eaton pushbutton, 30mm, momentary, incandescent illuminated, operator only, metal base, metal bezel, Operator: clear, extended, 28mm, round, plastic, 24 VAC/VDC, full voltage. | Stock | 66 | 69
HT8GBCV7 | Eaton pushbutton, 30mm, momentary, incandescent illuminated, operator only, metal base, metal bezel, Operator: clear, extended, 28mm, round, plastic, 120 VAC/VDC, full voltage. | Stock | 66 | 69
HT8GBGAV3 | Eaton pushbutton, 30mm, momentary, incandescent illuminated, (1) N.O. contact(s), metal base, metal bezel, Operator: green, extended, 28mm, round, plastic, 24 VAC/VDC, full voltage. | Stock | 78 | 81
HT8GBGAV7 | Eaton pushbutton, 30mm, momentary, incandescent illuminated, (1) N.O. contact(s), metal base, metal bezel, Operator: green, extended, 28mm, round, plastic, 120 VAC/VDC, full voltage. | Stock | 78 | 81
HT8GBGBV3 | Eaton pushbutton, 30mm, momentary, incandescent illuminated, (1) N.C. contact(s), metal base, metal bezel, Operator: green, extended, 28mm, round, plastic, 24 VAC/VDC, full voltage. | Stock | 78 | 81
HT8GBGBV7 | Eaton pushbutton, 30mm, momentary, incandescent illuminated, (1) N.C. contact(s), metal base, metal bezel, Operator: green, extended, 28mm, round, plastic, 120 VAC/VDC, full voltage. | Stock | 78 | 81
HT8GBGV3 | Eaton pushbutton, 30mm, momentary, incandescent illuminated, operator only, metal base, metal bezel, Operator: green, extended, 28mm, round, plastic, 24 VAC/VDC, full voltage. | Stock | 66 | 69
HT8GBGV7 | Eaton pushbutton, 30mm, momentary, incandescent illuminated, operator only, metal base, metal bezel, Operator: green, extended, 28mm, round, plastic, 120 VAC/VDC, full voltage. | Stock | 66 | 69
HT8GBRAV3 | Eaton pushbutton, 30mm, momentary, incandescent illuminated, (1) N.O. contact(s), metal base, metal bezel, Operator: red, extended, 28mm, round, plastic, 24 VAC/VDC, full voltage. | Stock | 78 | 81
HT8GBRAV7 | Eaton pushbutton, 30mm, momentary, incandescent illuminated, (1) N.O. contact(s), metal base, metal bezel, Operator: red, extended, 28mm, round, plastic, 120 VAC/VDC, full voltage. | Stock | 78 | 81
HT8GBRBV3 | Eaton pushbutton, 30mm, momentary, incandescent illuminated, (1) N.C. contact(s), metal base, metal bezel, Operator: red, extended, 28mm, round, plastic, 24 VAC/VDC, full voltage. | Stock | 78 | 81
HT8GBRBV7 | Eaton pushbutton, 30mm, momentary, incandescent illuminated, (1) N.C. contact(s), metal base, metal bezel, Operator: red, extended, 28mm, round, plastic, 120 VAC/VDC, full voltage. | Stock | 78 | 81
HT8GBRV3 | Eaton pushbutton, 30mm, momentary, incandescent illuminated, operator only, metal base, metal bezel, Operator: red, extended, 28mm, round, plastic, 24 VAC/VDC, full voltage. | Stock | 66 | 69
HT8GBRV7 | Eaton pushbutton, 30mm, momentary, incandescent illuminated, operator only, metal base, metal bezel, Operator: red, extended, 28mm, round, plastic, 120 VAC/VDC, full voltage. | Stock | 66 | 69
HT8GBWAV3 | Eaton pushbutton, 30mm, momentary, incandescent illuminated, (1) N.O. contact(s), metal base, metal bezel, Operator: white, extended, 28mm, round, plastic, 24 VAC/VDC, full voltage. | Stock | 78 | 81
HT8GBWAV7 | Eaton pushbutton, 30mm, momentary, incandescent illuminated, (1) N.O. contact(s), metal base, metal bezel, Operator: white, extended, 28mm, round, plastic, 120 VAC/VDC, full voltage. | Stock | 78 | 81
HT8GBWBV3 | Eaton pushbutton, 30mm, momentary, incandescent illuminated, (1) N.C. contact(s), metal base, metal bezel, Operator: white, extended, 28mm, round, plastic, 24 VAC/VDC, full voltage. | Stock | 78 | 81
HT8GBWBV7 | Eaton pushbutton, 30mm, momentary, incandescent illuminated, (1) N.C. contact(s), metal base, metal bezel, Operator: white, extended, 28mm, round, plastic, 120 VAC/VDC, full voltage. | Stock | 78 | 81
HT8GBWV3 | Eaton pushbutton, 30mm, momentary, incandescent illuminated, operator only, metal base, metal bezel, Operator: white, extended, 28mm, round, plastic, 24 VAC/VDC, full voltage. | Stock | 66 | 69
HT8GBWV7 | Eaton pushbutton, 30mm, momentary, incandescent illuminated, operator only, metal base, metal bezel, Operator: white, extended, 28mm, round, plastic, 120 VAC/VDC, full voltage. | Stock | 66 | 69
HT8GBYAV3 | Eaton pushbutton, 30mm, momentary, incandescent illuminated, (1) N.O. contact(s), metal base, metal bezel, Operator: yellow, extended, 28mm, round, plastic, 24 VAC/VDC, full voltage. | Stock | 78 | 81
HT8GBYAV7 | Eaton pushbutton, 30mm, momentary, incandescent illuminated, (1) N.O. contact(s), metal base, metal bezel, Operator: yellow, extended, 28mm, round, plastic, 120 VAC/VDC, full voltage. | Stock | 78 | 81
HT8GBYBV3 | Eaton pushbutton, 30mm, momentary, incandescent illuminated, (1) N.C. contact(s), metal base, metal bezel, Operator: yellow, extended, 28mm, round, plastic, 24 VAC/VDC, full voltage. | Stock | 78 | 81
HT8GBYBV7 | Eaton pushbutton, 30mm, momentary, incandescent illuminated, (1) N.C. contact(s), metal base, metal bezel, Operator: yellow, extended, 28mm, round, plastic, 120 VAC/VDC, full voltage. | Stock | 78 | 81
HT8GBYV3 | Eaton pushbutton, 30mm, momentary, incandescent illuminated, operator only, metal base, metal bezel, Operator: yellow, extended, 28mm, round, plastic, 24 VAC/VDC, full voltage. | Stock | 66 | 69
HT8GBYV7 | Eaton pushbutton, 30mm, momentary, incandescent illuminated, operator only, metal base, metal bezel, Operator: yellow, extended, 28mm, round, plastic, 120 VAC/VDC, full voltage. | Stock | 66 | 69
HT8GDAAF3 | Eaton pushbutton, 30mm, momentary, LED illuminated, (1) N.O. contact(s), metal base, metal bezel, guarded, Operator: amber, flush, 28mm, round, plastic, 24 VAC/VDC, full voltage. | Stock | 91 | 95
HT8GDAAF7 | Eaton pushbutton, 30mm, momentary, LED illuminated, (1) N.O. contact(s), metal base, metal bezel, guarded, Operator: amber, flush, 28mm, round, plastic, 120 VAC/VDC, full voltage. | Stock | 91 | 95
HT8GDAAV3 | Eaton pushbutton, 30mm, momentary, incandescent illuminated, (1) N.O. contact(s), metal base, metal bezel, guarded, Operator: amber, flush, 28mm, round, plastic, 24 VAC/VDC, full voltage. | Stock | 78 | 81
HT8GDAAV7 | Eaton pushbutton, 30mm, momentary, incandescent illuminated, (1) N.O. contact(s), metal base, metal bezel, guarded, Operator: amber, flush, 28mm, round, plastic, 120 VAC/VDC, full voltage. | Stock | 78 | 81
HT8GDABF3 | Eaton pushbutton, 30mm, momentary, LED illuminated, (1) N.C. contact(s), metal base, metal bezel, guarded, Operator: amber, flush, 28mm, round, plastic, 24 VAC/VDC, full voltage. | Stock | 91 | 95
HT8GDABF7 | Eaton pushbutton, 30mm, momentary, LED illuminated, (1) N.C. contact(s), metal base, metal bezel, guarded, Operator: amber, flush, 28mm, round, plastic, 120 VAC/VDC, full voltage. | Stock | 91 | 95
HT8GDABV3 | Eaton pushbutton, 30mm, momentary, incandescent illuminated, (1) N.C. contact(s), metal base, metal bezel, guarded, Operator: amber, flush, 28mm, round, plastic, 24 VAC/VDC, full voltage. | Stock | 78 | 81
HT8GDABV7 | Eaton pushbutton, 30mm, momentary, incandescent illuminated, (1) N.C. contact(s), metal base, metal bezel, guarded, Operator: amber, flush, 28mm, round, plastic, 120 VAC/VDC, full voltage. | Stock | 78 | 81
HT8GDAF3 | Eaton pushbutton, 30mm, momentary, LED illuminated, operator only, metal base, metal bezel, guarded, Operator: amber, flush, 28mm, round, plastic, 24 VAC/VDC, full voltage. | Stock | 85 | 88
HT8GDAF7 | Eaton pushbutton, 30mm, momentary, LED illuminated, operator only, metal base, metal bezel, guarded, Operator: amber, flush, 28mm, round, plastic, 120 VAC/VDC, full voltage. | Stock | 85 | 88
HT8GDAV3 | Eaton pushbutton, 30mm, momentary, incandescent illuminated, operator only, metal base, metal bezel, guarded, Operator: amber, flush, 28mm, round, plastic, 24 VAC/VDC, full voltage. | Stock | 72 | 75
HT8GDAV7 | Eaton pushbutton, 30mm, momentary, incandescent illuminated, operator only, metal base, metal bezel, guarded, Operator: amber, flush, 28mm, round, plastic, 120 VAC/VDC, full voltage. | Stock | 72 | 75
HT8GDBAF3 | Eaton pushbutton, 30mm, momentary, LED illuminated, (1) N.O. contact(s), metal base, metal bezel, guarded, Operator: blue, flush, 28mm, round, plastic, 24 VAC/VDC, full voltage. | Stock | 91 | 95
HT8GDBAF7 | Eaton pushbutton, 30mm, momentary, LED illuminated, (1) N.O. contact(s), metal base, metal bezel, guarded, Operator: blue, flush, 28mm, round, plastic, 120 VAC/VDC, full voltage. | Stock | 91 | 95
HT8GDBAV3 | Eaton pushbutton, 30mm, momentary, incandescent illuminated, (1) N.O. contact(s), metal base, metal bezel, guarded, Operator: blue, flush, 28mm, round, plastic, 24 VAC/VDC, full voltage. | Stock | 78 | 81
HT8GDBAV7 | Eaton pushbutton, 30mm, momentary, incandescent illuminated, (1) N.O. contact(s), metal base, metal bezel, guarded, Operator: blue, flush, 28mm, round, plastic, 120 VAC/VDC, full voltage. | Stock | 78 | 81
HT8GDBBF3 | Eaton pushbutton, 30mm, momentary, LED illuminated, (1) N.C. contact(s), metal base, metal bezel, guarded, Operator: blue, flush, 28mm, round, plastic, 24 VAC/VDC, full voltage. | Stock | 91 | 95
HT8GDBBF7 | Eaton pushbutton, 30mm, momentary, LED illuminated, (1) N.C. contact(s), metal base, metal bezel, guarded, Operator: blue, flush, 28mm, round, plastic, 120 VAC/VDC, full voltage. | Stock | 91 | 95
HT8GDBBV3 | Eaton pushbutton, 30mm, momentary, incandescent illuminated, (1) N.C. contact(s), metal base, metal bezel, guarded, Operator: blue, flush, 28mm, round, plastic, 24 VAC/VDC, full voltage. | Stock | 78 | 81
HT8GDBBV7 | Eaton pushbutton, 30mm, momentary, incandescent illuminated, (1) N.C. contact(s), metal base, metal bezel, guarded, Operator: blue, flush, 28mm, round, plastic, 120 VAC/VDC, full voltage. | Stock | 78 | 81
HT8GDBF3 | Eaton pushbutton, 30mm, momentary, LED illuminated, operator only, metal base, metal bezel, guarded, Operator: blue, flush, 28mm, round, plastic, 24 VAC/VDC, full voltage. | Stock | 85 | 88
HT8GDBF7 | Eaton pushbutton, 30mm, momentary, LED illuminated, operator only, metal base, metal bezel, guarded, Operator: blue, flush, 28mm, round, plastic, 120 VAC/VDC, full voltage. | Stock | 85 | 88
HT8GDBV3 | Eaton pushbutton, 30mm, momentary, incandescent illuminated, operator only, metal base, metal bezel, guarded, Operator: blue, flush, 28mm, round, plastic, 24 VAC/VDC, full voltage. | Stock | 72 | 75
HT8GDBV7 | Eaton pushbutton, 30mm, momentary, incandescent illuminated, operator only, metal base, metal bezel, guarded, Operator: blue, flush, 28mm, round, plastic, 120 VAC/VDC, full voltage. | Stock | 72 | 75
HT8GDCAF3 | Eaton pushbutton, 30mm, momentary, LED illuminated, (1) N.O. contact(s), metal base, metal bezel, guarded, Operator: clear, flush, 28mm, round, plastic, 24 VAC/VDC, full voltage. | Stock | 91 | 95
HT8GDCAF7 | Eaton pushbutton, 30mm, momentary, LED illuminated, (1) N.O. contact(s), metal base, metal bezel, guarded, Operator: clear, flush, 28mm, round, plastic, 120 VAC/VDC, full voltage. | Stock | 91 | 95
HT8GDCAV3 | Eaton pushbutton, 30mm, momentary, incandescent illuminated, (1) N.O. contact(s), metal base, metal bezel, guarded, Operator: clear, flush, 28mm, round, plastic, 24 VAC/VDC, full voltage. | Stock | 78 | 81
HT8GDCAV7 | Eaton pushbutton, 30mm, momentary, incandescent illuminated, (1) N.O. contact(s), metal base, metal bezel, guarded, Operator: clear, flush, 28mm, round, plastic, 120 VAC/VDC, full voltage. | Stock | 78 | 81
HT8GDCBF3 | Eaton pushbutton, 30mm, momentary, LED illuminated, (1) N.C. contact(s), metal base, metal bezel, guarded, Operator: clear, flush, 28mm, round, plastic, 24 VAC/VDC, full voltage. | Stock | 91 | 95
HT8GDCBF7 | Eaton pushbutton, 30mm, momentary, LED illuminated, (1) N.C. contact(s), metal base, metal bezel, guarded, Operator: clear, flush, 28mm, round, plastic, 120 VAC/VDC, full voltage. | Stock | 91 | 95
HT8GDCBV3 | Eaton pushbutton, 30mm, momentary, incandescent illuminated, (1) N.C. contact(s), metal base, metal bezel, guarded, Operator: clear, flush, 28mm, round, plastic, 24 VAC/VDC, full voltage. | Stock | 78 | 81
HT8GDCBV7 | Eaton pushbutton, 30mm, momentary, incandescent illuminated, (1) N.C. contact(s), metal base, metal bezel, guarded, Operator: clear, flush, 28mm, round, plastic, 120 VAC/VDC, full voltage. | Stock | 78 | 81
HT8GDCF3 | Eaton pushbutton, 30mm, momentary, LED illuminated, operator only, metal base, metal bezel, guarded, Operator: clear, flush, 28mm, round, plastic, 24 VAC/VDC, full voltage. | Stock | 85 | 88
HT8GDCF7 | Eaton pushbutton, 30mm, momentary, LED illuminated, operator only, metal base, metal bezel, guarded, Operator: clear, flush, 28mm, round, plastic, 120 VAC/VDC, full voltage. | Stock | 85 | 88
HT8GDCV3 | Eaton pushbutton, 30mm, momentary, incandescent illuminated, operator only, metal base, metal bezel, guarded, Operator: clear, flush, 28mm, round, plastic, 24 VAC/VDC, full voltage. | Stock | 72 | 75
HT8GDCV7 | Eaton pushbutton, 30mm, momentary, incandescent illuminated, operator only, metal base, metal bezel, guarded, Operator: clear, flush, 28mm, round, plastic, 120 VAC/VDC, full voltage. | Stock | 72 | 75
HT8GDGAF3 | Eaton pushbutton, 30mm, momentary, LED illuminated, (1) N.O. contact(s), metal base, metal bezel, guarded, Operator: green, flush, 28mm, round, plastic, 24 VAC/VDC, full voltage. | Stock | 91 | 95
HT8GDGAF7 | Eaton pushbutton, 30mm, momentary, LED illuminated, (1) N.O. contact(s), metal base, metal bezel, guarded, Operator: green, flush, 28mm, round, plastic, 120 VAC/VDC, full voltage. | Stock | 91 | 95
HT8GDGAV3 | Eaton pushbutton, 30mm, momentary, incandescent illuminated, (1) N.O. contact(s), metal base, metal bezel, guarded, Operator: green, flush, 28mm, round, plastic, 24 VAC/VDC, full voltage. | Stock | 78 | 81
HT8GDGAV7 | Eaton pushbutton, 30mm, momentary, incandescent illuminated, (1) N.O. contact(s), metal base, metal bezel, guarded, Operator: green, flush, 28mm, round, plastic, 120 VAC/VDC, full voltage. | Stock | 78 | 81
HT8GDGBF3 | Eaton pushbutton, 30mm, momentary, LED illuminated, (1) N.C. contact(s), metal base, metal bezel, guarded, Operator: green, flush, 28mm, round, plastic, 24 VAC/VDC, full voltage. | Stock | 91 | 95
HT8GDGBF7 | Eaton pushbutton, 30mm, momentary, LED illuminated, (1) N.C. contact(s), metal base, metal bezel, guarded, Operator: green, flush, 28mm, round, plastic, 120 VAC/VDC, full voltage. | Stock | 91 | 95
HT8GDGBV3 | Eaton pushbutton, 30mm, momentary, incandescent illuminated, (1) N.C. contact(s), metal base, metal bezel, guarded, Operator: green, flush, 28mm, round, plastic, 24 VAC/VDC, full voltage. | Stock | 78 | 81
HT8GDGBV7 | Eaton pushbutton, 30mm, momentary, incandescent illuminated, (1) N.C. contact(s), metal base, metal bezel, guarded, Operator: green, flush, 28mm, round, plastic, 120 VAC/VDC, full voltage. | Stock | 78 | 81
HT8GDGF3 | Eaton pushbutton, 30mm, momentary, LED illuminated, operator only, metal base, metal bezel, guarded, Operator: green, flush, 28mm, round, plastic, 24 VAC/VDC, full voltage. | Stock | 85 | 88
HT8GDGF7 | Eaton pushbutton, 30mm, momentary, LED illuminated, operator only, metal base, metal bezel, guarded, Operator: green, flush, 28mm, round, plastic, 120 VAC/VDC, full voltage. | Stock | 85 | 88
HT8GDGV3 | Eaton pushbutton, 30mm, momentary, incandescent illuminated, operator only, metal base, metal bezel, guarded, Operator: green, flush, 28mm, round, plastic, 24 VAC/VDC, full voltage. | Stock | 72 | 75
HT8GDGV7 | Eaton pushbutton, 30mm, momentary, incandescent illuminated, operator only, metal base, metal bezel, guarded, Operator: green, flush, 28mm, round, plastic, 120 VAC/VDC, full voltage. | Stock | 72 | 75
HT8GDRAF3 | Eaton pushbutton, 30mm, momentary, LED illuminated, (1) N.O. contact(s), metal base, metal bezel, guarded, Operator: red, flush, 28mm, round, plastic, 24 VAC/VDC, full voltage. | Stock | 91 | 95
HT8GDRAF7 | Eaton pushbutton, 30mm, momentary, LED illuminated, (1) N.O. contact(s), metal base, metal bezel, guarded, Operator: red, flush, 28mm, round, plastic, 120 VAC/VDC, full voltage. | Stock | 91 | 95
HT8GDRAV3 | Eaton pushbutton, 30mm, momentary, incandescent illuminated, (1) N.O. contact(s), metal base, metal bezel, guarded, Operator: red, flush, 28mm, round, plastic, 24 VAC/VDC, full voltage. | Stock | 78 | 81
HT8GDRAV7 | Eaton pushbutton, 30mm, momentary, incandescent illuminated, (1) N.O. contact(s), metal base, metal bezel, guarded, Operator: red, flush, 28mm, round, plastic, 120 VAC/VDC, full voltage. | Stock | 78 | 81
HT8GDRBF3 | Eaton pushbutton, 30mm, momentary, LED illuminated, (1) N.C. contact(s), metal base, metal bezel, guarded, Operator: red, flush, 28mm, round, plastic, 24 VAC/VDC, full voltage. | Stock | 91 | 95
HT8GDRBF7 | Eaton pushbutton, 30mm, momentary, LED illuminated, (1) N.C. contact(s), metal base, metal bezel, guarded, Operator: red, flush, 28mm, round, plastic, 120 VAC/VDC, full voltage. | Stock | 91 | 95
HT8GDRBV3 | Eaton pushbutton, 30mm, momentary, incandescent illuminated, (1) N.C. contact(s), metal base, metal bezel, guarded, Operator: red, flush, 28mm, round, plastic, 24 VAC/VDC, full voltage. | Stock | 78 | 81
HT8GDRBV7 | Eaton pushbutton, 30mm, momentary, incandescent illuminated, (1) N.C. contact(s), metal base, metal bezel, guarded, Operator: red, flush, 28mm, round, plastic, 120 VAC/VDC, full voltage. | Stock | 78 | 81
HT8GDRF3 | Eaton pushbutton, 30mm, momentary, LED illuminated, operator only, metal base, metal bezel, guarded, Operator: red, flush, 28mm, round, plastic, 24 VAC/VDC, full voltage. | Stock | 85 | 88
HT8GDRF7 | Eaton pushbutton, 30mm, momentary, LED illuminated, operator only, metal base, metal bezel, guarded, Operator: red, flush, 28mm, round, plastic, 120 VAC/VDC, full voltage. | Stock | 85 | 88
HT8GDRV3 | Eaton pushbutton, 30mm, momentary, incandescent illuminated, operator only, metal base, metal bezel, guarded, Operator: red, flush, 28mm, round, plastic, 24 VAC/VDC, full voltage. | Stock | 72 | 75
HT8GDRV7 | Eaton pushbutton, 30mm, momentary, incandescent illuminated, operator only, metal base, metal bezel, guarded, Operator: red, flush, 28mm, round, plastic, 120 VAC/VDC, full voltage. | Stock | 72 | 75
HT8GDWAF3 | Eaton pushbutton, 30mm, momentary, LED illuminated, (1) N.O. contact(s), metal base, metal bezel, guarded, Operator: white, flush, 28mm, round, plastic, 24 VAC/VDC, full voltage. | Stock | 91 | 95
HT8GDWAF7 | Eaton pushbutton, 30mm, momentary, LED illuminated, (1) N.O. contact(s), metal base, metal bezel, guarded, Operator: white, flush, 28mm, round, plastic, 120 VAC/VDC, full voltage. | Stock | 91 | 95
HT8GDWAV3 | Eaton pushbutton, 30mm, momentary, incandescent illuminated, (1) N.O. contact(s), metal base, metal bezel, guarded, Operator: white, flush, 28mm, round, plastic, 24 VAC/VDC, full voltage. | Stock | 78 | 81
HT8GDWAV7 | Eaton pushbutton, 30mm, momentary, incandescent illuminated, (1) N.O. contact(s), metal base, metal bezel, guarded, Operator: white, flush, 28mm, round, plastic, 120 VAC/VDC, full voltage. | Stock | 78 | 81
HT8GDWBF3 | Eaton pushbutton, 30mm, momentary, LED illuminated, (1) N.C. contact(s), metal base, metal bezel, guarded, Operator: white, flush, 28mm, round, plastic, 24 VAC/VDC, full voltage. | Stock | 91 | 95
HT8GDWBF7 | Eaton pushbutton, 30mm, momentary, LED illuminated, (1) N.C. contact(s), metal base, metal bezel, guarded, Operator: white, flush, 28mm, round, plastic, 120 VAC/VDC, full voltage. | Stock | 91 | 95
HT8GDWBV3 | Eaton pushbutton, 30mm, momentary, incandescent illuminated, (1) N.C. contact(s), metal base, metal bezel, guarded, Operator: white, flush, 28mm, round, plastic, 24 VAC/VDC, full voltage. | Stock | 78 | 81
HT8GDWBV7 | Eaton pushbutton, 30mm, momentary, incandescent illuminated, (1) N.C. contact(s), metal base, metal bezel, guarded, Operator: white, flush, 28mm, round, plastic, 120 VAC/VDC, full voltage. | Stock | 78 | 81
HT8GDWF3 | Eaton pushbutton, 30mm, momentary, LED illuminated, operator only, metal base, metal bezel, guarded, Operator: white, flush, 28mm, round, plastic, 24 VAC/VDC, full voltage. | Stock | 85 | 88
HT8GDWF7 | Eaton pushbutton, 30mm, momentary, LED illuminated, operator only, metal base, metal bezel, guarded, Operator: white, flush, 28mm, round, plastic, 120 VAC/VDC, full voltage. | Stock | 85 | 88
HT8GDWV3 | Eaton pushbutton, 30mm, momentary, incandescent illuminated, operator only, metal base, metal bezel, guarded, Operator: white, flush, 28mm, round, plastic, 24 VAC/VDC, full voltage. | Stock | 72 | 75
HT8GDWV7 | Eaton pushbutton, 30mm, momentary, incandescent illuminated, operator only, metal base, metal bezel, guarded, Operator: white, flush, 28mm, round, plastic, 120 VAC/VDC, full voltage. | Stock | 72 | 75
HT8GDYAF3 | Eaton pushbutton, 30mm, momentary, LED illuminated, (1) N.O. contact(s), metal base, metal bezel, guarded, Operator: yellow, flush, 28mm, round, plastic, 24 VAC/VDC, full voltage. | Stock | 91 | 95
HT8GDYAF7 | Eaton pushbutton, 30mm, momentary, LED illuminated, (1) N.O. contact(s), metal base, metal bezel, guarded, Operator: yellow, flush, 28mm, round, plastic, 120 VAC/VDC, full voltage. | Stock | 91 | 95
HT8GDYAV3 | Eaton pushbutton, 30mm, momentary, incandescent illuminated, (1) N.O. contact(s), metal base, metal bezel, guarded, Operator: yellow, flush, 28mm, round, plastic, 24 VAC/VDC, full voltage. | Stock | 78 | 81
HT8GDYAV7 | Eaton pushbutton, 30mm, momentary, incandescent illuminated, (1) N.O. contact(s), metal base, metal bezel, guarded, Operator: yellow, flush, 28mm, round, plastic, 120 VAC/VDC, full voltage. | Stock | 78 | 81
HT8GDYBF3 | Eaton pushbutton, 30mm, momentary, LED illuminated, (1) N.C. contact(s), metal base, metal bezel, guarded, Operator: yellow, flush, 28mm, round, plastic, 24 VAC/VDC, full voltage. | Stock | 91 | 95
HT8GDYBF7 | Eaton pushbutton, 30mm, momentary, LED illuminated, (1) N.C. contact(s), metal base, metal bezel, guarded, Operator: yellow, flush, 28mm, round, plastic, 120 VAC/VDC, full voltage. | Stock | 91 | 95
HT8GDYBV3 | Eaton pushbutton, 30mm, momentary, incandescent illuminated, (1) N.C. contact(s), metal base, metal bezel, guarded, Operator: yellow, flush, 28mm, round, plastic, 24 VAC/VDC, full voltage. | Stock | 78 | 81
HT8GDYBV7 | Eaton pushbutton, 30mm, momentary, incandescent illuminated, (1) N.C. contact(s), metal base, metal bezel, guarded, Operator: yellow, flush, 28mm, round, plastic, 120 VAC/VDC, full voltage. | Stock | 78 | 81
HT8GDYF3 | Eaton pushbutton, 30mm, momentary, LED illuminated, operator only, metal base, metal bezel, guarded, Operator: yellow, flush, 28mm, round, plastic, 24 VAC/VDC, full voltage. | Stock | 85 | 88
HT8GDYF7 | Eaton pushbutton, 30mm, momentary, LED illuminated, operator only, metal base, metal bezel, guarded, Operator: yellow, flush, 28mm, round, plastic, 120 VAC/VDC, full voltage. | Stock | 85 | 88
HT8GDYV3 | Eaton pushbutton, 30mm, momentary, incandescent illuminated, operator only, metal base, metal bezel, guarded, Operator: yellow, flush, 28mm, round, plastic, 24 VAC/VDC, full voltage. | Stock | 72 | 75
HT8GDYV7 | Eaton pushbutton, 30mm, momentary, incandescent illuminated, operator only, metal base, metal bezel, guarded, Operator: yellow, flush, 28mm, round, plastic, 120 VAC/VDC, full voltage. | Stock | 72 | 75
HT8GR1 | Cutler-Hammer 30mm grounding kit, for use with 30mm switches, includes ring terminals, bolt and nut. | Stock | 2.25
HT8GR2 | Cutler-Hammer 30mm grounding kit, for use with 30mm indicating lights, includes ring terminals, bolt and nut. | Stock | 2.25
HT8GVAV3 | Eaton incandescent indicating light, permanent light function, 30mm, push-to-test, amber, 32mm, round, metal base, metal bezel, 24 VAC/VDC, full voltage. | Stock | 87 | 90
HT8GVAV7 | Eaton incandescent indicating light, permanent light function, 30mm, push-to-test, amber, 32mm, round, metal base, metal bezel, 120 VAC/VDC, full voltage. | Stock | 87 | 90
HT8GVBV3 | Eaton incandescent indicating light, permanent light function, 30mm, push-to-test, blue, 32mm, round, metal base, metal bezel, 24 VAC/VDC, full voltage. | Stock | 87 | 90
HT8GVBV7 | Eaton incandescent indicating light, permanent light function, 30mm, push-to-test, blue, 32mm, round, metal base, metal bezel, 120 VAC/VDC, full voltage. | Stock | 87 | 90
HT8GVCV3 | Eaton incandescent indicating light, permanent light function, 30mm, push-to-test, clear, 32mm, round, metal base, metal bezel, 24 VAC/VDC, full voltage. | Stock | 76 | 79
HT8GVCV7 | Eaton incandescent indicating light, permanent light function, 30mm, push-to-test, clear, 32mm, round, metal base, metal bezel, 120 VAC/VDC, full voltage. | Stock | 87 | 90
HT8GVGV3 | Eaton incandescent indicating light, permanent light function, 30mm, push-to-test, green, 32mm, round, metal base, metal bezel, 24 VAC/VDC, full voltage. | Stock | 87 | 90
HT8GVGV7 | Eaton incandescent indicating light, permanent light function, 30mm, push-to-test, green, 32mm, round, metal base, metal bezel, 120 VAC/VDC, full voltage. | Stock | 87 | 90
HT8GVRV3 | Eaton incandescent indicating light, permanent light function, 30mm, push-to-test, red, 32mm, round, metal base, metal bezel, 24 VAC/VDC, full voltage. | Stock | 87 | 90
HT8GVRV7 | Eaton incandescent indicating light, permanent light function, 30mm, push-to-test, red, 32mm, round, metal base, metal bezel, 120 VAC/VDC, full voltage. | Stock | 87 | 90
HT8GVWV3 | Eaton incandescent indicating light, permanent light function, 30mm, push-to-test, white, 32mm, round, metal base, metal bezel, 24 VAC/VDC, full voltage. | Stock | 87 | 90
HT8GVWV7 | Eaton incandescent indicating light, permanent light function, 30mm, push-to-test, white, 32mm, round, metal base, metal bezel, 120 VAC/VDC, full voltage. | Stock | 87 | 90
HT8GVYV3 | Eaton incandescent indicating light, permanent light function, 30mm, push-to-test, yellow, 32mm, round, metal base, metal bezel, 24 VAC/VDC, full voltage. | Stock | 87 | 90
HT8GVYV7 | Eaton incandescent indicating light, permanent light function, 30mm, push-to-test, yellow, 32mm, round, metal base, metal bezel, 120 VAC/VDC, full voltage. | Stock | 87 | 90
HT8HFAV3 | Eaton incandescent indicating light, permanent light function, 30mm, amber, 32mm, round, metal base, metal bezel, 24 VAC/VDC, full voltage. | Stock | 66 | 69
HT8HFAV7 | Eaton incandescent indicating light, permanent light function, 30mm, amber, 32mm, round, metal base, metal bezel, 120 VAC/VDC, full voltage. | Stock | 66 | 69
HT8HFBV3 | Eaton incandescent indicating light, permanent light function, 30mm, blue, 32mm, round, metal base, metal bezel, 24 VAC/VDC, full voltage. | Stock | 66 | 69
HT8HFBV7 | Eaton incandescent indicating light, permanent light function, 30mm, blue, 32mm, round, metal base, metal bezel, 120 VAC/VDC, full voltage. | Stock | 66 | 69
HT8HFCV3 | Eaton incandescent indicating light, permanent light function, 30mm, clear, 32mm, round, metal base, metal bezel, 24 VAC/VDC, full voltage. | Stock | 66 | 69
HT8HFCV7 | Eaton incandescent indicating light, permanent light function, 30mm, clear, 32mm, round, metal base, metal bezel, 120 VAC/VDC, full voltage. | Stock | 66 | 69
HT8HFGV3 | Eaton incandescent indicating light, permanent light function, 30mm, green, 32mm, round, metal base, metal bezel, 24 VAC/VDC, full voltage. | Stock | 66 | 69
HT8HFGV7 | Eaton incandescent indicating light, permanent light function, 30mm, green, 32mm, round, metal base, metal bezel, 120 VAC/VDC, full voltage. | Stock | 66 | 69
HT8HFRV3 | Eaton incandescent indicating light, permanent light function, 30mm, red, 32mm, round, metal base, metal bezel, 24 VAC/VDC, full voltage. | Stock | 66 | 69
HT8HFRV7 | Eaton incandescent indicating light, permanent light function, 30mm, red, 32mm, round, metal base, metal bezel, 120 VAC/VDC, full voltage. | Stock | 66 | 69
HT8HFWV3 | Eaton incandescent indicating light, permanent light function, 30mm, white, 32mm, round, metal base, metal bezel, 24 VAC/VDC, full voltage. | Stock | 66 | 69
HT8HFWV7 | Eaton incandescent indicating light, permanent light function, 30mm, white, 32mm, round, metal base, metal bezel, 120 VAC/VDC, full voltage. | Stock | 66 | 69
HT8HFYV3 | Eaton incandescent indicating light, permanent light function, 30mm, yellow, 32mm, round, metal base, metal bezel, 24 VAC/VDC, full voltage. | Stock | 66 | 69
HT8HFYV7 | Eaton incandescent indicating light, permanent light function, 30mm, yellow, 32mm, round, metal base, metal bezel, 120 VAC/VDC, full voltage. | Stock | 66 | 69
HT8JAH3A | Eaton selector switch, 30mm, 2-position, maintained, operator only, metal base, metal bezel, Operator: black, knob, 27mm, round, plastic. | Stock | 27 | 28
HT8JAH3AA5 | Eaton selector switch, 30mm, 2-position, maintained, (1) N.O. contact(s), metal base, metal bezel, Operator: black, knob, 27mm, round, plastic. | Stock | 38.5 | 40
HT8JBH1D | Eaton selector switch, 30mm, 3-position, maintained, operator only, metal base, metal bezel, Operator: black, knob, 27mm, round, plastic. | Stock | 27 | 28
HT8JBH1DAA5 | Eaton selector switch, 30mm, 3-position, maintained, (2) N.O. contact(s), metal base, metal bezel, Operator: black, knob, 27mm, round, plastic. | Stock | 50 | 52
HT8JDH3A | Eaton selector switch, 30mm, 2-position, maintained, operator only, metal base, metal bezel, Operator: black, lever, 27mm, round, plastic. | Stock | 27 | 28
HT8JDH3AA5 | Eaton selector switch, 30mm, 2-position, maintained, (1) N.O. contact(s), metal base, metal bezel, Operator: black, lever, 27mm, round, plastic. | Stock | 38.5 | 40
HT8JEH1D | Eaton selector switch, 30mm, 3-position, maintained, operator only, metal base, metal bezel, Operator: black, lever, 27mm, round, plastic. | Stock | 27 | 28
HT8JEH1DAA5 | Eaton selector switch, 30mm, 3-position, maintained, (2) N.O. contact(s), metal base, metal bezel, Operator: black, lever, 27mm, round, plastic. | Stock | 50 | 52
HT8JNH3A | Eaton selector switch, 30mm, 2-position, spring return from right, operator only, metal base, metal bezel, Operator: black, knob, 27mm, round, plastic. | Stock | 43 | 44.5
HT8JNH3AA5 | Eaton selector switch, 30mm, 2-position, spring return from right, (1) N.O. contact(s), metal base, metal bezel, Operator: black, knob, 27mm, round, plastic. | Stock | 55 | 57
HT8JPH3A | Eaton selector switch, 30mm, 2-position, spring return from right, operator only, metal base, metal bezel, Operator: black, lever, 27mm, round, plastic. | Stock | 43 | 44.5
HT8JPH3AA5 | Eaton selector switch, 30mm, 2-position, spring return from right, (1) N.O. contact(s), metal base, metal bezel, Operator: black, lever, 27mm, round, plastic. | Stock | 55 | 57
HT8JUH1D | Eaton selector switch, 30mm, 3-position, spring return from right, operator only, metal base, metal bezel, Operator: black, knob, 27mm, round, plastic. | Stock | 43 | 44.5
HT8JUH1DAA5 | Eaton selector switch, 30mm, 3-position, spring return from right, (2) N.O. contact(s), metal base, metal bezel, Operator: black, knob, 27mm, round, plastic. | Stock | 66 | 69
HT8JVH1D | Eaton selector switch, 30mm, 3-position, spring return from right, operator only, metal base, metal bezel, Operator: black, lever, 27mm, round, plastic. | Stock | 43 | 44.5
HT8JVH1DAA5 | Eaton selector switch, 30mm, 3-position, spring return from right, (2) N.O. contact(s), metal base, metal bezel, Operator: black, lever, 27mm, round, plastic. | Stock | 66 | 69
HT8JXH1D | Eaton selector switch, 30mm, 3-position, spring return to center, operator only, metal base, metal bezel, Operator: black, knob, 27mm, round, plastic. | Stock | 43 | 44.5
HT8JXH1DAA5 | Eaton selector switch, 30mm, 3-position, spring return to center, (2) N.O. contact(s), metal base, metal bezel, Operator: black, knob, 27mm, round, plastic. | Stock | 66 | 69
HT8JYH1D | Eaton selector switch, 30mm, 3-position, spring return to center, operator only, metal base, metal bezel, Operator: black, lever, 27mm, round, plastic. | Stock | 43 | 44.5
HT8JYH1DAA5 | Eaton selector switch, 30mm, 3-position, spring return to center, (2) N.O. contact(s), metal base, metal bezel, Operator: black, lever, 27mm, round, plastic. | Stock | 66 | 69
HT8LAMPTOOL | Eaton bulb installation/removal tool. For use with E22 and HT800 series pushbuttons, switches and indicators. | Stock | 7 | 7.25
HT8LEDAF3 | Eaton bulb, LED, replacement, 24 VAC/VDC, BA9s bayonet, amber. For use with HT800 series pushbuttons, switches and indicators. | Stock | 27 | 28
HT8LEDAF7 | Eaton bulb, LED, replacement, 120 VAC/VDC, BA9s bayonet, amber. For use with HT800 series pushbuttons, switches and indicators. | Stock | 27 | 28
HT8LEDBF3 | Eaton bulb, LED, replacement, 24 VAC/VDC, BA9s bayonet, blue. For use with HT800 series pushbuttons, switches and indicators. | Stock | 30.5 | 31.5
HT8LEDBF7 | Eaton bulb, LED, replacement, 120 VAC/VDC, BA9s bayonet, blue. For use with HT800 series pushbuttons, switches and indicators. | Stock | 30.5 | 31.5
HT8LEDGF3 | Eaton bulb, LED, replacement, 24 VAC/VDC, BA9s bayonet, green. For use with HT800 series pushbuttons, switches and indicators. | Stock | 28 | 29
HT8LEDGF7 | Eaton bulb, LED, replacement, 120 VAC/VDC, BA9s bayonet, green. For use with HT800 series pushbuttons, switches and indicators. | Stock | 28 | 29
HT8LEDRF3 | Eaton bulb, LED, replacement, 24 VAC/VDC, BA9s bayonet, red. For use with HT800 series pushbuttons, switches and indicators. | Stock | 26.5 | 27.5
HT8LEDRF7 | Eaton bulb, LED, replacement, 120 VAC/VDC, BA9s bayonet, red. For use with HT800 series pushbuttons, switches and indicators. | Stock | 26.5 | 27.5
HT8LEDWF3 | Eaton bulb, LED, replacement, 24 VAC/VDC, BA9s bayonet, white. For use with HT800 series pushbuttons, switches and indicators. | Stock | 33.5 | 35
HT8LEDWF7 | Eaton bulb, LED, replacement, 120 VAC/VDC, BA9s bayonet, white. For use with HT800 series pushbuttons, switches and indicators. | Stock | 33.5 | 35
HT8LEDYF3 | Eaton bulb, LED, replacement, 24 VAC/VDC, BA9s bayonet, yellow. For use with HT800 series pushbuttons, switches and indicators. | Stock | 26.5 | 27.5
HT8LEDYF7 | Eaton bulb, LED, replacement, 120 VAC/VDC, BA9s bayonet, yellow. For use with HT800 series pushbuttons, switches and indicators. | Stock | 26.5 | 27.5
HT8PP11 | Eaton legend plate, plastic, square, black field, black background, white engraved text, legend plate marking "PULL UP PUSH DOWN". For use with 30mm pilot devices. | Stock | 5.25 | 5.5
HT8PP5 | Eaton legend plate, plastic, square, black field, black background, white engraved text, legend plate marking "PULL ON PUSH OFF". For use with 30mm pilot devices. | Stock | 5.25 | 5.5
HT8PP8 | Eaton legend plate, plastic, square, black field, black background, white engraved text, legend plate marking "PULL OPEN PUSH CLOSE". For use with 30mm pilot devices. | Stock | 5.25 | 5.5
HT8RP79 | Eaton legend plate, plastic, round, yellow field, yellow background, red engraved text, legend plate marking "EMERGENCY STOP". For use with 30mm pilot devices. | Stock | 5.25 | 5.5
HT8SP13 | Eaton legend plate, plastic, square, red field, red background, white engraved text, legend plate marking "EMERG. STOP". For use with 30mm pilot devices. | Stock | 5.25 | 5.5
HT8SP15 | Eaton legend plate, plastic, square, black field, black background, white engraved text, legend plate marking "FORWARD". For use with 30mm pilot devices. | Stock | 5.25 | 5.5
HT8SP16 | Eaton legend plate, plastic, square, black field, black background, white engraved text, legend plate marking "HIGH". For use with 30mm pilot devices. | Stock | 5.25 | 5.5
HT8SP17 | Eaton legend plate, plastic, square, black field, black background, white engraved text, legend plate marking "IN". For use with 30mm pilot devices. | Stock | 5.25 | 5.5
HT8SP18 | Eaton legend plate, plastic, square, black field, black background, white engraved text, legend plate marking "INCH". For use with 30mm pilot devices. | Stock | 5.25 | 5.5
HT8SP19 | Eaton legend plate, plastic, square, black field, black background, white engraved text, legend plate marking "JOG". For use with 30mm pilot devices. | Stock | 5.25 | 5.5
HT8SP20 | Eaton legend plate, plastic, square, black field, black background, white engraved text, legend plate marking "JOG FOR.". For use with 30mm pilot devices. | Stock | 5.25 | 5.5
HT8SP21 | Eaton legend plate, plastic, square, black field, black background, white engraved text, legend plate marking "JOG REV.". For use with 30mm pilot devices. | Stock | 5.25 | 5.5
HT8SP22 | Eaton legend plate, plastic, square, black field, black background, white engraved text, legend plate marking "LOW". For use with 30mm pilot devices. | Stock | 5.25 | 5.5
HT8SP23 | Eaton legend plate, plastic, square, black field, black background, white engraved text, legend plate marking "LOWER". For use with 30mm pilot devices. | Stock | 5.25 | 5.5
HT8SP24 | Eaton legend plate, plastic, square, red field, red background, white engraved text, legend plate marking "OFF". For use with 30mm pilot devices. | Stock | 5.25 | 5.5
HT8SP25 | Eaton legend plate, plastic, square, black field, black background, white engraved text, legend plate marking "ON". For use with 30mm pilot devices. | Stock | 5.25 | 5.5
HT8SP26 | Eaton legend plate, plastic, square, black field, black background, white engraved text, legend plate marking "OPEN". For use with 30mm pilot devices. | Stock | 5.25 | 5.5
HT8SP27 | Eaton legend plate, plastic, square, black field, black background, white engraved text, legend plate marking "OUT". For use with 30mm pilot devices. | Stock | 5.25 | 5.5
HT8SP28 | Eaton legend plate, plastic, square, black field, black background, white engraved text, legend plate marking "RAISE". For use with 30mm pilot devices. | Stock | 5.25 | 5.5
HT8SP29 | Eaton legend plate, plastic, square, black field, black background, white engraved text, legend plate marking "RESET". For use with 30mm pilot devices. | Stock | 5.25 | 5.5
HT8SP30 | Eaton legend plate, plastic, square, black field, black background, white engraved text, legend plate marking "REVERSE". For use with 30mm pilot devices. | Stock | 5.25 | 5.5
HT8SP31 | Eaton legend plate, plastic, square, black field, black background, white engraved text, legend plate marking "RUN". For use with 30mm pilot devices. | Stock | 5.25 | 5.5
HT8SP32 | Eaton legend plate, plastic, square, black field, black background, white engraved text, legend plate marking "SLOW". For use with 30mm pilot devices. | Stock | 5.25 | 5.5
HT8SP33 | Eaton legend plate, plastic, square, black field, black background, white engraved text, legend plate marking "START". For use with 30mm pilot devices. | Stock | 5.25 | 5.5
HT8SP34 | Eaton legend plate, plastic, square, red field, red background, white engraved text, legend plate marking "STOP". For use with 30mm pilot devices. | Stock | 5.25 | 5.5
HT8SP35 | Eaton legend plate, plastic, square, black field, black background, white engraved text, legend plate marking "UP". For use with 30mm pilot devices. | Stock | 5.25 | 5.5
HT8SP38 | Eaton legend plate, plastic, square, black field, black background, white engraved text, legend plate marking "FOR. REV.". For use with 30mm pilot devices. | Stock | 5.25 | 5.5
HT8SP39 | Eaton legend plate, plastic, square, black field, black background, white engraved text, legend plate marking "HAND AUTO". For use with 30mm pilot devices. | Stock | 5.25 | 5.5
HT8SP40 | Eaton legend plate, plastic, square, black field, black background, white engraved text, legend plate marking "HIGH LOW". For use with 30mm pilot devices. | Stock | 5.25 | 5.5
HT8SP41 | Eaton legend plate, plastic, square, black field, black background, white engraved text, legend plate marking "JOG RUN". For use with 30mm pilot devices. | Stock | 5.25 | 5.5
HT8SP42 | Eaton legend plate, plastic, square, black field, black background, white engraved text, legend plate marking "OFF ON". For use with 30mm pilot devices. | Stock | 5.25 | 5.5
HT8SP43 | Eaton legend plate, plastic, square, black field, black background, white engraved text, legend plate marking "OPEN CLOSE". For use with 30mm pilot devices. | Stock | 5.25 | 5.5
HT8SP44 | Eaton legend plate, plastic, square, black field, black background, white engraved text, legend plate marking "RUN JOG". For use with 30mm pilot devices. | Stock | 5.25 | 5.5
HT8SP45 | Eaton legend plate, plastic, square, black field, black background, white engraved text, legend plate marking "SAFE RUN". For use with 30mm pilot devices. | Stock | 5.25 | 5.5
HT8SP46 | Eaton legend plate, plastic, square, black field, black background, white engraved text, legend plate marking "START JOG". For use with 30mm pilot devices. | Stock | 5.25 | 5.5
HT8SP47 | Eaton legend plate, plastic, square, black field, black background, white engraved text, legend plate marking "START STOP". For use with 30mm pilot devices. | Stock | 5.25 | 5.5
HT8SP48 | Eaton legend plate, plastic, square, black field, black background, white engraved text, legend plate marking "UP DOWN". For use with 30mm pilot devices. | Stock | 5.25 | 5.5
HT8SP49 | Eaton legend plate, plastic, square, black field, black background, white engraved text, legend plate marking "AUTO OFF HAND". For use with 30mm pilot devices. | Stock | 5.25 | 5.5
HT8SP50 | Eaton legend plate, plastic, square, black field, black background, white engraved text, legend plate marking "FOR. OFF REV.". For use with 30mm pilot devices. | Stock | 5.25 | 5.5
HT8SP51 | Eaton legend plate, plastic, square, black field, black background, white engraved text, legend plate marking "HAND OFF AUTO". For use with 30mm pilot devices. | Stock | 5.25 | 5.5
HT8SP53 | Eaton legend plate, plastic, square, black field, black background, white engraved text, legend plate marking "OPEN OFF CLOSE". For use with 30mm pilot devices. | Stock | 5.25 | 5.5
HT8SP54 | Eaton legend plate, plastic, square, black field, black background, white engraved text, legend plate marking "UP OFF DOWN". For use with 30mm pilot devices. | Stock | 5.25 | 5.5
HT8SP67 | Eaton legend plate, plastic, square, black field, black background, white engraved text, legend plate marking "MAN. AUTO". For use with 30mm pilot devices. | Stock | 5.25 | 5.5
HT8SP68 | Eaton legend plate, plastic, square, black field, black background, white engraved text, legend plate marking "MAN. OFF AUTO". For use with 30mm pilot devices. | Stock | 5.25 | 5.5
HT8SP69 | Eaton legend plate, plastic, square, black field, black background, white engraved text, legend plate marking "FOR. SAFE REV.". For use with 30mm pilot devices. | Stock | 5.25 | 5.5
HT8SP70 | Eaton legend plate, plastic, square, black field, black background, white engraved text, legend plate marking "RUN SAFE JOG". For use with 30mm pilot devices. | Stock | 5.25 | 5.5
HT8SP71 | Eaton legend plate, plastic, square, black field, black background, white engraved text, legend plate marking "ON STOP SAFE". For use with 30mm pilot devices. | Stock | 5.25 | 5.5
HT8SP73 | Eaton legend plate, plastic, square, black field, black background, white engraved text, legend plate marking "CLOSE". For use with 30mm pilot devices. | Stock | 5.25 | 5.5
HT8SP74 | Eaton legend plate, plastic, square, black field, black background, white engraved text, legend plate marking "DOWN". For use with 30mm pilot devices. | Stock | 5.25 | 5.5
HT8SP75 | Eaton legend plate, plastic, square, black field, black background, white engraved text, legend plate marking "FAST". For use with 30mm pilot devices. | Stock | 5.25 | 5.5
HT8SP76 | Eaton blank legend plate, plastic, square, white field, white background. For use with 30mm pilot devices. | Stock | 5.25 | 5.5
HT8SP77 | Eaton blank legend plate, plastic, square, red field, red background. For use with 30mm pilot devices. | Stock | 5.25 | 5.5
HT8SP80 | Eaton legend plate, plastic, square, black field, black background, white engraved text, legend plate marking "POWER ON". For use with 30mm pilot devices. | Stock | 5.25 | 5.5
HT8SP81 | Eaton legend plate, plastic, square, black field, black background, white engraved text, legend plate marking "MOTOR RUN". For use with 30mm pilot devices. | Stock | 5.25 | 5.5
HT8SP82 | Eaton legend plate, plastic, square, black field, black background, white engraved text, legend plate marking "MOTOR STOP". For use with 30mm pilot devices. | Stock | 5.25 | 5.5
HT8SP83 | Eaton legend plate, plastic, square, black field, black background, white engraved text, legend plate marking "TEST". For use with 30mm pilot devices. | Stock | 5.25 | 5.5
HT8SP84 | Eaton legend plate, plastic, square, black field, black background, white engraved text, legend plate marking "TRIP". For use with 30mm pilot devices. | Stock | 5.25 | 5.5
HT8SP85 | Eaton legend plate, plastic, square, black field, black background, white engraved text, legend plate marking "SAFE". For use with 30mm pilot devices. | Stock | 5.25 | 5.5
HT8SP86 | Eaton legend plate, plastic, square, black field, black background, white engraved text, legend plate marking "READY". For use with 30mm pilot devices. | Stock | 5.25 | 5.5
HT8SP87 | Eaton legend plate, plastic, square, black field, black background, white engraved text, legend plate marking "FASTER". For use with 30mm pilot devices. | Stock | 5.25 | 5.5
HT8SP88 | Eaton legend plate, plastic, square, black field, black background, white engraved text, legend plate marking "SLOWER". For use with 30mm pilot devices. | Stock | 5.25 | 5.5
HT8SP90 | Eaton legend plate, plastic, square, black field, black background, white engraved text, legend plate marking "CLAMP". For use with 30mm pilot devices. | Stock | 5.25 | 5.5
HT8SP91 | Eaton legend plate, plastic, square, black field, black background, white engraved text, legend plate marking "UNCLAMP". For use with 30mm pilot devices. | Stock | 5.25 | 5.5
HT8SP92 | Eaton legend plate, plastic, square, black field, black background, white engraved text, legend plate marking "LUBE-FAIL". For use with 30mm pilot devices. | Stock | 5.25 | 5.5
HT8SP93 | Eaton legend plate, plastic, square, black field, black background, white engraved text, legend plate marking "TRANSFER". For use with 30mm pilot devices. | Stock | 5.25 | 5.5
HT8SP94 | Eaton legend plate, plastic, square, black field, black background, white engraved text, legend plate marking "FEEDER ON". For use with 30mm pilot devices. | Stock | 5.25 | 5.5
HT8SP95 | Eaton legend plate, plastic, square, black field, black background, white engraved text, legend plate marking "FEEDER OFF". For use with 30mm pilot devices. | Stock | 5.25 | 5.5
HT8WRENCH | Eaton installation/removal wrench. For use with E22 and HT800 series pushbuttons, switches and indicators. | Stock | 13 | 13.5
HT8X1 | Eaton anti-rotation ring, 30mm. For use with HT800 series pushbuttons, switches and indicators. | Stock | 2.25
HT8X2 | Eaton trim ring, 30mm. For use with HT800 series pushbuttons, switches and indicators. | Stock | 2.25
HT8X3 | Eaton sealing/spacer washer, 30mm. For use with HT800 series pushbuttons, switches and indicators. | Stock | 2.25
HT-BP060A | Metrol limit switch, high temperature, precision touch, 6mm diameter, threaded, 1mm pitch, 47.8mm length, 3mm head, ball plunger, 6-13N contact force, dry contact(s), N.O., 6.5ft/2m cable length, pigtail. | Stock | 181 | 188
HT-CS067A | Metrol limit switch, high temperature, precision touch, 6mm diameter, threaded, 0.75mm pitch, 45.5mm length, 1.5mm radius head, 2mm plunger, 1N contact force, dry contact(s), N.O., 6.5ft/2m cable length, pigtail. | Stock | 198 | 206
HVM-114N | NITRA pneumatic exhaust silencer, aluminum, cylindrical, Cv=17.4, 1-1/4in male NPT. | Stock | 39.5 | 41
HVM-12N | NITRA pneumatic exhaust silencer, aluminum, cylindrical, Cv=5.9, 1/2in male NPT. | Stock | 20 | 21
HVM-14N | NITRA pneumatic exhaust silencer, aluminum, cylindrical, Cv=2.7, 1/4in male NPT. | Stock | 15 | 15.5
HVM-18N | NITRA pneumatic exhaust silencer, aluminum, cylindrical, Cv=2, 1/8in male NPT. | Stock | 15 | 15.5
HVM-1N | NITRA pneumatic exhaust silencer, aluminum, cylindrical, Cv=16.7, 1in male NPT. | Stock | 39.5 | 41
HVM-34N | NITRA pneumatic exhaust silencer, aluminum, cylindrical, Cv=5.9, 3/4in male NPT. | Stock | 20 | 21
HVM-34N-H | NITRA pneumatic exhaust silencer, aluminum, cylindrical, Cv=13.5, 3/4in male NPT. | Stock | 39.5 | 41
HVM-38N | NITRA pneumatic exhaust silencer, aluminum, cylindrical, Cv=3.2, 3/8in male NPT. | Stock | 14.5 | 15
HVM-38N-H | NITRA pneumatic exhaust silencer, aluminum, cylindrical, Cv=4.9, 3/8in male NPT. | Stock | 20 | 21
HVU10M | NITRA pneumatic push-to-connect fitting, union straight manual hand valve, 3-way, thermoplastic (PBT) body, (2) 10mm tube connection(s). Package of 2. | Stock | 17 | 18.5
HVU12 | NITRA pneumatic push-to-connect fitting, union straight manual hand valve, 3-way, thermoplastic (PBT) body, (2) 1/2in tube connection(s). Package of 2. | Stock | 20.5 | 22.5
HVU12M | NITRA pneumatic push-to-connect fitting, union straight manual hand valve, 3-way, thermoplastic (PBT) body, (2) 12mm tube connection(s). Package of 2. | Stock | 18.5 | 20
HVU12-P | HydroMode potable water push-to-connect fitting, union straight manual hand valve, acetal body, (2) 1/2in tube connection(s), NSF/ANSI 61. Package of 2. | Stock | 13 | 14
HVU14 | NITRA pneumatic push-to-connect fitting, union straight manual hand valve, 3-way, thermoplastic (PBT) body, (2) 1/4in tube connection(s). Package of 2. | Stock | 16.5 | 18
HVU14-2 | NITRA pneumatic push-to-connect fitting, inline manual shutoff valve, 2-way, technopolymer body, (2) 1/4in tube connection(s). | Stock | 13 | 13.5
HVU14-2L | NITRA pneumatic push-to-connect fitting, inline manual shutoff valve, locking, 2-way, technopolymer body, (2) 1/4in tube connection(s). | Stock | 21.5 | 22.5
HVU14-3 | NITRA pneumatic push-to-connect fitting, inline manual shutoff valve, 3-way, technopolymer body, (2) 1/4in tube connection(s). | Stock | 13 | 13.5
HVU14-3L | NITRA pneumatic push-to-connect fitting, inline manual shutoff valve, locking, 3-way, technopolymer body, (2) 1/4in tube connection(s). | Stock | 28.5 | 29.5
HVU14-P | HydroMode potable water push-to-connect fitting, union straight manual hand valve, acetal body, (2) 1/4in tube connection(s), NSF/ANSI 61. Package of 2. | Stock | 12 | 13
HVU38 | NITRA pneumatic push-to-connect fitting, union straight manual hand valve, 3-way, thermoplastic (PBT) body, (2) 3/8in tube connection(s). Package of 2. | Stock | 19 | 20.5
HVU38-P | HydroMode potable water push-to-connect fitting, union straight manual hand valve, acetal body, (2) 3/8in tube connection(s), NSF/ANSI 61. Package of 2. | Stock | 12.5 | 13.5
HVU516 | NITRA pneumatic push-to-connect fitting, union straight manual hand valve, 3-way, thermoplastic (PBT) body, (2) 5/16in (8mm) tube connection(s). Package of 2. | Stock | 17.5 | 19
HVU516-2 | NITRA pneumatic push-to-connect fitting, inline manual shutoff valve, 2-way, technopolymer body, (2) 5/16in (8mm) tube connection(s). | Stock | 14.5 | 15
HVU516-2L | NITRA pneumatic push-to-connect fitting, inline manual shutoff valve, locking, 2-way, technopolymer body, (2) 5/16in (8mm) tube connection(s). | Stock | 23 | 24
HVU516-3 | NITRA pneumatic push-to-connect fitting, inline manual shutoff valve, 3-way, technopolymer body, (2) 5/16in (8mm) tube connection(s). | Stock | 14.5 | 15
HVU516-3L | NITRA pneumatic push-to-connect fitting, inline manual shutoff valve, locking, 3-way, technopolymer body, (2) 5/16in (8mm) tube connection(s). | Stock | 22.5 | 23.5
HVU516-P | HydroMode potable water push-to-connect fitting, union straight manual hand valve, acetal body, (2) 5/16in tube connection(s), NSF/ANSI 61. Package of 2. | Stock | 12 | 13
HVU6M | NITRA pneumatic push-to-connect fitting, union straight manual hand valve, 3-way, thermoplastic (PBT) body, (2) 6mm tube connection(s). Package of 2. | Stock | 15 | 16.5
HVU8M | NITRA pneumatic push-to-connect fitting, union straight manual hand valve, 3-way, thermoplastic (PBT) body, (2) 5/16in (8mm) tube connection(s). Package of 2. | Stock | 16 | 17.5
HW24168GYHK | Hammond enclosure, NEMA 3R/4/12, 24 x 16 x 8in (HxWxD), wall mount, carbon steel, ANSI 61 gray, powder coat finish, single-door, 3-point padlocking handle. | Stock | 420 | 474
HW24168S16HK | Hammond enclosure, NEMA 3R/4/4X/12/13, 24 x 16 x 8in (HxWxD), wall mount, 316 stainless steel, #4 brush finish, single-door, 3-point 316 stainless steel padlocking handle. | Stock | 1196 | 1286
HW24168SSHK | Hammond enclosure, NEMA 3R/4/4X/12/13, 24 x 16 x 8in (HxWxD), wall mount, 304 stainless steel, #4 brush finish, single-door, 3-point 316 stainless steel padlocking handle. | Stock | 997 | 1071
HW242010GYHK | Hammond enclosure, NEMA 3R/4/12, 24 x 20 x 10in (HxWxD), wall mount, carbon steel, ANSI 61 gray, powder coat finish, single-door, 3-point padlocking handle. | Stock | 475 | 535
HW242010S16HK | Hammond enclosure, NEMA 3R/4/4X/12/13, 24 x 20 x 10in (HxWxD), wall mount, 316 stainless steel, #4 brush finish, single-door, 3-point 316 stainless steel padlocking handle. | Stock | 1408 | 1512
HW242010SSHK | Hammond enclosure, NEMA 3R/4/4X/12/13, 24 x 20 x 10in (HxWxD), wall mount, 304 stainless steel, #4 brush finish, single-door, 3-point 316 stainless steel padlocking handle. | Stock | 1162 | 1249
HW24206GYHK | Hammond enclosure, NEMA 3R/4/12, 24 x 20 x 6in (HxWxD), wall mount, carbon steel, ANSI 61 gray, powder coat finish, single-door, 3-point padlocking handle. | Stock | 432 | 486
HW24206S16HK | Hammond enclosure, NEMA 3R/4/4X/12/13, 24 x 20 x 6in (HxWxD), wall mount, 316 stainless steel, #4 brush finish, single-door, 3-point 316 stainless steel padlocking handle. | Stock | 1229 | 1320
HW24206SSHK | Hammond enclosure, NEMA 3R/4/4X/12/13, 24 x 20 x 6in (HxWxD), wall mount, 304 stainless steel, #4 brush finish, single-door, 3-point 316 stainless steel padlocking handle. | Stock | 1012 | 1087
HW24208GYHK | Hammond enclosure, NEMA 3R/4/12, 24 x 20 x 8in (HxWxD), wall mount, carbon steel, ANSI 61 gray, powder coat finish, single-door, 3-point padlocking handle. | Stock | 454 | 511
HW24208S16HK | Hammond enclosure, NEMA 3R/4/4X/12/13, 24 x 20 x 8in (HxWxD), wall mount, 316 stainless steel, #4 brush finish, single-door, 3-point 316 stainless steel padlocking handle. | Stock | 1240 | 1332
HW24208SSHK | Hammond enclosure, NEMA 3R/4/4X/12/13, 24 x 20 x 8in (HxWxD), wall mount, 304 stainless steel, #4 brush finish, single-door, 3-point 316 stainless steel padlocking handle. | Stock | 1087 | 1167
HW242412GYHK | Hammond enclosure, NEMA 3R/4/12, 24 x 24 x 12in (HxWxD), wall mount, carbon steel, ANSI 61 gray, powder coat finish, single-door, 3-point padlocking handle. | Stock | 537 | 604
HW242412S16HK | Hammond enclosure, NEMA 3R/4/4X/12/13, 24 x 24 x 12in (HxWxD), wall mount, 316 stainless steel, #4 brush finish, single-door, 3-point 316 stainless steel padlocking handle. | Stock | 1647 | 1769
HW242412SSHK | Hammond enclosure, NEMA 3R/4/4X/12/13, 24 x 24 x 12in (HxWxD), wall mount, 304 stainless steel, #4 brush finish, single-door, 3-point 316 stainless steel padlocking handle. | Stock | 1357 | 1457
HW24246GYHK | Hammond enclosure, NEMA 3R/4/12, 24 x 24 x 6in (HxWxD), wall mount, carbon steel, ANSI 61 gray, powder coat finish, single-door, 3-point padlocking handle. | Stock | 466 | 525
HW24246S16HK | Hammond enclosure, NEMA 3R/4/4X/12/13, 24 x 24 x 6in (HxWxD), wall mount, 316 stainless steel, #4 brush finish, single-door, 3-point 316 stainless steel padlocking handle. | from vendor up to 15 business days | 1345 | 1447
HW24246SSHK | Hammond enclosure, NEMA 3R/4/4X/12/13, 24 x 24 x 6in (HxWxD), wall mount, 304 stainless steel, #4 brush finish, single-door, 3-point 316 stainless steel padlocking handle. | from vendor up to 15 business days | 1121 | 1206
HW24248GYHK | Hammond enclosure, NEMA 3R/4/12, 24 x 24 x 8in (HxWxD), wall mount, carbon steel, ANSI 61 gray, powder coat finish, single-door, 3-point padlocking handle. | Stock | 489 | 551
HW24248S16HK | Hammond enclosure, NEMA 3R/4/4X/12/13, 24 x 24 x 8in (HxWxD), wall mount, 316 stainless steel, #4 brush finish, single-door, 3-point 316 stainless steel padlocking handle. | Stock | 1363 | 1463
HW24248SSHK | Hammond enclosure, NEMA 3R/4/4X/12/13, 24 x 24 x 8in (HxWxD), wall mount, 304 stainless steel, #4 brush finish, single-door, 3-point 316 stainless steel padlocking handle. | Stock | 1196 | 1284
HW24308GYHK | Hammond enclosure, NEMA 3R/4/12, 24 x 30 x 8in (HxWxD), wall mount, carbon steel, ANSI 61 gray, powder coat finish, single-door, 3-point padlocking handle. | Stock | 547 | 616
HW24308S16HK | Hammond enclosure, NEMA 3R/4/4X/12/13, 24 x 30 x 8in (HxWxD), wall mount, 316 stainless steel, #4 brush finish, single-door, 3-point 316 stainless steel padlocking handle. | from vendor up to 15 business days | 1644 | 1768
HW24308SSHK | Hammond enclosure, NEMA 3R/4/4X/12/13, 24 x 30 x 8in (HxWxD), wall mount, 304 stainless steel, #4 brush finish, single-door, 3-point 316 stainless steel padlocking handle. | Stock | 1495 | 1608
HW30208GYHK | Hammond enclosure, NEMA 3R/4/12, 30 x 20 x 8in (HxWxD), wall mount, carbon steel, ANSI 61 gray, powder coat finish, single-door, 3-point padlocking handle. | Stock | 519 | 585
HW30208S16HK | Hammond enclosure, NEMA 3R/4/4X/12/13, 30 x 20 x 8in (HxWxD), wall mount, 316 stainless steel, #4 brush finish, single-door, 3-point 316 stainless steel padlocking handle. | from vendor up to 15 business days | 1494 | 1606
HW30208SSHK | Hammond enclosure, NEMA 3R/4/4X/12/13, 30 x 20 x 8in (HxWxD), wall mount, 304 stainless steel, #4 brush finish, single-door, 3-point 316 stainless steel padlocking handle. | Stock | 1246 | 1339
HW302410GYHK | Hammond enclosure, NEMA 3R/4/12, 30 x 24 x 10in (HxWxD), wall mount, carbon steel, ANSI 61 gray, powder coat finish, single-door, 3-point padlocking handle. | Stock | 574 | 646
HW302410S16HK | Hammond enclosure, NEMA 3R/4/4X/12/13, 30 x 24 x 10in (HxWxD), wall mount, 316 stainless steel, #4 brush finish, single-door, 3-point 316 stainless steel padlocking handle. | from vendor up to 15 business days | 1743 | 1874
HW302410SSHK | Hammond enclosure, NEMA 3R/4/4X/12/13, 30 x 24 x 10in (HxWxD), wall mount, 304 stainless steel, #4 brush finish, single-door, 3-point 316 stainless steel padlocking handle. | Stock | 1523 | 1638
HW302412GYHK | Hammond enclosure, NEMA 3R/4/12, 30 x 24 x 12in (HxWxD), wall mount, carbon steel, ANSI 61 gray, powder coat finish, single-door, 3-point padlocking handle. | Stock | 600 | 676
HW302412S16HK | Hammond enclosure, NEMA 3R/4/4X/12/13, 30 x 24 x 12in (HxWxD), wall mount, 316 stainless steel, #4 brush finish, single-door, 3-point 316 stainless steel padlocking handle. | Stock | 1753 | 1882
HW302412SSHK | Hammond enclosure, NEMA 3R/4/4X/12/13, 30 x 24 x 12in (HxWxD), wall mount, 304 stainless steel, #4 brush finish, single-door, 3-point 316 stainless steel padlocking handle. | Stock | 1537 | 1651
HW302416GYHK | Hammond enclosure, NEMA 3R/4/12, 30 x 24 x 16in (HxWxD), wall mount, carbon steel, ANSI 61 gray, powder coat finish, single-door, 3-point padlocking handle. | Stock | 670 | 755
HW302416S16HK | Hammond enclosure, NEMA 3R/4/4X/12/13, 30 x 24 x 16in (HxWxD), wall mount, 316 stainless steel, #4 brush finish, single-door, 3-point 316 stainless steel padlocking handle. | Stock | 2155 | 2317
HW302416SSHK | Hammond enclosure, NEMA 3R/4/4X/12/13, 30 x 24 x 16in (HxWxD), wall mount, 304 stainless steel, #4 brush finish, single-door, 3-point 316 stainless steel padlocking handle. | Stock | 1794 | 1929
HW30248GYHK | Hammond enclosure, NEMA 3R/4/12, 30 x 24 x 8in (HxWxD), wall mount, carbon steel, ANSI 61 gray, powder coat finish, single-door, 3-point padlocking handle. | Stock | 547 | 616
HW30248S16HK | Hammond enclosure, NEMA 3R/4/4X/12/13, 30 x 24 x 8in (HxWxD), wall mount, 316 stainless steel, #4 brush finish, single-door, 3-point 316 stainless steel padlocking handle. | from vendor up to 15 business days | 1548 | 1662
HW30248SSHK | Hammond enclosure, NEMA 3R/4/4X/12/13, 30 x 24 x 8in (HxWxD), wall mount, 304 stainless steel, #4 brush finish, single-door, 3-point 316 stainless steel padlocking handle. | Stock | 1357 | 1457
HW30308GYHK | Hammond enclosure, NEMA 3R/4/12, 30 x 30 x 8in (HxWxD), wall mount, carbon steel, ANSI 61 gray, powder coat finish, single-door, 3-point padlocking handle. | Stock | 612 | 689
HW30308S16HK | Hammond enclosure, NEMA 3R/4/4X/12/13, 30 x 30 x 8in (HxWxD), wall mount, 316 stainless steel, #4 brush finish, single-door, 3-point 316 stainless steel padlocking handle. | Stock | 1877 | 2015
HW30308SSHK | Hammond enclosure, NEMA 3R/4/4X/12/13, 30 x 30 x 8in (HxWxD), wall mount, 304 stainless steel, #4 brush finish, single-door, 3-point 316 stainless steel padlocking handle. | Stock | 1548 | 1662
HW362410GYHK | Hammond enclosure, NEMA 3R/4/12, 36 x 24 x 10in (HxWxD), wall mount, carbon steel, ANSI 61 gray, powder coat finish, single-door, 3-point padlocking handle. | Stock | 631 | 711
HW362410S16HK | Hammond enclosure, NEMA 3R/4/4X/12/13, 36 x 24 x 10in (HxWxD), wall mount, 316 stainless steel, #4 brush finish, single-door, 3-point 316 stainless steel padlocking handle. | from vendor up to 15 business days | 1989 | 2139
HW362410SSHK | Hammond enclosure, NEMA 3R/4/4X/12/13, 36 x 24 x 10in (HxWxD), wall mount, 304 stainless steel, #4 brush finish, single-door, 3-point 316 stainless steel padlocking handle. | Stock | 1655 | 1780
HW36248GYHK | Hammond enclosure, NEMA 3R/4/12, 36 x 24 x 8in (HxWxD), wall mount, carbon steel, ANSI 61 gray, powder coat finish, single-door, 3-point padlocking handle. | Stock | 602 | 678
HW36248S16HK | Hammond enclosure, NEMA 3R/4/4X/12/13, 36 x 24 x 8in (HxWxD), wall mount, 316 stainless steel, #4 brush finish, single-door, 3-point 316 stainless steel padlocking handle. | from vendor up to 15 business days | 1837 | 1972
HW36248SSHK | Hammond enclosure, NEMA 3R/4/4X/12/13, 36 x 24 x 8in (HxWxD), wall mount, 304 stainless steel, #4 brush finish, single-door, 3-point 316 stainless steel padlocking handle. | Stock | 1517 | 1630
HW363010GYHK | Hammond enclosure, NEMA 3R/4/12, 36 x 30 x 10in (HxWxD), wall mount, carbon steel, ANSI 61 gray, powder coat finish, single-door, 3-point padlocking handle. | Stock | 709 | 798
HW363010S16HK | Hammond enclosure, NEMA 3R/4/4X/12/13, 36 x 30 x 10in (HxWxD), wall mount, 316 stainless steel, #4 brush finish, single-door, 3-point 316 stainless steel padlocking handle. | Stock | 2243 | 2408
HW363010SSHK | Hammond enclosure, NEMA 3R/4/4X/12/13, 36 x 30 x 10in (HxWxD), wall mount, 304 stainless steel, #4 brush finish, single-door, 3-point 316 stainless steel padlocking handle. | Stock | 1848 | 1984
HW363012GYHK | Hammond enclosure, NEMA 3R/4/12, 36 x 30 x 12in (HxWxD), wall mount, carbon steel, ANSI 61 gray, powder coat finish, single-door, 3-point padlocking handle. | Stock | 741 | 835
HW363012S16HK | Hammond enclosure, NEMA 3R/4/4X/12/13, 36 x 30 x 12in (HxWxD), wall mount, 316 stainless steel, #4 brush finish, single-door, 3-point 316 stainless steel padlocking handle. | Stock | 2378 | 2553
HW363012SSHK | Hammond enclosure, NEMA 3R/4/4X/12/13, 36 x 30 x 12in (HxWxD), wall mount, 304 stainless steel, #4 brush finish, single-door, 3-point 316 stainless steel padlocking handle. | Stock | 1961 | 2105
HW363016GYHK | Hammond enclosure, NEMA 3R/4/12, 36 x 30 x 16in (HxWxD), wall mount, carbon steel, ANSI 61 gray, powder coat finish, single-door, 3-point padlocking handle. | Stock | 829 | 934
HW363016S16HK | Hammond enclosure, NEMA 3R/4/4X/12/13, 36 x 30 x 16in (HxWxD), wall mount, 316 stainless steel, #4 brush finish, single-door, 3-point 316 stainless steel padlocking handle. | Stock | 2728 | 2934
HW363016SSHK | Hammond enclosure, NEMA 3R/4/4X/12/13, 36 x 30 x 16in (HxWxD), wall mount, 304 stainless steel, #4 brush finish, single-door, 3-point 316 stainless steel padlocking handle. | Stock | 2242 | 2411
HW36308GYHK | Hammond enclosure, NEMA 3R/4/12, 36 x 30 x 8in (HxWxD), wall mount, carbon steel, ANSI 61 gray, powder coat finish, single-door, 3-point padlocking handle. | Stock | 676 | 762
HW36308S16HK | Hammond enclosure, NEMA 3R/4/4X/12/13, 36 x 30 x 8in (HxWxD), wall mount, 316 stainless steel, #4 brush finish, single-door, 3-point 316 stainless steel padlocking handle. | Stock | 2011 | 2159
HW36308SSHK | Hammond enclosure, NEMA 3R/4/4X/12/13, 36 x 30 x 8in (HxWxD), wall mount, 304 stainless steel, #4 brush finish, single-door, 3-point 316 stainless steel padlocking handle. | Stock | 1739 | 1867
HW363612GYHK | Hammond enclosure, NEMA 3R/4/12, 36 x 36 x 12in (HxWxD), wall mount, carbon steel, ANSI 61 gray, powder coat finish, single-door, 3-point padlocking handle. | Stock | 834 | 939
HW363612S16HK | Hammond enclosure, NEMA 3R/4/4X/12/13, 36 x 36 x 12in (HxWxD), wall mount, 316 stainless steel, #4 brush finish, single-door, 3-point 316 stainless steel padlocking handle. | Stock | 2672 | 2868
HW363612SSHK | Hammond enclosure, NEMA 3R/4/4X/12/13, 36 x 36 x 12in (HxWxD), wall mount, 304 stainless steel, #4 brush finish, single-door, 3-point 316 stainless steel padlocking handle. | Stock | 2203 | 2365
HW423010GYHK | Hammond enclosure, NEMA 3R/4/12, 42 x 30 x 10in (HxWxD), wall mount, carbon steel, ANSI 61 gray, powder coat finish, single-door, 3-point padlocking handle. | Stock | 799 | 900
HW423010S16HK | Hammond enclosure, NEMA 3R/4/4X/12/13, 42 x 30 x 10in (HxWxD), wall mount, 316 stainless steel, #4 brush finish, single-door, 3-point 316 stainless steel padlocking handle. | from vendor up to 15 business days | 2376 | 2555
HW423010SSHK | Hammond enclosure, NEMA 3R/4/4X/12/13, 42 x 30 x 10in (HxWxD), wall mount, 304 stainless steel, #4 brush finish, single-door, 3-point 316 stainless steel padlocking handle. | Stock | 2018 | 2167
HW423612GYHK | Hammond enclosure, NEMA 3R/4/12, 42 x 36 x 12in (HxWxD), wall mount, carbon steel, ANSI 61 gray, powder coat finish, single-door, 3-point padlocking handle. | Stock | 915 | 1031
HW423612S16HK | Hammond enclosure, NEMA 3R/4/4X/12/13, 42 x 36 x 12in (HxWxD), wall mount, 316 stainless steel, #4 brush finish, single-door, 3-point 316 stainless steel padlocking handle. | Stock | 3078 | 3309
HW423612SSHK | Hammond enclosure, NEMA 3R/4/4X/12/13, 42 x 36 x 12in (HxWxD), wall mount, 304 stainless steel, #4 brush finish, single-door, 3-point 316 stainless steel padlocking handle. | Stock | 2442 | 2622
HW42368GYHK | Hammond enclosure, NEMA 3R/4/12, 42 x 36 x 8in (HxWxD), wall mount, carbon steel, ANSI 61 gray, powder coat finish, single-door, 3-point padlocking handle. | from vendor up to 15 business days | 762 | 859
HW42368S16HK | Hammond enclosure, NEMA 3R/4/4X/12/13, 42 x 36 x 8in (HxWxD), wall mount, 316 stainless steel, #4 brush finish, single-door, 3-point 316 stainless steel padlocking handle. | from vendor up to 15 business days | 2669 | 2869
HW42368SSHK | Hammond enclosure, NEMA 3R/4/4X/12/13, 42 x 36 x 8in (HxWxD), wall mount, 304 stainless steel, #4 brush finish, single-door, 3-point 316 stainless steel padlocking handle. | from vendor up to 15 business days | 2511 | 2700
HW483610GYHK | Hammond enclosure, NEMA 3R/4/12, 48 x 36 x 10in (HxWxD), wall mount, carbon steel, ANSI 61 gray, powder coat finish, single-door, 3-point padlocking handle. | Stock | 943 | 1063
HW483610S16HK | Hammond enclosure, NEMA 3R/4/4X/12/13, 48 x 36 x 10in (HxWxD), wall mount, 316 stainless steel, #4 brush finish, single-door, 3-point 316 stainless steel padlocking handle. | from vendor up to 15 business days | 3127 | 3358
HW483610SSHK | Hammond enclosure, NEMA 3R/4/4X/12/13, 48 x 36 x 10in (HxWxD), wall mount, 304 stainless steel, #4 brush finish, single-door, 3-point 316 stainless steel padlocking handle. | Stock | 2676 | 2873
HW483612GYHK | Hammond enclosure, NEMA 3R/4/12, 48 x 36 x 12in (HxWxD), wall mount, carbon steel, ANSI 61 gray, powder coat finish, single-door, 3-point padlocking handle. | Stock | 985 | 1110
HW483612S16HK | Hammond enclosure, NEMA 3R/4/4X/12/13, 48 x 36 x 12in (HxWxD), wall mount, 316 stainless steel, #4 brush finish, single-door, 3-point 316 stainless steel padlocking handle. | Stock | 3257 | 3496
HW483612SSHK | Hammond enclosure, NEMA 3R/4/4X/12/13, 48 x 36 x 12in (HxWxD), wall mount, 304 stainless steel, #4 brush finish, single-door, 3-point 316 stainless steel padlocking handle. | Stock | 2684 | 2881
HW483616GYHK | Hammond enclosure, NEMA 3R/4/12, 48 x 36 x 16in (HxWxD), wall mount, carbon steel, ANSI 61 gray, powder coat finish, single-door, 3-point padlocking handle. | Stock | 1070 | 1205
HW483616S16HK | Hammond enclosure, NEMA 3R/4/4X/12/13, 48 x 36 x 16in (HxWxD), wall mount, 316 stainless steel, #4 brush finish, single-door, 3-point 316 stainless steel padlocking handle. | Stock | 3381 | 3629
HW483616SSHK | Hammond enclosure, NEMA 3R/4/4X/12/13, 48 x 36 x 16in (HxWxD), wall mount, 304 stainless steel, #4 brush finish, single-door, 3-point 316 stainless steel padlocking handle. | Stock | 2965 | 3183
HW48368GYHK | Hammond enclosure, NEMA 3R/4/12, 48 x 36 x 8in (HxWxD), wall mount, carbon steel, ANSI 61 gray, powder coat finish, single-door, 3-point padlocking handle. | Stock | 902 | 1016
HW48368S16HK | Hammond enclosure, NEMA 3R/4/4X/12/13, 48 x 36 x 8in (HxWxD), wall mount, 316 stainless steel, #4 brush finish, single-door, 3-point 316 stainless steel padlocking handle. | from vendor up to 15 business days | 2913 | 3127
HW48368SSHK | Hammond enclosure, NEMA 3R/4/4X/12/13, 48 x 36 x 8in (HxWxD), wall mount, 304 stainless steel, #4 brush finish, single-door, 3-point 316 stainless steel padlocking handle. | from vendor up to 15 business days | 2400 | 2577
HW603612GYHK | Hammond enclosure, NEMA 3R/4/12, 60 x 36 x 12in (HxWxD), wall mount, carbon steel, ANSI 61 gray, powder coat finish, single-door, 3-point padlocking handle. | Stock | 1162 | 1308
HW603612S16HK | Hammond enclosure, NEMA 3R/4/4X/12/13, 60 x 36 x 12in (HxWxD), wall mount, 316 stainless steel, #4 brush finish, single-door, 3-point 316 stainless steel padlocking handle. | from vendor up to 15 business days | 3842 | 4124
HW603612SSHK | Hammond enclosure, NEMA 3R/4/4X/12/13, 60 x 36 x 12in (HxWxD), wall mount, 304 stainless steel, #4 brush finish, single-door, 3-point 316 stainless steel padlocking handle. | Stock | 3167 | 3400
HW603616GYHK | Hammond enclosure, NEMA 3R/4/12, 60 x 36 x 16in (HxWxD), wall mount, carbon steel, ANSI 61 gray, powder coat finish, single-door, 3-point padlocking handle. | Stock | 1290 | 1453
HW603616S16HK | Hammond enclosure, NEMA 3R/4/4X/12/13, 60 x 36 x 16in (HxWxD), wall mount, 316 stainless steel, #4 brush finish, single-door, 3-point 316 stainless steel padlocking handle. | Stock | 4271 | 4585
HW603616SSHK | Hammond enclosure, NEMA 3R/4/4X/12/13, 60 x 36 x 16in (HxWxD), wall mount, 304 stainless steel, #4 brush finish, single-door, 3-point 316 stainless steel padlocking handle. | Stock | 3653 | 3921
HWST16128S16 | Hammond Waterfall series enclosure, slope top, NEMA 3R/4/4X/12/13, 16 x 12 x 8in (HxWxD), wall mount, 316 stainless steel, #4 brush finish, single-door, 1/4-turn semi-flush stainless steel. | from vendor up to 15 business days | 830 | 893
HWST16128SS | Hammond Waterfall series enclosure, slope top, NEMA 3R/4/4X/12/13, 16 x 12 x 8in (HxWxD), wall mount, 304 stainless steel, #4 brush finish, single-door, 1/4-turn semi-flush stainless steel. | Stock | 721 | 774
HWST16168S16 | Hammond Waterfall series enclosure, slope top, NEMA 3R/4/4X/12/13, 16 x 16 x 8in (HxWxD), wall mount, 316 stainless steel, #4 brush finish, single-door, 1/4-turn semi-flush stainless steel. | from vendor up to 15 business days | 914 | 982
HWST16168SS | Hammond Waterfall series enclosure, slope top, NEMA 3R/4/4X/12/13, 16 x 16 x 8in (HxWxD), wall mount, 304 stainless steel, #4 brush finish, single-door, 1/4-turn semi-flush stainless steel. | Stock | 793 | 852
HWST201612S16 | Hammond Waterfall series enclosure, slope top, NEMA 3R/4/4X/12/13, 20 x 16 x 12in (HxWxD), wall mount, 316 stainless steel, #4 brush finish, single-door, 1/4-turn semi-flush stainless steel. | from vendor up to 15 business days | 1133 | 1218
HWST201612SS | Hammond Waterfall series enclosure, slope top, NEMA 3R/4/4X/12/13, 20 x 16 x 12in (HxWxD), wall mount, 304 stainless steel, #4 brush finish, single-door, 1/4-turn semi-flush stainless steel. | from vendor up to 15 business days | 984 | 1057
HWST20168S16 | Hammond Waterfall series enclosure, slope top, NEMA 3R/4/4X/12/13, 20 x 16 x 8in (HxWxD), wall mount, 316 stainless steel, #4 brush finish, single-door, 1/4-turn semi-flush stainless steel. | Stock | 1010 | 1086
HWST20168SS | Hammond Waterfall series enclosure, slope top, NEMA 3R/4/4X/12/13, 20 x 16 x 8in (HxWxD), wall mount, 304 stainless steel, #4 brush finish, single-door, 1/4-turn semi-flush stainless steel. | Stock | 878 | 943
HWST202012S16 | Hammond Waterfall series enclosure, slope top, NEMA 3R/4/4X/12/13, 20 x 20 x 12in (HxWxD), wall mount, 316 stainless steel, #4 brush finish, single-door, 1/4-turn semi-flush stainless steel. | from vendor up to 15 business days | 1325 | 1424
HWST202012SS | Hammond Waterfall series enclosure, slope top, NEMA 3R/4/4X/12/13, 20 x 20 x 12in (HxWxD), wall mount, 304 stainless steel, #4 brush finish, single-door, 1/4-turn semi-flush stainless steel. | from vendor up to 15 business days | 1150 | 1235
HWST20208S16 | Hammond Waterfall series enclosure, slope top, NEMA 3R/4/4X/12/13, 20 x 20 x 8in (HxWxD), wall mount, 316 stainless steel, #4 brush finish, single-door, 1/4-turn semi-flush stainless steel. | from vendor up to 15 business days | 1153 | 1240
HWST20208SS | Hammond Waterfall series enclosure, slope top, NEMA 3R/4/4X/12/13, 20 x 20 x 8in (HxWxD), wall mount, 304 stainless steel, #4 brush finish, single-door, 1/4-turn semi-flush stainless steel. | Stock | 1002 | 1077
HWST24208S16 | Hammond Waterfall series enclosure, slope top, NEMA 3R/4/4X/12/13, 24 x 20 x 8in (HxWxD), wall mount, 316 stainless steel, #4 brush finish, single-door, 1/4-turn semi-flush stainless steel. | from vendor up to 15 business days | 1226 | 1318
HWST24208SS | Hammond Waterfall series enclosure, slope top, NEMA 3R/4/4X/12/13, 24 x 20 x 8in (HxWxD), wall mount, 304 stainless steel, #4 brush finish, single-door, 1/4-turn semi-flush stainless steel. | Stock | 1064 | 1142
HWST242412S16 | Hammond Waterfall series enclosure, slope top, NEMA 3R/4/4X/12/13, 24 x 24 x 12in (HxWxD), wall mount, 316 stainless steel, #4 brush finish, single-door, 1/4-turn semi-flush stainless steel. | from vendor up to 15 business days | 1531 | 1646
HWST242412SS | Hammond Waterfall series enclosure, slope top, NEMA 3R/4/4X/12/13, 24 x 24 x 12in (HxWxD), wall mount, 304 stainless steel, #4 brush finish, single-door, 1/4-turn semi-flush stainless steel. | Stock | 1328 | 1426
HWST24248S16 | Hammond Waterfall series enclosure, slope top, NEMA 3R/4/4X/12/13, 24 x 24 x 8in (HxWxD), wall mount, 316 stainless steel, #4 brush finish, single-door, 1/4-turn semi-flush stainless steel. | from vendor up to 15 business days | 1347 | 1447
HWST24248SS | Hammond Waterfall series enclosure, slope top, NEMA 3R/4/4X/12/13, 24 x 24 x 8in (HxWxD), wall mount, 304 stainless steel, #4 brush finish, single-door, 1/4-turn semi-flush stainless steel. | from vendor up to 15 business days | 1168 | 1254
HWST302412S16 | Hammond Waterfall series enclosure, slope top, NEMA 3R/4/4X/12/13, 30 x 24 x 12in (HxWxD), wall mount, 316 stainless steel, #4 brush finish, single-door, 1/4-turn semi-flush stainless steel. | from vendor up to 15 business days | 1736 | 1867
HWST302412SS | Hammond Waterfall series enclosure, slope top, NEMA 3R/4/4X/12/13, 30 x 24 x 12in (HxWxD), wall mount, 304 stainless steel, #4 brush finish, single-door, 1/4-turn semi-flush stainless steel. | Stock | 1505 | 1616
HWST30248S16 | Hammond Waterfall series enclosure, slope top, NEMA 3R/4/4X/12/13, 30 x 24 x 8in (HxWxD), wall mount, 316 stainless steel, #4 brush finish, single-door, 1/4-turn semi-flush stainless steel. | from vendor up to 15 business days | 1390 | 1494
HWST30248SS | Hammond Waterfall series enclosure, slope top, NEMA 3R/4/4X/12/13, 30 x 24 x 8in (HxWxD), wall mount, 304 stainless steel, #4 brush finish, single-door, 1/4-turn semi-flush stainless steel. | Stock | 1206 | 1296
HWST30308S16 | Hammond Waterfall series enclosure, slope top, NEMA 3R/4/4X/12/13, 30 x 30 x 8in (HxWxD), wall mount, 316 stainless steel, #4 brush finish, single-door, 1/4-turn semi-flush stainless steel. | from vendor up to 15 business days | 1744 | 1875
HWST30308SS | Hammond Waterfall series enclosure, slope top, NEMA 3R/4/4X/12/13, 30 x 30 x 8in (HxWxD), wall mount, 304 stainless steel, #4 brush finish, single-door, 1/4-turn semi-flush stainless steel. | Stock | 1512 | 1623
HWST363012S16 | Hammond Waterfall series enclosure, slope top, NEMA 3R/4/4X/12/13, 36 x 30 x 12in (HxWxD), wall mount, 316 stainless steel, #4 brush finish, single-door, 1/4-turn semi-flush stainless steel. | from vendor up to 15 business days | 2212 | 2378
HWST363012SS | Hammond Waterfall series enclosure, slope top, NEMA 3R/4/4X/12/13, 36 x 30 x 12in (HxWxD), wall mount, 304 stainless steel, #4 brush finish, single-door, 1/4-turn semi-flush stainless steel. | Stock | 1917 | 2059
HWST363016S16 | Hammond Waterfall series enclosure, slope top, NEMA 3R/4/4X/12/13, 36 x 30 x 16in (HxWxD), wall mount, 316 stainless steel, #4 brush finish, single-door, 1/4-turn semi-flush stainless steel. | from vendor up to 15 business days | 2463 | 2648
HWST363016SS | Hammond Waterfall series enclosure, slope top, NEMA 3R/4/4X/12/13, 36 x 30 x 16in (HxWxD), wall mount, 304 stainless steel, #4 brush finish, single-door, 1/4-turn semi-flush stainless steel. | from vendor up to 15 business days | 2135 | 2292
HWST36308S16 | Hammond Waterfall series enclosure, slope top, NEMA 3R/4/4X/12/13, 36 x 30 x 8in (HxWxD), wall mount, 316 stainless steel, #4 brush finish, single-door, 1/4-turn semi-flush stainless steel. | from vendor up to 15 business days | 1964 | 2112
HWST36308SS | Hammond Waterfall series enclosure, slope top, NEMA 3R/4/4X/12/13, 36 x 30 x 8in (HxWxD), wall mount, 304 stainless steel, #4 brush finish, single-door, 1/4-turn semi-flush stainless steel. | from vendor up to 15 business days | 1703 | 1828
HWST363612S16 | Hammond Waterfall series enclosure, slope top, NEMA 3R/4/4X/12/13, 36 x 36 x 12in (HxWxD), wall mount, 316 stainless steel, #4 brush finish, single-door, 1/4-turn semi-flush stainless steel. | from vendor up to 15 business days | 2486 | 2673
HWST363612SS | Hammond Waterfall series enclosure, slope top, NEMA 3R/4/4X/12/13, 36 x 36 x 12in (HxWxD), wall mount, 304 stainless steel, #4 brush finish, single-door, 1/4-turn semi-flush stainless steel. | Stock | 2156 | 2314
HWST483612SS | Hammond Waterfall series enclosure, slope top, NEMA 3R/4/4X/12/13, 48 x 36 x 12in (HxWxD), wall mount, 304 stainless steel, #4 brush finish, single-door, 1/4-turn semi-flush stainless steel. | from vendor up to 15 business days | 2609 | 2805
HWST483616S16 | Hammond Waterfall series enclosure, slope top, NEMA 3R/4/4X/12/13, 48 x 36 x 16in (HxWxD), wall mount, 316 stainless steel, #4 brush finish, single-door, 1/4-turn semi-flush stainless steel. | from vendor up to 15 business days | 3350 | 3601
HWST483616SS | Hammond Waterfall series enclosure, slope top, NEMA 3R/4/4X/12/13, 48 x 36 x 16in (HxWxD), wall mount, 304 stainless steel, #4 brush finish, single-door, 1/4-turn semi-flush stainless steel. | Stock | 2903 | 3117
HWST603612SS | Hammond Waterfall series enclosure, slope top, NEMA 3R/4/4X/12/13, 60 x 36 x 12in (HxWxD), wall mount, 304 stainless steel, #4 brush finish, single-door, 1/4-turn semi-flush stainless steel. | from vendor up to 15 business days | 3214 | 3456
HWST603616S16 | Hammond Waterfall series enclosure, slope top, NEMA 3R/4/4X/12/13, 60 x 36 x 16in (HxWxD), wall mount, 316 stainless steel, #4 brush finish, single-door, 1/4-turn semi-flush stainless steel. | from vendor up to 15 business days | 4126 | 4436
HWST603616SS | Hammond Waterfall series enclosure, slope top, NEMA 3R/4/4X/12/13, 60 x 36 x 16in (HxWxD), wall mount, 304 stainless steel, #4 brush finish, single-door, 1/4-turn semi-flush stainless steel. | Stock | 3574 | 3837
HX-CTRIO-M | User manual, free download only. For use with all H0-CTRIO(2), H2-CTRIO(2), H4-CTRIO and T1H-CTRIO high speed counter modules. Replaces H24-CTRIO-M. | Stock | 0
HX-ECOM-M | User manual, free download only. For use with all H0-ECOM, H2-ECOM and H4-ECOM Ethernet communication modules. Replaces H24-ECOM-M. | Stock | 0
HYG105 | Hammond sanitary gasket, replacement, silicone. For use with Hammond HYMPB3SS and HYPB3SS enclosures. | Stock | 103 | 108
HYG107 | Hammond sanitary gasket, replacement, silicone. For use with Hammond HYJ1074SS, HYMPB4SS, and HYPB4SS enclosures. | Stock | 104 | 114
HYG125 | Hammond sanitary gasket, replacement, silicone. For use with Hammond HYMPB4VSS and HYPB4VSS enclosures. | Stock | 124 | 130
HYG129 | Hammond sanitary gasket, replacement, silicone. For use with Hammond HYJ1294SS, HYMPB6SS, and HYPB6SS enclosures. | Stock | 127 | 138
HYG1411 | Hammond sanitary gasket, replacement, silicone. For use with Hammond HYJ14116SS enclosures. | Stock | 129 | 140
HYG1613 | Hammond sanitary gasket, replacement, silicone. For use with Hammond HYJ16138SS enclosures. | Stock | 168 | 182
HYG85 | Hammond sanitary gasket, replacement, silicone. For use with Hammond HYJ854SS, HYMPB1SS, HYMPB2SS, HYPB1SS, and HYPB2SS enclosures. | Stock | 102 | 111
HYJ1074SS | Hammond sanitary enclosure, slope top, NEMA 3R/4/4X/12, 10 x 7 x 4in (HxWxD), wall mount, 304 stainless steel, #4 brush finish, screw cover. | Stock | 659 | 675
HYJ1294SS | Hammond sanitary enclosure, slope top, NEMA 3R/4/4X/12, 12 x 9 x 4in (HxWxD), wall mount, 304 stainless steel, #4 brush finish, screw cover. | Stock | 724 | 741
HYJ14116SS | Hammond sanitary enclosure, slope top, NEMA 3R/4/4X/12, 14 x 11 x 6in (HxWxD), wall mount, 304 stainless steel, #4 brush finish, screw cover. | Stock | 865 | 886
HYJ16138SS | Hammond sanitary enclosure, slope top, NEMA 3R/4/4X/12, 16 x 13 x 8in (HxWxD), wall mount, 304 stainless steel, #4 brush finish, screw cover. | Stock | 1012 | 1036
HYJ854SS | Hammond sanitary enclosure, slope top, NEMA 3R/4/4X/12, 8 x 5 x 4in (HxWxD), wall mount, 304 stainless steel, #4 brush finish, screw cover. | Stock | 596 | 610
HYMPB1SS | Hammond sanitary pushbutton enclosure, 1 hole, 22mm, slope top, NEMA 3R/4/4X/12, 8 x 5 x 4in (HxWxD), wall mount, 304 stainless steel, #4 brush finish, screw cover. | Stock | 786 | 805
HYMPB2SS | Hammond sanitary pushbutton enclosure, 2 holes, 22mm, slope top, NEMA 3R/4/4X/12, 8 x 5 x 4in (HxWxD), wall mount, 304 stainless steel, #4 brush finish, screw cover. | Stock | 827 | 847
HYMPB3SS | Hammond sanitary pushbutton enclosure, 3 holes, 22mm, slope top, NEMA 3R/4/4X/12, 10 x 5 x 4in (HxWxD), wall mount, 304 stainless steel, #4 brush finish, screw cover. | Stock | 872 | 893
HYMPB4SS | Hammond sanitary pushbutton enclosure, 4 holes, 22mm, slope top, NEMA 3R/4/4X/12, 10 x 7 x 4in (HxWxD), wall mount, 304 stainless steel, #4 brush finish, screw cover. | Stock | 989 | 1013
HYMPB4VSS | Hammond sanitary pushbutton enclosure, 4 holes, 22mm, slope top, NEMA 3R/4/4X/12, 12 x 5 x 4in (HxWxD), wall mount, 304 stainless steel, #4 brush finish, screw cover. | Stock | 945 | 968
HYMPB6SS | Hammond sanitary pushbutton enclosure, 6 holes, 22mm, slope top, NEMA 3R/4/4X/12, 12 x 9 x 4in (HxWxD), wall mount, 304 stainless steel, #4 brush finish, screw cover. | Stock | 1152 | 1180
HYPB1SS | Hammond sanitary pushbutton enclosure, 1 hole, 30mm, slope top, NEMA 3R/4/4X/12, 8 x 5 x 4in (HxWxD), wall mount, 304 stainless steel, #4 brush finish, screw cover. | Stock | 786 | 805
HYPB2SS | Hammond sanitary pushbutton enclosure, 2 holes, 30mm, slope top, NEMA 3R/4/4X/12, 8 x 5 x 4in (HxWxD), wall mount, 304 stainless steel, #4 brush finish, screw cover. | Stock | 827 | 847
HYPB3SS | Hammond sanitary pushbutton enclosure, 3 holes, 30mm, slope top, NEMA 3R/4/4X/12, 10 x 5 x 4in (HxWxD), wall mount, 304 stainless steel, #4 brush finish, screw cover. | Stock | 872 | 893
HYPB4SS | Hammond sanitary pushbutton enclosure, 4 holes, 30mm, slope top, NEMA 3R/4/4X/12, 10 x 7 x 4in (HxWxD), wall mount, 304 stainless steel, #4 brush finish, screw cover. | Stock | 989 | 1013
HYPB4VSS | Hammond sanitary pushbutton enclosure, 4 holes, 30mm, slope top, NEMA 3R/4/4X/12, 12 x 5 x 4in (HxWxD), wall mount, 304 stainless steel, #4 brush finish, screw cover. | Stock | 945 | 968
HYPB6SS | Hammond sanitary pushbutton enclosure, 6 holes, 30mm, slope top, NEMA 3R/4/4X/12, 12 x 9 x 4in (HxWxD), wall mount, 304 stainless steel, #4 brush finish, screw cover. | Stock | 1152 | 1180
I127 | Marathon standard efficiency AC induction motor, general purpose, 2hp, 1-phase, 115/208-230 VAC, 1800rpm, ODP, 145T frame, rolled steel, rigid base only mount. | Stock | 518 | 539
IDIS-190051 | IDEM safety switch, tongue (key) interlock, 90-degree adjustable head, (2) N.C. safety output(s), (1) N.O. monitoring output(s), 31 x 97 x 30mm, plastic body, plastic head. | Stock | 29.5 | 31.5
IDIS-190055 | IDEM safety switch, tongue (key) interlock, 90-degree adjustable head, (3) N.C. safety output(s), 31 x 97 x 30mm, plastic body, plastic head. | Stock | 29.5 | 31.5
IDIS-190059 | IDEM safety switch, tongue (key) interlock, 90-degree adjustable head, (1) N.C. safety output(s), (1) N.O. monitoring output(s), 31 x 97 x 30mm, plastic body, plastic head. | Stock | 29.5 | 31.5
IDIS-192002 | IDEM safety switch, lever hinge interlock, slow action break before make, (2) N.C. safety output(s), plastic body, plastic head, (1) 1/2in NPT cable entry. | Stock | 28 | 29.5
IDIS-192005 | IDEM safety switch, lever hinge interlock, slow action, (3) N.C. safety output(s), plastic body, plastic head, (1) 1/2in NPT cable entry. | Stock | 28 | 29.5
IDIS-192008 | IDEM safety switch, lever hinge interlock, snap action, (1) N.C. safety output(s), plastic body, plastic head, (1) 1/2in NPT cable entry. | Stock | 28 | 29.5
IM1 | WEG Electric mechanical interlock, side mount. For use with CWB9 to CWB38 series contactors. Allows for mechanical connection of two contactors to prevent both from being pulled in at the same time. Adds zero to width. | Stock | 5 | 5.25
IM2 | WEG Electric mechanical interlock, side mount. For use with CWB40 to CWB80 series contactors. Allows for mechanical connection of two contactors to prevent both from being pulled in at the same time. Adds zero to width. | Stock | 6 | 6.5
INCH-1-222001 | IDEM safety switch, tongue (key) interlock, slow action, (2) N.C. safety output(s), plastic body, 316 stainless steel head, (1) M16 cable entry. | Stock | 32.5 | 36
INCH-1-222002 | IDEM safety switch, tongue (key) interlock, slow action, (2) N.C. safety output(s), plastic body, 316 stainless steel head, (1) 4-pin M12 quick-disconnect. | Stock | 64 | 63
INCH-1-222003 | IDEM safety switch, tongue (key) interlock, slow action break before make, (1) N.C. safety output(s), plastic body, 316 stainless steel head, (1) M16 cable entry. | Stock | 32.5 | 36
INCH-1-222004 | IDEM safety switch, tongue (key) interlock, slow action break before make, (1) N.C. safety output(s), plastic body, 316 stainless steel head, (1) 4-pin M12 quick-disconnect. | Stock | 61 | 63
INCH-3-223001 | IDEM safety switch, tongue (key) interlock, slow action break before make, (2) N.C. safety output(s), plastic body, 316 stainless steel head, (3) M16 cable entry. | Stock | 37 | 39.5
INCH-3-223002 | IDEM safety switch, tongue (key) interlock, slow action break before make, (2) N.C. safety output(s), plastic body, 316 stainless steel head, (1) 8-pin M12 quick-disconnect. | Stock | 66
ISDUR4 | Macromatic intrinsically safe relay, 35mm DIN rail mount, finger-safe, Discrete Input: 4-point, 10 VDC input voltage, 102-132 VAC or 10-125 VDC coil voltage, Discrete Output: 4-point, relay, 4PST, 5A contact rating, N.O., LED indicator(s). | Stock | 265 | 276
ISEUR1 | Macromatic intrinsically safe relay, 35mm DIN rail mount, finger-safe, Discrete Input: 1-point, 10 VDC input voltage, 102-132 VAC or 10-125 VDC coil voltage, Discrete Output: 1-point, relay, SPST, 5A contact rating, N.O., LED indicator(s). | Stock | 81 | 84
J061 | Marathon standard efficiency AC induction motor, jet pump and inverter rated, 1/2hp, 3-phase, 208-230/460 VAC, 3600rpm, TEFC, 56J frame, rolled steel, rigid base/C-face mount. | Stock | 287 | 298
J063A | Marathon premium efficiency AC induction motor, jet pump and inverter rated, 1hp, 3-phase, 230/460 VAC, suitable for 208 VAC at 60 Hz, 3600rpm, TEFC, 56J frame, rolled steel, rigid base/C-face mount. | Stock | 407 | 423
J064A | Marathon premium efficiency AC induction motor, jet pump and inverter rated, 1-1/2hp, 3-phase, 208-230/460 VAC, 3600rpm, TEFC, 56J frame, rolled steel, rigid base/C-face mount. | Stock | 505 | 525
J065A | Marathon premium efficiency AC induction motor, jet pump and inverter rated, 2hp, 3-phase, 230/460 VAC, suitable for 208 VAC at 60 Hz, 3600rpm, TEFC, 56J frame, rolled steel, rigid base/C-face mount. | Stock | 581 | 604
J066A | Marathon premium efficiency AC induction motor, jet pump and inverter rated, 3hp, 3-phase, 230/460 VAC, 3600rpm, TEFC, 56HJ frame, rolled steel, rigid base/C-face mount. Drip cover and mounting hardware included. | Stock | 601 | 625
J10MD-M | NITRA pneumatic rotary actuator, double acting, size 10, 0 to 190 degrees, rubber bumpers, anodized aluminum body, M5 x 0.8 threaded port(s). | Stock | 224 | 233
J10MD-MA | NITRA pneumatic rotary actuator, double acting, size 10, 0 to 190 degrees, shock absorbers, anodized aluminum body, M5 x 0.8 threaded port(s). | Stock | 276 | 287
J10M-SA | NITRA shock absorber, for use with J-series size 10 rotary actuators. | Stock | 28.5 | 29.5
J12124PVC | AttaBox New Sentry series enclosure, NEMA 1/2/3/4/4X/12/13, 12 x 12 x 4in (HxWxD), wall mount, PVC, gray, screw cover. | Stock | 107 | 126
J12126PVC | AttaBox New Sentry series enclosure, NEMA 1/2/3/4/4X/12/13, 12 x 12 x 6in (HxWxD), wall mount, PVC, gray, screw cover. | Stock | 109 | 129
J2030M-SA | NITRA shock absorber, for use with J-series sizes 20 and 30 rotary actuators. | Stock | 31.5 | 33
J20MD-M | NITRA pneumatic rotary actuator, double acting, size 20, 0 to 190 degrees, rubber bumpers, anodized aluminum body, M5 x 0.8 threaded port(s). | Stock | 256 | 266
J20MD-MA | NITRA pneumatic rotary actuator, double acting, size 20, 0 to 190 degrees, shock absorbers, anodized aluminum body, M5 x 0.8 threaded port(s). | Stock | 312 | 324
J30MD-M | NITRA pneumatic rotary actuator, double acting, size 30, 0 to 190 degrees, rubber bumpers, anodized aluminum body, 1/8in female NPT port(s). | Stock | 276 | 287
J30MD-MA | NITRA pneumatic rotary actuator, double acting, size 30, 0 to 190 degrees, shock absorbers, anodized aluminum body, 1/8in female NPT port(s). | Stock | 335 | 348
J442PVC | AttaBox New Sentry series enclosure, NEMA 1/2/3/4/4X/12/13, 4 x 4 x 2in (HxWxD), wall mount, PVC, gray, screw cover. | Stock | 18.5 | 21.5
J444PVC | AttaBox New Sentry series enclosure, NEMA 1/2/3/4/4X/12/13, 4 x 4 x 4in (HxWxD), wall mount, PVC, gray, screw cover. | Stock | 30.5 | 36
J446PVC | AttaBox New Sentry series enclosure, NEMA 1/2/3/4/4X/12/13, 4 x 4 x 6in (HxWxD), wall mount, PVC, gray, screw cover. | Stock | 34.5 | 41
J50MD-M | NITRA pneumatic rotary actuator, double acting, size 50, 0 to 190 degrees, rubber bumpers, anodized aluminum body, 1/8in female NPT port(s). | Stock | 315 | 328
J50MD-MA | NITRA pneumatic rotary actuator, double acting, size 50, 0 to 190 degrees, shock absorbers, anodized aluminum body, 1/8in female NPT port(s). | Stock | 390 | 406
J50M-SA | NITRA shock absorber, for use with J-series size 50 rotary actuators. | Stock | 38.5 | 40
J552PVC | AttaBox New Sentry series enclosure, NEMA 1/2/3/4/4X/12/13, 5 x 5 x 2in (HxWxD), wall mount, PVC, gray, screw cover. | Stock | 36 | 42.5
J664PVC | AttaBox New Sentry series enclosure, NEMA 1/2/3/4/4X/12/13, 6 x 6 x 4in (HxWxD), wall mount, PVC, gray, screw cover. | Stock | 37.5 | 44
J666PVC | AttaBox New Sentry series enclosure, NEMA 1/2/3/4/4X/12/13, 6 x 6 x 6in (HxWxD), wall mount, PVC, gray, screw cover. | Stock | 43.5 | 52
J884PVC | AttaBox New Sentry series enclosure, NEMA 1/2/3/4/4X/12/13, 8 x 8 x 4in (HxWxD), wall mount, PVC, gray, screw cover. | Stock | 70 | 83
J887PVC | AttaBox New Sentry series enclosure, NEMA 1/2/3/4/4X/12/13, 8 x 8 x 7in (HxWxD), wall mount, PVC, gray, screw cover. | Stock | 98 | 115
JDL1 | Edison fuse, JDL series, Class J, current-limiting, time-delay, 1A, 600 VAC, ferrule. Package of 10. Feeder/branch protection applications. | Stock | 180 | 187
JDL10 | Edison fuse, JDL series, Class J, current-limiting, time-delay, 10A, 600 VAC, ferrule. Package of 10. Feeder/branch protection applications. | Stock | 180 | 187
JDL100 | Edison fuse, JDL series, Class J, current-limiting, time-delay, 100A, 600 VAC, knife blade. Package of 5. Feeder/branch protection applications. | Stock | 312 | 324
JDL110 | Edison fuse, JDL series, Class J, current-limiting, time-delay, 110A, 600 VAC, knife blade, feeder/branch protection applications. | Stock | 127 | 132
JDL12 | Edison fuse, JDL series, Class J, current-limiting, time-delay, 12A, 600 VAC, ferrule. Package of 10. Feeder/branch protection applications. | Stock | 188 | 196
JDL125 | Edison fuse, JDL series, Class J, current-limiting, time-delay, 125A, 600 VAC, knife blade, feeder/branch protection applications. | Stock | 127 | 132
JDL15 | Edison fuse, JDL series, Class J, current-limiting, time-delay, 15A, 600 VAC, ferrule. Package of 10. Feeder/branch protection applications. | Stock | 180 | 187
JDL150 | Edison fuse, JDL series, Class J, current-limiting, time-delay, 150A, 600 VAC, knife blade, feeder/branch protection applications. | Stock | 127 | 132
JDL175 | Edison fuse, JDL series, Class J, current-limiting, time-delay, 175A, 600 VAC, knife blade, feeder/branch protection applications. | Stock | 127 | 132
JDL17-5 | Edison fuse, JDL series, Class J, current-limiting, time-delay, 17.5A, 600 VAC, ferrule. Package of 10. Feeder/branch protection applications. Manufacturer part number: JDL17.5. | Stock | 188 | 196
JDL2 | Edison fuse, JDL series, Class J, current-limiting, time-delay, 2A, 600 VAC, ferrule. Package of 10. Feeder/branch protection applications. | Stock | 180 | 187
JDL20 | Edison fuse, JDL series, Class J, current-limiting, time-delay, 20A, 600 VAC, ferrule. Package of 10. Feeder/branch protection applications. | Stock | 180 | 187
JDL200 | Edison fuse, JDL series, Class J, current-limiting, time-delay, 200A, 600 VAC, knife blade, feeder/branch protection applications. | Stock | 127 | 132
JDL225 | Edison fuse, JDL series, Class J, current-limiting, time-delay, 225A, 600 VAC, knife blade, feeder/branch protection applications. | Stock | 200 | 208
JDL25 | Edison fuse, JDL series, Class J, current-limiting, time-delay, 25A, 600 VAC, ferrule. Package of 10. Feeder/branch protection applications. | Stock | 180 | 187
JDL250 | Edison fuse, JDL series, Class J, current-limiting, time-delay, 250A, 600 VAC, knife blade, feeder/branch protection applications. | Stock | 193 | 201
JDL3 | Edison fuse, JDL series, Class J, current-limiting, time-delay, 3A, 600 VAC, ferrule. Package of 10. Feeder/branch protection applications. | Stock | 180 | 187
JDL30 | Edison fuse, JDL series, Class J, current-limiting, time-delay, 30A, 600 VAC, ferrule. Package of 10. Feeder/branch protection applications. | Stock | 180 | 187
JDL300 | Edison fuse, JDL series, Class J, current-limiting, time-delay, 300A, 600 VAC, knife blade, feeder/branch protection applications. | Stock | 234 | 243
JDL35 | Edison fuse, JDL series, Class J, current-limiting, time-delay, 35A, 600 VAC, ferrule. Package of 10. Feeder/branch protection applications. | Stock | 305 | 317
JDL350 | Edison fuse, JDL series, Class J, current-limiting, time-delay, 350A, 600 VAC, knife blade, feeder/branch protection applications. | Stock | 235 | 244
JDL4 | Edison fuse, JDL series, Class J, current-limiting, time-delay, 4A, 600 VAC, ferrule. Package of 10. Feeder/branch protection applications. | Stock | 188 | 196
JDL40 | Edison fuse, JDL series, Class J, current-limiting, time-delay, 40A, 600 VAC, ferrule. Package of 10. Feeder/branch protection applications. | Stock | 305 | 317
JDL400 | Edison fuse, JDL series, Class J, current-limiting, time-delay, 400A, 600 VAC, knife blade, feeder/branch protection applications. | Stock | 213 | 222
JDL45 | Edison fuse, JDL series, Class J, current-limiting, time-delay, 45A, 600 VAC, ferrule. Package of 10. Feeder/branch protection applications. | Stock | 305 | 317
JDL450 | Edison fuse, JDL series, Class J, current-limiting, time-delay, 450A, 600 VAC, knife blade, feeder/branch protection applications. | Stock | 357 | 371
JDL5 | Edison fuse, JDL series, Class J, current-limiting, time-delay, 5A, 600 VAC, ferrule. Package of 10. Feeder/branch protection applications. | Stock | 180 | 187
JDL50 | Edison fuse, JDL series, Class J, current-limiting, time-delay, 50A, 600 VAC, ferrule. Package of 10. Feeder/branch protection applications. | Stock | 305 | 317
JDL500 | Edison fuse, JDL series, Class J, current-limiting, time-delay, 500A, 600 VAC, knife blade, feeder/branch protection applications. | Stock | 359 | 373
JDL6 | Edison fuse, JDL series, Class J, current-limiting, time-delay, 6A, 600 VAC, ferrule. Package of 10. Feeder/branch protection applications. | Stock | 180 | 187
JDL60 | Edison fuse, JDL series, Class J, current-limiting, time-delay, 60A, 600 VAC, ferrule. Package of 10. Feeder/branch protection applications. | Stock | 305 | 317
JDL600 | Edison fuse, JDL series, Class J, current-limiting, time-delay, 600A, 600 VAC, knife blade, feeder/branch protection applications. | Stock | 342 | 356
JDL70 | Edison fuse, JDL series, Class J, current-limiting, time-delay, 70A, 600 VAC, knife blade. Package of 5. Feeder/branch protection applications. | Stock | 312 | 324
JDL8 | Edison fuse, JDL series, Class J, current-limiting, time-delay, 8A, 600 VAC, ferrule. Package of 10. Feeder/branch protection applications. | Stock | 188 | 196
JDL80 | Edison fuse, JDL series, Class J, current-limiting, time-delay, 80A, 600 VAC, knife blade. Package of 5. Feeder/branch protection applications. | Stock | 312 | 324
JDL90 | Edison fuse, JDL series, Class J, current-limiting, time-delay, 90A, 600 VAC, knife blade. Package of 5. Feeder/branch protection applications. | Stock | 329 | 342
JHL1 | Edison drive fuse, JHL series, Class J, current-limiting, high speed, 1A, 600 VAC, ferrule. Package of 10. Feeder/branch, semiconductor protection applications. | Stock | 171 | 178
JHL10 | Edison drive fuse, JHL series, Class J, current-limiting, high speed, 10A, 600 VAC, ferrule. Package of 10. Feeder/branch, semiconductor protection applications. | Stock | 186 | 193
JHL100 | Edison drive fuse, JHL series, Class J, current-limiting, high speed, 100A, 600 VAC, knife blade, feeder/branch, semiconductor protection applications. | Stock | 64 | 67
JHL10-1 | Edison drive fuse, JHL series, Class J, current-limiting, high speed, 10A, 600 VAC, ferrule, feeder/branch, semiconductor protection applications. | Stock | 23.5 | 24.5
JHL1-1 | Edison drive fuse, JHL series, Class J, current-limiting, high speed, 1A, 600 VAC, ferrule, feeder/branch, semiconductor protection applications. | Stock | 23.5 | 24.5
JHL110 | Edison drive fuse, JHL series, Class J, current-limiting, high speed, 110A, 600 VAC, knife blade, feeder/branch, semiconductor protection applications. | Stock | 124 | 129
JHL12 | Edison drive fuse, JHL series, Class J, current-limiting, high speed, 12A, 600 VAC, ferrule. Package of 10. Feeder/branch, semiconductor protection applications. | Stock | 195 | 203
JHL12-1 | Edison drive fuse, JHL series, Class J, current-limiting, high speed, 12A, 600 VAC, ferrule, feeder/branch, semiconductor protection applications. | Stock | 25 | 26
JHL125 | Edison drive fuse, JHL series, Class J, current-limiting, high speed, 125A, 600 VAC, knife blade, feeder/branch, semiconductor protection applications. | Stock | 131 | 136
JHL15 | Edison drive fuse, JHL series, Class J, current-limiting, high speed, 15A, 600 VAC, ferrule. Package of 10. Feeder/branch, semiconductor protection applications. | Stock | 187 | 194
JHL150 | Edison drive fuse, JHL series, Class J, current-limiting, high speed, 150A, 600 VAC, knife blade, feeder/branch, semiconductor protection applications. | Stock | 131 | 136
JHL15-1 | Edison drive fuse, JHL series, Class J, current-limiting, high speed, 15A, 600 VAC, ferrule, feeder/branch, semiconductor protection applications. | Stock | 23.5 | 24.5
JHL175 | Edison drive fuse, JHL series, Class J, current-limiting, high speed, 175A, 600 VAC, knife blade, feeder/branch, semiconductor protection applications. | Stock | 128 | 133
JHL17P5 | Edison drive fuse, JHL series, Class J, current-limiting, high speed, 17.5A, 600 VAC, ferrule. Package of 10. Feeder/branch, semiconductor protection applications. Manufacturer part number: JHL17.5. | Stock | 190 | 198
JHL17P5-1 | Edison drive fuse, JHL series, Class J, current-limiting, high speed, 17.5A, 600 VAC, ferrule, feeder/branch, semiconductor protection applications. Manufacturer part number: JHL17.5. | Stock | 22.5 | 23.5
JHL2 | Edison drive fuse, JHL series, Class J, current-limiting, high speed, 2A, 600 VAC, ferrule. Package of 10. Feeder/branch, semiconductor protection applications. | Stock | 186 | 193
JHL20 | Edison drive fuse, JHL series, Class J, current-limiting, high speed, 20A, 600 VAC, ferrule. Package of 10. Feeder/branch, semiconductor protection applications. | Stock | 187 | 194
JHL200 | Edison drive fuse, JHL series, Class J, current-limiting, high speed, 200A, 600 VAC, knife blade, feeder/branch, semiconductor protection applications. | Stock | 131 | 136
JHL20-1 | Edison drive fuse, JHL series, Class J, current-limiting, high speed, 20A, 600 VAC, ferrule, feeder/branch, semiconductor protection applications. | Stock | 23.5 | 24.5
JHL2-1 | Edison drive fuse, JHL series, Class J, current-limiting, high speed, 2A, 600 VAC, ferrule, feeder/branch, semiconductor protection applications. | Stock | 23.5 | 24.5
JHL225 | Edison drive fuse, JHL series, Class J, current-limiting, high speed, 225A, 600 VAC, knife blade, feeder/branch, semiconductor protection applications. | Stock | 223 | 232
JHL25 | Edison drive fuse, JHL series, Class J, current-limiting, high speed, 25A, 600 VAC, ferrule. Package of 10. Feeder/branch, semiconductor protection applications. | Stock | 187 | 194
JHL250 | Edison drive fuse, JHL series, Class J, current-limiting, high speed, 250A, 600 VAC, knife blade, feeder/branch, semiconductor protection applications. | Stock | 201 | 209
JHL25-1 | Edison drive fuse, JHL series, Class J, current-limiting, high speed, 25A, 600 VAC, ferrule, feeder/branch, semiconductor protection applications. | Stock | 23.5 | 24.5
JHL3 | Edison drive fuse, JHL series, Class J, current-limiting, high speed, 3A, 600 VAC, ferrule. Package of 10. Feeder/branch, semiconductor protection applications. | Stock | 171 | 178
JHL30 | Edison drive fuse, JHL series, Class J, current-limiting, high speed, 30A, 600 VAC, ferrule. Package of 10. Feeder/branch, semiconductor protection applications. | Stock | 187 | 194
JHL300 | Edison drive fuse, JHL series, Class J, current-limiting, high speed, 300A, 600 VAC, knife blade, feeder/branch, semiconductor protection applications. | Stock | 201 | 209
JHL30-1 | Edison drive fuse, JHL series, Class J, current-limiting, high speed, 30A, 600 VAC, ferrule, feeder/branch, semiconductor protection applications. | Stock | 23.5 | 24.5
JHL3-1 | Edison drive fuse, JHL series, Class J, current-limiting, high speed, 3A, 600 VAC, ferrule, feeder/branch, semiconductor protection applications. | Stock | 23.5 | 24.5
JHL35 | Edison drive fuse, JHL series, Class J, current-limiting, high speed, 35A, 600 VAC, ferrule. Package of 10. Feeder/branch, semiconductor protection applications. | Stock | 318 | 331
JHL350 | Edison drive fuse, JHL series, Class J, current-limiting, high speed, 350A, 600 VAC, knife blade, feeder/branch, semiconductor protection applications. | Stock | 208 | 216
JHL35-1 | Edison drive fuse, JHL series, Class J, current-limiting, high speed, 35A, 600 VAC, ferrule, feeder/branch, semiconductor protection applications. | Stock | 37 | 38.5
JHL4 | Edison drive fuse, JHL series, Class J, current-limiting, high speed, 4A, 600 VAC, ferrule. Package of 10. Feeder/branch, semiconductor protection applications. | Stock | 194 | 202
JHL40 | Edison drive fuse, JHL series, Class J, current-limiting, high speed, 40A, 600 VAC, ferrule. Package of 10. Feeder/branch, semiconductor protection applications. | Stock | 318 | 331
JHL400 | Edison drive fuse, JHL series, Class J, current-limiting, high speed, 400A, 600 VAC, knife blade, feeder/branch, semiconductor protection applications. | Stock | 201 | 209
JHL40-1 | Edison drive fuse, JHL series, Class J, current-limiting, high speed, 40A, 600 VAC, ferrule, feeder/branch, semiconductor protection applications. | Stock | 37 | 38.5
JHL4-1 | Edison drive fuse, JHL series, Class J, current-limiting, high speed, 4A, 600 VAC, ferrule, feeder/branch, semiconductor protection applications. | Stock | 25 | 26
JHL45 | Edison drive fuse, JHL series, Class J, current-limiting, high speed, 45A, 600 VAC, ferrule. Package of 10. Feeder/branch, semiconductor protection applications. | Stock | 318 | 331
JHL450 | Edison drive fuse, JHL series, Class J, current-limiting, high speed, 450A, 600 VAC, knife blade, feeder/branch, semiconductor protection applications. | Stock | 304 | 316
JHL45-1 | Edison drive fuse, JHL series, Class J, current-limiting, high speed, 45A, 600 VAC, ferrule, feeder/branch, semiconductor protection applications. | Stock | 37 | 38.5
JHL5 | Edison drive fuse, JHL series, Class J, current-limiting, high speed, 5A, 600 VAC, ferrule. Package of 10. Feeder/branch, semiconductor protection applications. | Stock | 186 | 193
JHL50 | Edison drive fuse, JHL series, Class J, current-limiting, high speed, 50A, 600 VAC, ferrule. Package of 10. Feeder/branch, semiconductor protection applications. | Stock | 318 | 331
JHL500 | Edison drive fuse, JHL series, Class J, current-limiting, high speed, 500A, 600 VAC, knife blade, feeder/branch, semiconductor protection applications. | Stock | 314 | 327
JHL50-1 | Edison drive fuse, JHL series, Class J, current-limiting, high speed, 50A, 600 VAC, ferrule, feeder/branch, semiconductor protection applications. | Stock | 37 | 38.5
JHL5-1 | Edison drive fuse, JHL series, Class J, current-limiting, high speed, 5A, 600 VAC, ferrule, feeder/branch, semiconductor protection applications. | Stock | 23.5 | 24.5
JHL6 | Edison drive fuse, JHL series, Class J, current-limiting, high speed, 6A, 600 VAC, ferrule. Package of 10. Feeder/branch, semiconductor protection applications. | Stock | 186 | 193
JHL60 | Edison drive fuse, JHL series, Class J, current-limiting, high speed, 60A, 600 VAC, ferrule. Package of 10. Feeder/branch, semiconductor protection applications. | Stock | 318 | 331
JHL600 | Edison drive fuse, JHL series, Class J, current-limiting, high speed, 600A, 600 VAC, knife blade, feeder/branch, semiconductor protection applications. | Stock | 308 | 320
JHL60-1 | Edison drive fuse, JHL series, Class J, current-limiting, high speed, 60A, 600 VAC, ferrule, feeder/branch, semiconductor protection applications. | Stock | 36 | 37.5
JHL6-1 | Edison drive fuse, JHL series, Class J, current-limiting, high speed, 6A, 600 VAC, ferrule, feeder/branch, semiconductor protection applications. | Stock | 23.5 | 24.5
JHL70 | Edison drive fuse, JHL series, Class J, current-limiting, high speed, 70A, 600 VAC, knife blade, feeder/branch, semiconductor protection applications. | Stock | 64 | 67
JHL8 | Edison drive fuse, JHL series, Class J, current-limiting, high speed, 8A, 600 VAC, ferrule. Package of 10. Feeder/branch, semiconductor protection applications. | Stock | 195 | 203
JHL80 | Edison drive fuse, JHL series, Class J, current-limiting, high speed, 80A, 600 VAC, knife blade, feeder/branch, semiconductor protection applications. | Stock | 64 | 67
JHL8-1 | Edison drive fuse, JHL series, Class J, current-limiting, high speed, 8A, 600 VAC, ferrule, feeder/branch, semiconductor protection applications. | Stock | 25 | 26
JHL90 | Edison drive fuse, JHL series, Class J, current-limiting, high speed, 90A, 600 VAC, knife blade, feeder/branch, semiconductor protection applications. | Stock | 68 | 71
JM60030-1CR | Bussmann modular fuse block, accepts J fuses, 30A, 600V, 1-pole, 14-2 AWG copper or 8-2 AWG aluminum, box lug, 35mm DIN rail or panel mount. | Stock | 23 | 24
JM60030-1PR | Bussmann modular fuse block, accepts J fuses, 30A, 600V, 1-pole, 18-10 AWG copper only, screw with pressure plate, 35mm DIN rail or panel mount. | Stock | 22.5 | 23.5
JM60030-2CR | Bussmann modular fuse block, accepts J fuses, 30A, 600V, 2-pole, 14-2 AWG copper or 8-2 AWG aluminum, box lug, 35mm DIN rail or panel mount. | Stock | 45 | 47
JM60030-2PR | Bussmann modular fuse block, accepts J fuses, 30A, 600V, 2-pole, 18-10 AWG copper only, screw with pressure plate, 35mm DIN rail or panel mount. | Stock | 44 | 46
JM60030-3CR | Bussmann modular fuse block, accepts J fuses, 30A, 600V, 3-pole, 14-2 AWG copper or 8-2 AWG aluminum, box lug, 35mm DIN rail or panel mount. | Stock | 66 | 69
JM60030-3PR | Bussmann modular fuse block, accepts J fuses, 30A, 600V, 3-pole, 18-10 AWG copper only, screw with pressure plate, 35mm DIN rail or panel mount. | Stock | 67 | 70
JM60060-1CR | Bussmann modular fuse block, accepts J fuses, 60A, 600V, 1-pole, 14-2 AWG copper or 8-2 AWG aluminum, box lug, 35mm DIN rail or panel mount. | Stock | 27.5 | 28.5
JM60060-2CR | Bussmann modular fuse block, accepts J fuses, 60A, 600V, 2-pole, 14-2 AWG copper or 8-2 AWG aluminum, box lug, 35mm DIN rail or panel mount. | Stock | 52 | 54
JM60060-3CR | Bussmann modular fuse block, accepts J fuses, 60A, 600V, 3-pole, 14-2 AWG copper or 8-2 AWG aluminum, box lug, 35mm DIN rail or panel mount. | Stock | 67 | 70
JM60100-1CR-1 | Bussmann modular fuse block, accepts J fuses, 100A, 600V, 1-pole, 14-1/0 AWG copper or aluminum, box lug, panel mount. | Stock | 34 | 35.5
JM60100-1CR-2 | Bussmann modular fuse block, accepts J fuses, 100A, 600V, 2-pole, 14-1/0 AWG copper or aluminum, box lug, panel mount. | Stock | 68 | 71
JM60100-1CR-3 | Bussmann modular fuse block, accepts J fuses, 100A, 600V, 3-pole, 14-1/0 AWG copper or aluminum, box lug, panel mount. | Stock | 103 | 107
JM60100-1MW14-1 | Bussmann modular power distribution fuse block, multi-wire, accepts J fuses, 100A, 600V, 1-pole, 1 line/4 load opening(s) per pole, box lug, panel mount. | Stock | 38 | 39.5
JM60100-1MW14-2 | Bussmann modular power distribution fuse block, multi-wire, accepts J fuses, 100A, 600V, 2-pole, 1 line/4 load opening(s) per pole, box lug, panel mount. | Stock | 73 | 76
JM60100-1MW14-3 | Bussmann modular power distribution fuse block, multi-wire, accepts J fuses, 100A, 600V, 3-pole, 1 line/4 load opening(s) per pole, box lug, panel mount. | Stock | 112 | 116
JM60200-1CR-1 | Bussmann modular fuse block, accepts J fuses, 200A, 600V, 1-pole, 6 AWG-250 MCM copper or aluminum, box lug, panel mount. | Stock | 145 | 151
JM60200-1CR-2 | Bussmann modular fuse block, accepts J fuses, 200A, 600V, 2-pole, 6 AWG-250 MCM copper or aluminum, box lug, panel mount. | Stock | 288 | 300
JM60200-1CR-3 | Bussmann modular fuse block, accepts J fuses, 200A, 600V, 3-pole, 6 AWG-250 MCM copper or aluminum, box lug, panel mount. | Stock | 436 | 453
JM60200-1MW16-1 | Bussmann modular power distribution fuse block, multi-wire, accepts J fuses, 200A, 600V, 1-pole, 1 line/6 load opening(s) per pole, box lug, panel mount. | Stock | 146 | 152
JM60200-1MW16-2 | Bussmann modular power distribution fuse block, multi-wire, accepts J fuses, 200A, 600V, 2-pole, 1 line/6 load opening(s) per pole, box lug, panel mount. | Stock | 282 | 293
JM60200-1MW16-3 | Bussmann modular power distribution fuse block, multi-wire, accepts J fuses, 200A, 600V, 3-pole, 1 line/6 load opening(s) per pole, box lug, panel mount. | Stock | 425 | 442
JM60400-1CR-1 | Bussmann modular fuse block, accepts J fuses, 400A, 600V, 1-pole, 4 AWG-600 MCM copper or aluminum, box lug, panel mount. | Stock | 259 | 269
JM60400-1CR-3 | Bussmann modular fuse block, accepts J fuses, 400A, 600V, 3-pole, 4 AWG-600 MCM copper or aluminum, box lug, panel mount. | Stock | 776 | 807
JM60400-1MW16-1 | Bussmann modular power distribution fuse block, multi-wire, accepts J fuses, 400A, 600V, 1-pole, 1 line/6 load opening(s) per pole, box lug, panel mount. | Stock | 261 | 271
JM60400-1MW16-3 | Bussmann modular power distribution fuse block, multi-wire, accepts J fuses, 400A, 600V, 3-pole, 1 line/6 load opening(s) per pole, box lug, panel mount. | Stock | 749 | 779
JM60400-1MW22-1 | Bussmann modular fuse block, multi-wire, accepts J fuses, 400A, 600V, 1-pole, 2 line/2 load opening(s) per pole, box lug, panel mount. | Stock | 301 | 313
JM60400-1MW22-3 | Bussmann modular fuse block, multi-wire, accepts J fuses, 400A, 600V, 3-pole, 2 line/2 load opening(s) per pole, box lug, panel mount. | Stock | 860 | 894
JM60400-1MW26-1 | Bussmann modular power distribution fuse block, multi-wire, accepts J fuses, 400A, 600V, 1-pole, 2 line/6 load opening(s) per pole, box lug, panel mount. | Stock | 328 | 341
JM60400-1MW26-3 | Bussmann modular power distribution fuse block, multi-wire, accepts J fuses, 400A, 600V, 3-pole, 2 line/6 load opening(s) per pole, box lug, panel mount. | Stock | 938 | 976
JM60600-1CR-1 | Bussmann modular fuse block, accepts J fuses, 600A, 600V, 1-pole, 2 line/2 load opening(s) per pole, (2) 4 AWG-500 MCM copper or aluminum, box lug, panel mount. | Stock | 427 | 444
JM60600-1CR-3 | Bussmann modular fuse block, accepts J fuses, 600A, 600V, 3-pole, 2 line/2 load opening(s) per pole, (2) 4 AWG-500 MCM copper or aluminum, box lug, panel mount. | Stock | 1276 | 1327
JT-035D | Koyo right angle bracket. For use with Koyo TRD-N/NH/NA series encoders. Mounting hardware included. | Stock | 11.5 | 13
JU-100D | AutomationDirect encoder coupling, 8mm bore, aluminum alloy body, setscrew. For use with Koyo TRD-N/NA series encoders. | Stock | 43 | 49
JV-L | Bussmann multi-pole connection kit, for use with up to (4) EHM, CHM, EHCC or CHCC series fuse holders. (6) body connectors and (3) handle pins included. Includes (6) body connectors and (3) handle pins. | Stock | 9.75 | 10
K-15-207002 | IDEM safety switch, tongue (key) interlock, 180-degree adjustable head, (2) N.C. safety output(s), (1) N.O. monitoring output(s), 54 x 88 x 34mm, plastic body, plastic head. | Stock | 44.5 | 46.5
K-15-207002-SS | IDEM safety switch, tongue (key) interlock, 180-degree adjustable head, (2) N.C. safety output(s), (1) N.O. monitoring output(s), 54 x 91 x 37mm, plastic body, 316 stainless steel head. | Stock | 64 | 68
K-15-207005 | IDEM safety switch, tongue (key) interlock, 180-degree adjustable head, (3) N.C. safety output(s), 54 x 88 x 34mm, plastic body, plastic head. | Stock | 44.5 | 46.5
K-15-207005-SS | IDEM safety switch, tongue (key) interlock, 180-degree adjustable head, (3) N.C. safety output(s), 54 x 91 x 37mm, plastic body, 316 stainless steel head. | Stock | 64 | 68
K201G415-NSF | GC Valves repair kit, for use with NS201 series DC valves ending CG4 and DG4, includes diaphragm assembly, seat disc, body O-ring and operator O-ring. | Stock | 22 | 23
K201G4-NSF | GC Valves repair kit, for use with NS201 series AC valves ending CG4 and DG4, includes diaphragm assembly, seat disc, body O-ring and operator O-ring. | Stock | 22 | 23
K201G515-NSF | GC Valves repair kit, for use with NS201 series DC valves ending EG5, includes diaphragm assembly, seat disc, body O-ring and operator O-ring. | Stock | 23.5 | 24.5
K201G5-NSF | GC Valves repair kit, for use with NS201 series AC valves ending EG5, includes diaphragm assembly, seat disc, body O-ring and operator O-ring. | Stock | 23.5 | 24.5
K211G415-NSF | GC Valves repair kit, for use with NS211 series DC valves ending CG4 and DG4, includes diaphragm assembly, seat disc, body O-ring and operator O-ring. | Stock | 22 | 24.5
K211G4-NSF | GC Valves repair kit, for use with NS211 series AC valves ending CG4 and DG4, includes diaphragm assembly, seat disc, body O-ring and operator O-ring. | Stock | 20 | 21
K211G515-NSF | GC Valves repair kit, for use with NS211 series DC valves ending EG5, includes diaphragm assembly, seat disc, body O-ring and operator O-ring. | Stock | 23.5 | 24.5
K211G5-NSF | GC Valves repair kit, for use with NS211 series AC valves ending EG5, includes diaphragm assembly, seat disc, body O-ring and operator O-ring. | Stock | 20.5 | 21.5
K301C3-NSF | GC Valves repair kit, for use with NS301 series valves ending BC9 and BD5, includes seat disc, body O-ring and operator O-ring. | Stock | 6 | 6.25
K301E7-NSF | GC Valves repair kit, for use with NS301 series valves ending BE7, includes seat disc, body O-ring and operator O-ring. | Stock | 11 | 11.5
K3P-250 | AutomationDirect (Eaton) molded case circuit breaker, 250A, 600 VAC / 250 VDC, 3-pole, characteristics, thermal magnetic, 35kA @ 480 VAC interrupting rating, panel mount. Line and load lug terminals included. | Stock | 1345 | 1399
K3P-250-AUX | AutomationDirect (Eaton) molded case circuit breaker, 250A, 600 VAC / 250 VDC, 3-pole, characteristics, thermal magnetic, 35kA @ 480 VAC interrupting rating, panel mount. Line and load lug terminals and factory installed auxiliary contact included. | Stock | 1550 | 1612
K3P-250-STAC | AutomationDirect (Eaton) molded case circuit breaker, 250A, 600 VAC / 250 VDC, 3-pole, characteristics, thermal magnetic, 35kA @ 480 VAC interrupting rating, panel mount. Line and load lug terminals and factory installed 120 VAC shunt trip included. | Stock | 1519 | 1580
K3P-250-STDC | AutomationDirect (Eaton) molded case circuit breaker, 250A, 600 VAC / 250 VDC, 3-pole, characteristics, thermal magnetic, 35kA @ 480 VAC interrupting rating, panel mount. Line and load lug terminals and factory installed 24 VDC shunt trip included. | Stock | 1519 | 1580
K3P-250-UVAC | AutomationDirect (Eaton) molded case circuit breaker, 250A, 600 VAC / 250 VDC, 3-pole, characteristics, thermal magnetic, 35kA @ 480 VAC interrupting rating, panel mount. Line and load lug terminals and factory installed 120 VAC undervoltage release included. | Stock | 1519 | 1580
K3P-250-UVDC | AutomationDirect (Eaton) molded case circuit breaker, 250A, 600 VAC / 250 VDC, 3-pole, characteristics, thermal magnetic, 35kA @ 480 VAC interrupting rating, panel mount. Line and load lug terminals and factory installed 24 VDC undervoltage release included. | Stock | 1519 | 1580
K3P-300 | AutomationDirect (Eaton) molded case circuit breaker, 300A, 600 VAC / 250 VDC, 3-pole, characteristics, thermal magnetic, 35kA @ 480 VAC interrupting rating, panel mount. Line and load lug terminals included. | Stock | 1345 | 1399
K3P-300-AUX | AutomationDirect (Eaton) molded case circuit breaker, 300A, 600 VAC / 250 VDC, 3-pole, characteristics, thermal magnetic, 35kA @ 480 VAC interrupting rating, panel mount. Line and load lug terminals and factory installed auxiliary contact included. | Stock | 1550 | 1612
K3P-300-STAC | AutomationDirect (Eaton) molded case circuit breaker, 300A, 600 VAC / 250 VDC, 3-pole, characteristics, thermal magnetic, 35kA @ 480 VAC interrupting rating, panel mount. Line and load lug terminals and factory installed 120 VAC shunt trip included. | Stock | 1519 | 1580
K3P-300-STDC | AutomationDirect (Eaton) molded case circuit breaker, 300A, 600 VAC / 250 VDC, 3-pole, characteristics, thermal magnetic, 35kA @ 480 VAC interrupting rating, panel mount. Line and load lug terminals and factory installed 24 VDC shunt trip included. | Stock | 1519 | 1580
K3P-300-UVAC | AutomationDirect (Eaton) molded case circuit breaker, 300A, 600 VAC / 250 VDC, 3-pole, characteristics, thermal magnetic, 35kA @ 480 VAC interrupting rating, panel mount. Line and load lug terminals and factory installed 120 VAC undervoltage release included. | Stock | 1519 | 1580
K3P-300-UVDC | AutomationDirect (Eaton) molded case circuit breaker, 300A, 600 VAC / 250 VDC, 3-pole, characteristics, thermal magnetic, 35kA @ 480 VAC interrupting rating, panel mount. Line and load lug terminals and factory installed 24 VDC undervoltage release included. | Stock | 1519 | 1580
K3P-350 | AutomationDirect (Eaton) molded case circuit breaker, 350A, 600 VAC / 250 VDC, 3-pole, characteristics, thermal magnetic, 35kA @ 480 VAC interrupting rating, panel mount. Line and load lug terminals included. | Stock | 1345 | 1399
K3P-350-AUX | AutomationDirect (Eaton) molded case circuit breaker, 350A, 600 VAC / 250 VDC, 3-pole, characteristics, thermal magnetic, 35kA @ 480 VAC interrupting rating, panel mount. Line and load lug terminals and factory installed auxiliary contact included. | Stock | 1550 | 1612
K3P-350-STAC | AutomationDirect (Eaton) molded case circuit breaker, 350A, 600 VAC / 250 VDC, 3-pole, characteristics, thermal magnetic, 35kA @ 480 VAC interrupting rating, panel mount. Line and load lug terminals and factory installed 120 VAC shunt trip included. | Stock | 1519 | 1580
K3P-350-STDC | AutomationDirect (Eaton) molded case circuit breaker, 350A, 600 VAC / 250 VDC, 3-pole, characteristics, thermal magnetic, 35kA @ 480 VAC interrupting rating, panel mount. Line and load lug terminals and factory installed 24 VDC shunt trip included. | Stock | 1519 | 1580
K3P-350-UVAC | AutomationDirect (Eaton) molded case circuit breaker, 350A, 600 VAC / 250 VDC, 3-pole, characteristics, thermal magnetic, 35kA @ 480 VAC interrupting rating, panel mount. Line and load lug terminals and factory installed 120 VAC undervoltage release included. | Stock | 1519 | 1580
K3P-350-UVDC | AutomationDirect (Eaton) molded case circuit breaker, 350A, 600 VAC / 250 VDC, 3-pole, characteristics, thermal magnetic, 35kA @ 480 VAC interrupting rating, panel mount. Line and load lug terminals and factory installed 24 VDC undervoltage release included. | Stock | 1519 | 1580
K3P-400 | AutomationDirect (Eaton) molded case circuit breaker, 400A, 600 VAC / 250 VDC, 3-pole, characteristics, thermal magnetic, 35kA @ 480 VAC interrupting rating, panel mount. Line and load lug terminals included. | Stock | 1345 | 1399
K3P-400-AUX | AutomationDirect (Eaton) molded case circuit breaker, 400A, 600 VAC / 250 VDC, 3-pole, characteristics, thermal magnetic, 35kA @ 480 VAC interrupting rating, panel mount. Line and load lug terminals and factory installed auxiliary contact included. | Stock | 1550 | 1612
K3P-400-STAC | AutomationDirect (Eaton) molded case circuit breaker, 400A, 600 VAC / 250 VDC, 3-pole, characteristics, thermal magnetic, 35kA @ 480 VAC interrupting rating, panel mount. Line and load lug terminals and factory installed 120 VAC shunt trip included. | Stock | 1519 | 1580
K3P-400-STDC | AutomationDirect (Eaton) molded case circuit breaker, 400A, 600 VAC / 250 VDC, 3-pole, characteristics, thermal magnetic, 35kA @ 480 VAC interrupting rating, panel mount. Line and load lug terminals and factory installed 24 VDC shunt trip included. | Stock | 1519 | 1580
K3P-400-UVAC | AutomationDirect (Eaton) molded case circuit breaker, 400A, 600 VAC / 250 VDC, 3-pole, characteristics, thermal magnetic, 35kA @ 480 VAC interrupting rating, panel mount. Line and load lug terminals and factory installed 120 VAC undervoltage release included. | Stock | 1519 | 1580
K3P-400-UVDC | AutomationDirect (Eaton) molded case circuit breaker, 400A, 600 VAC / 250 VDC, 3-pole, characteristics, thermal magnetic, 35kA @ 480 VAC interrupting rating, panel mount. Line and load lug terminals and factory installed 24 VDC undervoltage release included. | Stock | 1519 | 1580
K705 | Marathon XRI series standard efficiency AC induction motor, general purpose, inverter rated and 4-in-1, 1/2hp, 3-phase, 575 VAC, 1800rpm, TEFC, 56C frame, rolled steel, removable base/C-face mount. | Stock | 331 | 344
K707 | Marathon XRI series standard efficiency AC induction motor, general purpose, inverter rated and 4-in-1, 3/4hp, 3-phase, 575 VAC, 1800rpm, TEFC, 56C frame, rolled steel, removable base/C-face mount. | Stock | 369 | 384
K708A | Marathon XRI series premium efficiency AC induction motor, general purpose, inverter rated and 4-in-1, 1hp, 3-phase, 575 VAC, 3600rpm, TEFC, 56C frame, rolled steel, removable base/C-face mount. | Stock | 401 | 417
K709A | Marathon XRI series premium efficiency AC induction motor, general purpose, inverter rated and 4-in-1, 1hp, 3-phase, 575 VAC, 1800rpm, TEFC, 56HC frame, rolled steel, removable base/C-face mount. | Stock | 456 | 474
K70ZA000113 | Z+F wire crimping tool, multiple profile, 20 to 10 AWG capacity. For use with ferrules. | Stock | 106 | 111
K70ZA000117 | Z+F wire crimping tool, multiple profile, 10 to 4 AWG capacity. For use with ferrules. | Stock | 114 | 119
K70ZA000118 | Z+F wire crimping tool, multiple profile, 2 to 1 AWG capacity. For use with ferrules. | Stock | 114 | 119
K70ZA000130 | Z+F wire crimping tool, multiple profile, 20 to 10 AWG capacity. For use with ring, fork, disconnect terminals. | Stock | 106 | 111
K721A | Marathon XRI series premium efficiency AC induction motor, general purpose, inverter rated and 4-in-1, 1-1/2hp, 3-phase, 575 VAC, 3600rpm, TEFC, 56C frame, rolled steel, removable base/C-face mount. | Stock | 480 | 499
K724A | Marathon XRI series premium efficiency AC induction motor, general purpose, inverter rated and 4-in-1, 2hp, 3-phase, 575 VAC, 1800rpm, TEFC, 56HC frame, rolled steel, removable base/C-face mount. | Stock | 506 | 526
K725A | Marathon XRI series premium efficiency AC induction motor, general purpose, inverter rated and 4-in-1, 3hp, 3-phase, 575 VAC, 3600rpm, TEFC, 56HC frame, rolled steel, removable base/C-face mount. | Stock | 585 | 608
KA06MD-M | NITRA pneumatic gripper, angular, double acting, 6mm bore, 30 degrees open position, -10 degrees closed position, side mount grip, anodized aluminum body, M3 x 0.5 threaded port(s). | Stock | 76 | 79
KA06MSA-M | NITRA pneumatic gripper, angular, single acting, N.O., 6mm bore, 30 degrees open position, -10 degrees closed position, side mount grip, anodized aluminum body, M3 x 0.5 threaded port(s). | Stock | 76 | 79
KA10MD-M | NITRA pneumatic gripper, angular, double acting, 10mm bore, 30 degrees open position, -10 degrees closed position, side mount grip, anodized aluminum body, M3 x 0.5 threaded port(s). | Stock | 108 | 112
KA10MSA-M | NITRA pneumatic gripper, angular, single acting, N.O., 10mm bore, 30 degrees open position, -10 degrees closed position, side mount grip, anodized aluminum body, M3 x 0.5 threaded port(s). | Stock | 108 | 112
KA16MD-M | NITRA pneumatic gripper, angular, double acting, 16mm bore, 30 degrees open position, -10 degrees closed position, side mount grip, anodized aluminum body, M5 x 0.8 threaded port(s). | Stock | 111 | 115
KA16MSA-M | NITRA pneumatic gripper, angular, single acting, N.O., 16mm bore, 30 degrees open position, -10 degrees closed position, side mount grip, anodized aluminum body, M5 x 0.8 threaded port(s). | Stock | 111 | 115
KA20MD-M | NITRA pneumatic gripper, angular, double acting, 20mm bore, 30 degrees open position, -10 degrees closed position, side mount grip, anodized aluminum body, M5 x 0.8 threaded port(s). | Stock | 133 | 138
KA20MSA-M | NITRA pneumatic gripper, angular, single acting, N.O., 20mm bore, 30 degrees open position, -10 degrees closed position, side mount grip, anodized aluminum body, M5 x 0.8 threaded port(s). | Stock | 133 | 138
KA25MD-M | NITRA pneumatic gripper, angular, double acting, 25mm bore, 30 degrees open position, -10 degrees closed position, side mount grip, anodized aluminum body, M5 x 0.8 threaded port(s). | Stock | 147 | 153
KA25MSA-M | NITRA pneumatic gripper, angular, single acting, N.O., 25mm bore, 30 degrees open position, -10 degrees closed position, side mount grip, anodized aluminum body, M5 x 0.8 threaded port(s). | Stock | 147 | 153
KA32MD-M | NITRA pneumatic gripper, angular, double acting, 32mm bore, 30 degrees open position, -10 degrees closed position, side mount grip, anodized aluminum body, M5 x 0.8 threaded port(s). | Stock | 165 | 172
KA32MSA-M | NITRA pneumatic gripper, angular, single acting, N.O., 32mm bore, 30 degrees open position, -10 degrees closed position, side mount grip, anodized aluminum body, M5 x 0.8 threaded port(s). | Stock | 165 | 172
KAL-4 | AutomationDirect box type wiring lug, line or load mount, 2 openings, #6 AWG-300 MCM wire(s). For use with GH15RT, GH15ST or GH15TT series contactors or RTD320 series overloads. Mounting hardware included. | Stock | 32.5 | 34
KESWFP | WEG Electric control adapter, for use with ESW series manual motor protector. (1) on-off selector switch and (1) 22mm hole with plug included. | Stock | 40.5 | 43
KESWHP | WEG Electric control adapter, for use with ESW series manual motor protector. (1) hand-off-auto selector switch and (1) 22mm hole with plug included. | Stock | 40.5 | 42
KESWPE | WEG Electric control adapter, for use with ESW series manual motor protector. (1) E-stop button and (1) 22mm hole with plug included. | Stock | 40.5 | 43
KESWPP | WEG Electric control adapter, for use with ESW series manual motor protector. (2) 22mm holes with plugs included. | Stock | 13 | 14
KEY13 | Comepi actuator tongue (key), 90 degree mounting tab with 22mm mounting hole spacing mount, 316 stainless steel. For use with Comepi SP2K and SDM2K series safety switches. | Stock | 1.25
KEY14 | Comepi actuator tongue (key), straight mounting tab with 22mm mounting hole spacing mount, 316 stainless steel. For use with Comepi SP2K and SDM2K series safety switches. | Stock | 1.25
KEY15 | Comepi actuator tongue (key), 90 degree mounting tab with 13mm mounting hole spacing mount, 316 stainless steel. For use with Comepi SP2K and SDM2K series safety switches. | Stock | 1.25
KEY16 | Comepi actuator tongue (key), straight mounting tab with 13mm mounting hole spacing mount, 316 stainless steel. For use with Comepi SP2K and SDM2K series safety switches. | Stock | 1
KEY17 | Comepi actuator tongue (key), shock absorbing, 90 degree mounting tab with 15mm mounting hole spacing mount, 316 stainless steel. For use with Comepi SP2K and SDM2K series safety switches. | Stock | 2.5
KEY18 | Comepi actuator tongue (key), shock absorbing, straight mounting tab with 15mm mounting hole spacing mount, 316 stainless steel. For use with Comepi SP2K and SDM2K series safety switches. | Stock | 2.5
KEY19 | Comepi actuator tongue (key), flexible mounting tab with 40mm mounting hole spacing mount, 316 stainless steel. For use with Comepi SP2K and SDM2K series safety switches. | Stock | 3.25 | 3.5
KEY35 | Comepi actuator tongue (key), 90 degree mounting tab with 13mm mounting hole spacing mount, 316 stainless steel. For use with Comepi SBM2K and SCM2K series safety switches. | Stock | 1.75
KEY36 | Comepi actuator tongue (key), straight mounting tab with 13mm mounting hole spacing mount, 316 stainless steel. For use with Comepi SBM2K and SCM2K series safety switches. | Stock | 1.5
KEY39 | Comepi actuator tongue (key), flexible mounting tab with 40mm mounting hole spacing mount, 316 stainless steel. For use with Comepi SBM2K and SCM2K series safety switches. | Stock | 3.75 | 4
KEY-C002B | Killark key, replacement. For use with FXCS and XCS key-operated selector switches. | Stock | 12 | 13
KHMVD12B | Eaton rotary handle, pistol, black, external front mount, 2-position, lockable in OFF only, defeatable, NEMA 1/12. For use with Automationdirect (Eaton) 400A frame MCCBs. 12in shaft and operator included. | Stock | 129 | 134
KIT-GMMR10-P10 | Integra Multi-Max series internal mounting rail kit, for use with 24 x 24 x 10in Genesis series enclosures, includes (4) mounting rails with mounting screws. | Stock | 64 | 67
KIT-GMMR8-P10 | Integra Multi-Max series internal mounting rail kit, for use with 20 x 16 x 8in Genesis series enclosures, includes (4) mounting rails with mounting screws. | Stock | 57 | 60
KIT-GPCL-2PK-P10 | Integra quick-release latch, replacement, glass-filled nylon. Package of 2. For use with Genesis series polycarbonate enclosures. | Stock | 20 | 21
KIT-GPP-2016-P10 | Integra panel pad kit, for use with 20 x 16 x 8in Genesis series enclosures, includes (4) panel pads with mounting screws. | Stock | 49 | 52
KIT-GPP-P10 | Integra panel pad kit, for use with 24 x 24 x 10in Genesis series enclosures, includes (4) panel pads with mounting screws. | Stock | 49 | 52
KL1-P-221002 | IDEM safety switch, tongue (key) interlock, solenoid, 24 VDC to unlock, 180-degree adjustable head, 1400N holding force, (2) N.C. safety output(s), (2) N.O. monitoring output(s), plastic body, (1) 1/2in NPT cable entry. | Stock | 190 | 205
KL1-P-221005 | IDEM safety switch, tongue (key) interlock, solenoid, 110 VAC to unlock, 180-degree adjustable head, 1400N holding force, (2) N.C. safety output(s), (2) N.O. monitoring output(s), plastic body, (1) 1/2in NPT cable entry. | Stock | 196 | 210
KL1-P-221302 | IDEM safety switch, tongue (key) interlock, solenoid, 24 VDC to unlock, 180-degree adjustable head, 1400N holding force, (2) N.C. safety output(s), (1) N.O. monitoring output(s), plastic body, (1) 1/2in NPT cable entry. | Stock | 190 | 205
KL1-P-221305 | IDEM safety switch, tongue (key) interlock, solenoid, 110 VAC to unlock, 180-degree adjustable head, 1400N holding force, (2) N.C. safety output(s), (1) N.O. monitoring output(s), plastic body, (1) 1/2in NPT cable entry. | Stock | 194 | 210
KL1-SS-220002 | IDEM safety switch, tongue (key) interlock, solenoid, 24 VDC to unlock, 180-degree adjustable head, 1600N holding force, (2) N.C. safety output(s), (2) N.O. monitoring output(s), 316 stainless steel body, (1) 1/2in NPT cable entry. | Stock | 346 | 377
KL1-SS-220005 | IDEM safety switch, tongue (key) interlock, solenoid, 110 VAC to unlock, 180-degree adjustable head, 1600N holding force, (2) N.C. safety output(s), (2) N.O. monitoring output(s), 316 stainless steel body, (1) 1/2in NPT cable entry. | Stock | 356 | 382
KL1-SS-220302 | IDEM safety switch, tongue (key) interlock, solenoid, 24 VDC to unlock, 180-degree adjustable head, 1600N holding force, (2) N.C. safety output(s), (1) N.O. monitoring output(s), 316 stainless steel body, (1) 1/2in NPT cable entry. | Stock | 346 | 377
KL1-SS-220305 | IDEM safety switch, tongue (key) interlock, solenoid, 110 VAC to unlock, 180-degree adjustable head, 1600N holding force, (2) N.C. safety output(s), (1) N.O. monitoring output(s), 316 stainless steel body, (1) 1/2in NPT cable entry. | Stock | 356 | 382
KL3-SS-205002 | IDEM safety switch, tongue (key) interlock, solenoid, 24 VDC to unlock, 90-degree adjustable head, 2000N holding force, (4) N.C. safety output(s), (1) N.O. monitoring output(s), 316 stainless steel body, (3) 1/2in NPT cable entries. | Stock | 469 | 515
KL3-SS-205005 | IDEM safety switch, tongue (key) interlock, solenoid, 110 VAC to unlock, 90-degree adjustable head, 2000N holding force, (4) N.C. safety output(s), (1) N.O. monitoring output(s), 316 stainless steel body, (3) 1/2in NPT cable entries. | Stock | 474 | 521
KL3-SS-Z-456002AZ | IDEM safety switch, tongue (key) interlock uniquely coded RFID, solenoid, 24 VDC to unlock, 90-degree adjustable head, 3000N holding force, (2) OSSD safety output(s), (2) status monitoring output(s), 316 stainless steel body, (2) 1/2in NPT cable entries. | Stock | 461 | 505
KL3-SS-Z-456002HFZ | IDEM safety switch, flexible tongue (key) interlock uniquely coded RFID, solenoid, 24 VDC to unlock, 90-degree adjustable head, 3000N holding force, (2) OSSD safety output(s), (2) status monitoring output(s), 316 stainless steel body. | Stock | 493 | 540
KL3-SS-Z-456003AZ | IDEM safety switch, tongue (key) interlock uniquely coded RFID, solenoid, 24 VDC to unlock, 90-degree adjustable head, 3000N holding force, (2) OSSD safety output(s), (2) status monitoring output(s), 316 stainless steel body, 8-pin M12 quick-disconnect. | Stock | 524 | 574
KL3-SS-Z-456003HFZ | IDEM safety switch, flexible tongue (key) interlock uniquely coded RFID, solenoid, 24 VDC to unlock, 90-degree adjustable head, 3000N holding force, (2) OSSD safety output(s), (2) status monitoring output(s), 316 stainless steel body. | Stock | 556 | 609
KLM-202002 | IDEM safety switch, tongue (key) interlock, solenoid, 24 VDC to unlock, 90-degree adjustable head, 2000N holding force, (4) N.C. safety output(s), (1) N.O. monitoring output(s), die-cast aluminum body, (3) 1/2in NPT cable entries. | Stock | 214 | 233
KLM-202005 | IDEM safety switch, tongue (key) interlock, solenoid, 110 VAC to unlock, 90-degree adjustable head, 2000N holding force, (4) N.C. safety output(s), (1) N.O. monitoring output(s), die-cast aluminum body, (3) 1/2in NPT cable entries. | Stock | 219 | 238
KLM-Z-454002AZ | IDEM safety switch, tongue (key) interlock uniquely coded RFID, solenoid, 24 VDC to unlock, 90-degree adjustable head, 3000N holding force, (2) OSSD safety output(s), (2) status monitoring output(s), die-cast aluminum body, (2) 1/2in NPT cable entries. | Stock | 350 | 384
KLM-Z-454002HFZ | IDEM safety switch, flexible tongue (key) interlock uniquely coded RFID, solenoid, 24 VDC to unlock, 90-degree adjustable head, 3000N holding force, (2) OSSD safety output(s), (2) status monitoring output(s), die-cast aluminum body, (2) 1/2in NPT cable entries. | Stock | 382 | 419
KLM-Z-454003AZ | IDEM safety switch, tongue (key) interlock uniquely coded RFID, solenoid, 24 VDC to unlock, 90-degree adjustable head, 3000N holding force, (2) OSSD safety output(s), (2) status monitoring output(s), die-cast aluminum body, 8-pin M12 quick-disconnect. | Stock | 413 | 453
KLM-Z-454003HFZ | IDEM safety switch, flexible tongue (key) interlock uniquely coded RFID, solenoid, 24 VDC to unlock, 90-degree adjustable head, 3000N holding force, (2) OSSD safety output(s), (2) status monitoring output(s), die-cast aluminum body, 8-pin M12 quick-disconnect. | Stock | 445 | 488
KLP-201002 | IDEM safety switch, tongue (key) interlock, solenoid, 24 VDC to unlock, 90-degree adjustable head, 1800N holding force, (2) N.C. safety output(s), (1) N.O. monitoring output(s), plastic body, (1) 1/2in NPT cable entry. | Stock | 192 | 210
KLP-201005 | IDEM safety switch, tongue (key) interlock, solenoid, 110 VAC to unlock, 90-degree adjustable head, 1800N holding force, (2) N.C. safety output(s), (1) N.O. monitoring output(s), plastic body, (1) 1/2in NPT cable entry. | Stock | 198 | 215
KLP-Z-455002AZ | IDEM safety switch, tongue (key) interlock uniquely coded RFID, solenoid, 24 VDC to unlock, 90-degree adjustable head, 2000N holding force, (2) OSSD safety output(s), (2) status monitoring output(s), polyester body, (2) 1/2in NPT cable entries. | Stock | 295 | 323
KLP-Z-455002HFZ | IDEM safety switch, flexible tongue (key) interlock uniquely coded RFID, solenoid, 24 VDC to unlock, 90-degree adjustable head, 2000N holding force, (2) OSSD safety output(s), (2) status monitoring output(s), polyester body, (2) 1/2in NPT cable entries. | Stock | 326 | 359
KLP-Z-455003AZ | IDEM safety switch, tongue (key) interlock uniquely coded RFID, solenoid, 24 VDC to unlock, 90-degree adjustable head, 2000N holding force, (2) OSSD safety output(s), (2) status monitoring output(s), polyester body, 8-pin M12 quick-disconnect. | Stock | 358 | 392
KLP-Z-455003HFZ | IDEM safety switch, flexible tongue (key) interlock uniquely coded RFID, solenoid, 24 VDC to unlock, 90-degree adjustable head, 2000N holding force, (2) OSSD safety output(s), (2) status monitoring output(s), polyester body, 8-pin M12 quick-disconnect. | Stock | 389 | 427
KLTM-450002 | IDEM safety switch, tongue (key) interlock, solenoid, 24 VDC to unlock, 180-degree adjustable head, 2000N holding force, (4) N.C. safety output(s), (1) N.O. monitoring output(s), die-cast aluminum body, (3) 1/2in NPT cable entries. | Stock | 212 | 229
KLTM-450005 | IDEM safety switch, tongue (key) interlock, solenoid, 110 VAC to unlock, 180-degree adjustable head, 2000N holding force, (4) N.C. safety output(s), (1) N.O. monitoring output(s), die-cast aluminum body, (3) 1/2in NPT cable entries. | Stock | 214 | 233
KLT-SS-451002 | IDEM safety switch, tongue (key) interlock, solenoid, 24 VDC to unlock, 180-degree adjustable head, 2000N holding force, (4) N.C. safety output(s), (1) N.O. monitoring output(s), 316 stainless steel body, (3) 1/2in NPT cable entries. | Stock | 392 | 428
KLT-SS-451005 | IDEM safety switch, tongue (key) interlock, solenoid, 110 VAC to unlock, 180-degree adjustable head, 2000N holding force, (4) N.C. safety output(s), (1) N.O. monitoring output(s), 316 stainless steel body, (3) 1/2in NPT cable entries. | Stock | 401 | 433
KM-203002 | IDEM safety switch, tongue (key) interlock, 90-degree adjustable head, (2) N.C. safety output(s), (1) N.O. monitoring output(s), 40 x 118 x 41mm, die-cast aluminum body, die-cast aluminum head. | Stock | 70 | 77
KM-203002-SS | IDEM safety switch, tongue (key) interlock, 90-degree adjustable head, (2) N.C. safety output(s), (1) N.O. monitoring output(s), 40 x 118 x 41mm, die-cast aluminum body, 316 stainless steel head. | Stock | 92 | 98
KM-203008 | IDEM safety switch, tongue (key) interlock, 90-degree adjustable head, (3) N.C. safety output(s), (1) N.O. monitoring output(s), 40 x 118 x 41mm, die-cast aluminum body, die-cast aluminum head. | Stock | 86 | 91
KM-203011 | IDEM safety switch, tongue (key) interlock, 90-degree adjustable head, (2) N.C. safety output(s), (2) N.O. monitoring output(s), 40 x 118 x 41mm, die-cast aluminum body, die-cast aluminum head. | Stock | 82 | 91
KM-203011-SS | IDEM safety switch, tongue (key) interlock, 90-degree adjustable head, (2) N.C. safety output(s), (2) N.O. monitoring output(s), 40 x 118 x 41mm, die-cast aluminum body, 316 stainless steel head. | Stock | 106 | 112
KM-9D | Koyo servo mount clamp. For use with Koyo TRD-GK series encoders. Mounting hardware included. | Stock | 6.75 | 7.75
KM-EX-203026 | IDEM safety switch, tongue (key) interlock, hazardous location rated, 90-degree adjustable head, (2) N.C. safety output(s), (2) N.O. monitoring output(s), 40 x 118 x 43.5mm, die-cast aluminum body, die-cast aluminum head. | Stock | 483
KMF306A | Roxburgh EMI input filter, 230/460 VAC, 3-phase, 6A, panel mount, EMI/RFI filtering, 2-stage, drive rated, high performance, screw terminals. For use with 3-phase AC drives. | Stock | 97 | 101
KMF306V | Roxburgh EMI input filter, 575 VAC, 3-phase, 6A, panel mount, EMI/RFI filtering, 2-stage, drive rated, high performance, screw terminals. For use with 3-phase AC drives. | Stock | 94 | 98
KMF3100A | Roxburgh EMI input filter, 230/460 VAC, 3-phase, 100A, panel mount, EMI/RFI filtering, 2-stage, drive rated, high performance, screw terminals. For use with 3-phase AC drives. | Stock | 252 | 262
KMF310A | Roxburgh EMI input filter, 230/460 VAC, 3-phase, 10A, panel mount, EMI/RFI filtering, 2-stage, drive rated, high performance, screw terminals. For use with 3-phase AC drives. | Stock | 95 | 99
KMF310V | Roxburgh EMI input filter, 575 VAC, 3-phase, 10A, panel mount, EMI/RFI filtering, 2-stage, drive rated, high performance, screw terminals. For use with 3-phase AC drives. | Stock | 114 | 119
KMF318A | Roxburgh EMI input filter, 230/460 VAC, 3-phase, 18A, panel mount, EMI/RFI filtering, 2-stage, drive rated, high performance, screw terminals. For use with 3-phase AC drives. | Stock | 119 | 124
KMF318V | Roxburgh EMI input filter, 575 VAC, 3-phase, 18A, panel mount, EMI/RFI filtering, 2-stage, drive rated, high performance, screw terminals. For use with 3-phase AC drives. | Stock | 126 | 131
KMF325A | Roxburgh EMI input filter, 230/460 VAC, 3-phase, 25A, panel mount, EMI/RFI filtering, 2-stage, drive rated, high performance, screw terminals. For use with 3-phase AC drives. | Stock | 130 | 135
KMF325V | Roxburgh EMI input filter, 575 VAC, 3-phase, 25A, panel mount, EMI/RFI filtering, 2-stage, drive rated, high performance, screw terminals. For use with 3-phase AC drives. | Stock | 137 | 142
KMF336A | Roxburgh EMI input filter, 230/460 VAC, 3-phase, 36A, panel mount, EMI/RFI filtering, 2-stage, drive rated, high performance, screw terminals. For use with 3-phase AC drives. | Stock | 157 | 163
KMF336V | Roxburgh EMI input filter, 575 VAC, 3-phase, 36A, panel mount, EMI/RFI filtering, 2-stage, drive rated, high performance, screw terminals. For use with 3-phase AC drives. | Stock | 182 | 189
KMF350A | Roxburgh EMI input filter, 230/460 VAC, 3-phase, 50A, panel mount, EMI/RFI filtering, 2-stage, drive rated, high performance, screw terminals. For use with 3-phase AC drives. | Stock | 233 | 242
KMF370A | Roxburgh EMI input filter, 230/460 VAC, 3-phase, 70A, panel mount, EMI/RFI filtering, 2-stage, drive rated, high performance, screw terminals. For use with 3-phase AC drives. | Stock | 237 | 246
KM-SS-204002 | IDEM safety switch, tongue (key) interlock, 90-degree adjustable head, (2) N.C. safety output(s), (1) N.O. monitoring output(s), 41 x 118 x 41mm, 316 stainless steel body, 316 stainless steel head. | Stock | 136 | 147
KM-SS-204011 | IDEM safety switch, tongue (key) interlock, 90-degree adjustable head, (2) N.C. safety output(s), (2) N.O. monitoring output(s), 41 x 118 x 41mm, 316 stainless steel body, 316 stainless steel head. | Stock | 148 | 159
KM-SS-EX-204026 | IDEM safety switch, tongue (key) interlock, hazardous location rated, 90-degree adjustable head, (2) N.C. safety output(s), (2) N.O. monitoring output(s), 41.6 x 118 x 44mm, 316 stainless steel body, 316 stainless steel head. | Stock | 524
KN-10J10 | Konnect-It terminal block jumper, screw-down type, 10-pole, 32A, 750V. Package of 5. For use with KN-T10 or KN-D10 series block. | Stock | 10.5 | 11
KN-10J12 | Konnect-It terminal block jumper, screw-down type, 10-pole, 24A, 750V. Package of 5. For use with KN-T12 or KN-D12 series block. | Stock | 8.75 | 9
KN-10J2 | Konnect-It terminal block jumper, screw-down type, 10-pole, 125A, 750V. Package of 5. For use with KN-T2 series block. | Stock | 21.75 | 22.5
KN-10J4 | Konnect-It terminal block jumper, screw-down type, 10-pole, 76A, 750V. Package of 5. For use with KN-T4 series block. | Stock | 21.75 | 22.5
KN-10J6 | Konnect-It terminal block jumper, screw-down type, 10-pole, 57A, 630V. Package of 5. For use with KN-T6 series block. | Stock | 13.25 | 14
KN-10J8 | Konnect-It terminal block jumper, screw-down type, 10-pole, 41A, 630V. Package of 5. For use with KN-T8 series block. | Stock | 12.25 | 12.5
KN-10JM10 | Konnect-It terminal block jumper, push-in type, 10-pole, orange, 32A, 750V. Package of 5. For use with KN-M10 or KN-KBD10 series block. | Stock | 10.5 | 11
KN-10JM12 | Konnect-It terminal block jumper, push-in type, 10-pole, orange, 24A, 750V. Package of 5. For use with KN-M12 or KN-T12SP4 series block. | Stock | 9.75 | 10
KN-10JTL12 | Konnect-It terminal block jumper, screw-down type, 10-pole, 24A, 440V. Package of 5. For use with multiple terminal blocks. | Stock | 13.25 | 14
KN-2J1/0 | Konnect-It terminal block jumper, screw-down type, 2-pole, 150A, 1000V. Package of 5. For use with KN-T1/0 series block. | Stock | 8.25 | 8.5
KN-2J10 | Konnect-It terminal block jumper, screw-down type, 2-pole, 32A, 750V. Package of 25. For use with KN-T10 or KN-D10 series block. | Stock | 12.25 | 12.5
KN-2J12 | Konnect-It terminal block jumper, screw-down type, 2-pole, 24A, 750V. Package of 25. For use with KN-T12 or KN-D12 series block. | Stock | 8.75 | 9
KN-2J2 | Konnect-It terminal block jumper, screw-down type, 2-pole, 125A, 750V. Package of 25. For use with KN-T2 series block. | Stock | 26 | 27
KN-2J4 | Konnect-It terminal block jumper, screw-down type, 2-pole, 76A, 750V. Package of 25. For use with KN-T4 series block. | Stock | 25.25 | 26.5
KN-2J6 | Konnect-It terminal block jumper, screw-down type, 2-pole, 57A, 630V. Package of 25. For use with KN-T6 series block. | Stock | 16.5 | 17
KN-2J8 | Konnect-It terminal block jumper, screw-down type, 2-pole, 41A, 630V. Package of 25. For use with KN-T8 series block. | Stock | 12.75 | 13.5
KN-2JCC10 | Konnect-It terminal block jumper, screwless comb type, 2-pole, orange, 32A, 750V. Package of 25. For use with KN-T10 or KN-D10 series block. | Stock | 22.75 | 23.5
KN-2JCC12 | Konnect-It terminal block jumper, screwless comb type, 2-pole, orange, 24A, 750V. Package of 25. For use with KN-T12 or KN-D12 series block. | Stock | 11.5 | 12
KN-2JCC6 | Konnect-It terminal block jumper, screwless comb type, 2-pole, orange, 57A, 630V. Package of 25. For use with KN-T6 series block. | Stock | 26 | 27
KN-2JCC8 | Konnect-It terminal block jumper, screwless comb type, 2-pole, orange, 41A, 630V. Package of 25. For use with KN-T8 series block. | Stock | 23.75 | 24.5
KN-2JM10 | Konnect-It terminal block jumper, push-in type, 2-pole, orange, 32A, 750V. Package of 25. For use with KN-M10 or KN-KBD10 series block. | Stock | 8.25 | 8.5
KN-2JM12 | Konnect-It terminal block jumper, push-in type, 2-pole, orange, 24A, 750V. Package of 25. For use with KN-M12 or KN-T12SP4 series block. | Stock | 7.75 | 8
KN-2JTL12 | Konnect-It terminal block jumper, screw-down type, 2-pole, 24A, 440V. Package of 25. For use with multiple terminal blocks. | Stock | 13.25 | 14
KN-3J1/0 | Konnect-It terminal block jumper, screw-down type, 3-pole, 150A, 1000V. Package of 5. For use with KN-T1/0 series block. | Stock | 13.25 | 14
KN-3J10 | Konnect-It terminal block jumper, screw-down type, 3-pole, 32A, 750V. Package of 20. For use with KN-T10 or KN-D10 series block. | Stock | 14.75 | 15.5
KN-3J12 | Konnect-It terminal block jumper, screw-down type, 3-pole, 24A, 750V. Package of 20. For use with KN-T12 or KN-D12 series block. | Stock | 10.5 | 11
KN-3J2 | Konnect-It terminal block jumper, screw-down type, 3-pole, 125A, 750V. Package of 20. For use with KN-T2 series block. | Stock | 28.5 | 29.5
KN-3J4 | Konnect-It terminal block jumper, screw-down type, 3-pole, 76A, 750V. Package of 20. For use with KN-T4 series block. | Stock | 27 | 28
KN-3J6 | Konnect-It terminal block jumper, screw-down type, 3-pole, 57A, 630V. Package of 20. For use with KN-T6 series block. | Stock | 17.5 | 18
KN-3J8 | Konnect-It terminal block jumper, screw-down type, 3-pole, 41A, 630V. Package of 20. For use with KN-T8 series block. | Stock | 15.75 | 16.5
KN-3JM10 | Konnect-It terminal block jumper, push-in type, 3-pole, orange, 32A, 750V. Package of 20. For use with KN-M10 or KN-KBD10 series block. | Stock | 9.75 | 10
KN-3JM12 | Konnect-It terminal block jumper, push-in type, 3-pole, orange, 24A, 750V. Package of 20. For use with KN-M12 or KN-T12SP4 series block. | Stock | 8.75 | 9
KN-3JTL12 | Konnect-It terminal block jumper, screw-down type, 3-pole, 24A, 440V. Package of 20. For use with multiple terminal blocks. | Stock | 17 | 17.5
KN-4J1/0 | Konnect-It terminal block jumper, screw-down type, 4-pole, 150A, 1000V. Package of 5. For use with KN-T1/0 series block. | Stock | 17.5 | 18
KN-4J10 | Konnect-It terminal block jumper, screw-down type, 4-pole, 32A, 750V. Package of 15. For use with KN-T10 or KN-D10 series block. | Stock | 14.75 | 15.5
KN-4J12 | Konnect-It terminal block jumper, screw-down type, 4-pole, 24A, 750V. Package of 15. For use with KN-T12 or KN-D12 series block. | Stock | 12.75 | 13.5
KN-4J2 | Konnect-It terminal block jumper, screw-down type, 4-pole, 125A, 750V. Package of 15. For use with KN-T2 series block. | Stock | 28.5 | 29.5
KN-4J4 | Konnect-It terminal block jumper, screw-down type, 4-pole, 76A, 750V. Package of 15. For use with KN-T4 series block. | Stock | 27 | 28
KN-4J6 | Konnect-It terminal block jumper, screw-down type, 4-pole, 57A, 630V. Package of 15. For use with KN-T6 series block. | Stock | 17.5 | 18
KN-4J8 | Konnect-It terminal block jumper, screw-down type, 4-pole, 41A, 630V. Package of 15. For use with KN-T8 series block. | Stock | 15.25 | 16
KN-4JM10 | Konnect-It terminal block jumper, push-in type, 4-pole, orange, 32A, 750V. Package of 15. For use with KN-M10 or KN-KBD10 series block. | Stock | 11.5 | 12
KN-4JM12 | Konnect-It terminal block jumper, push-in type, 4-pole, orange, 24A, 750V. Package of 15. For use with KN-M12 or KN-T12SP4 series block. | Stock | 8.75 | 9
KN-4JTL12 | Konnect-It terminal block jumper, screw-down type, 4-pole, 24A, 440V. Package of 15. For use with multiple terminal blocks. | Stock | 15.25 | 16
KN-D10BLK | Konnect-It screw double-level feedthrough terminal block, accepts wire size 26-10 AWG, black, 30A, 300V rated (UL), 35mm DIN rail mount, 100kA SCCR. Package of 100. For use with jumpers KN-2J10, KN-3J10, KN-4J10 and KN-10J10. | Stock | 113 | 118
KN-D10BLK-25 | Konnect-It screw double-level feedthrough terminal block, accepts wire size 26-10 AWG, black, 30A, 300V rated (UL), 35mm DIN rail mount, 100kA SCCR. Package of 25. For use with jumpers KN-2J10, KN-3J10, KN-4J10 and KN-10J10. | Stock | 27.5 | 28.5
KN-D10BLU | Konnect-It screw double-level feedthrough terminal block, accepts wire size 26-10 AWG, blue, 30A, 300V rated (UL), 35mm DIN rail mount, 100kA SCCR. Package of 100. For use with jumpers KN-2J10, KN-3J10, KN-4J10 and KN-10J10. | Stock | 113 | 118
KN-D10BLU-25 | Konnect-It screw double-level feedthrough terminal block, accepts wire size 26-10 AWG, blue, 30A, 300V rated (UL), 35mm DIN rail mount, 100kA SCCR. Package of 25. For use with jumpers KN-2J10, KN-3J10, KN-4J10 and KN-10J10. | Stock | 27.5 | 28.5
KN-D10DR1 | Konnect-It screw double-level feedthrough terminal block, connected between levels and diode, accepts wire size 26-10 AWG, gray, 30A, 300V rated (UL), 35mm DIN rail mount, 100kA SCCR. Package of 20. For use with jumpers KN-2J10, KN-3J10, KN-4J10 and KN-10J10. | Stock | 47 | 49
KN-D10GRN | Konnect-It screw double-level feedthrough terminal block, accepts wire size 26-10 AWG, green, 30A, 300V rated (UL), 35mm DIN rail mount, 100kA SCCR. Package of 100. For use with jumpers KN-2J10, KN-3J10, KN-4J10 and KN-10J10. | Stock | 113 | 118
KN-D10GRN-25 | Konnect-It screw double-level feedthrough terminal block, accepts wire size 26-10 AWG, green, 30A, 300V rated (UL), 35mm DIN rail mount, 100kA SCCR. Package of 25. For use with jumpers KN-2J10, KN-3J10, KN-4J10 and KN-10J10. | Stock | 27.5 | 28.5
KN-D10GRY | Konnect-It screw double-level feedthrough terminal block, accepts wire size 26-10 AWG, gray, 30A, 300V rated (UL), 35mm DIN rail mount, 100kA SCCR. Package of 100. For use with jumpers KN-2J10, KN-3J10, KN-4J10 and KN-10J10. | Stock | 113 | 118
KN-D10GRY-25 | Konnect-It screw double-level feedthrough terminal block, accepts wire size 26-10 AWG, gray, 30A, 300V rated (UL), 35mm DIN rail mount, 100kA SCCR. Package of 25. For use with jumpers KN-2J10, KN-3J10, KN-4J10 and KN-10J10. | Stock | 27.5 | 28.5
KN-D10LED-110AC | Konnect-It screw double-level feedthrough terminal block, connected between levels and power indicator, accepts wire size 26-10 AWG, gray, 30A, 300V rated (UL), 110 VAC LED indicator(s), 35mm DIN rail mount, 100kA SCCR. Package of 20. | Stock | 63 | 66
KN-D10LED-110DC | Konnect-It screw double-level feedthrough terminal block, connected between levels and power indicator, accepts wire size 26-10 AWG, gray, 30A, 300V rated (UL), 110 VDC LED indicator(s), 35mm DIN rail mount, 100kA SCCR. Package of 20. | Stock | 63 | 66
KN-D10LED-24AC | Konnect-It screw double-level feedthrough terminal block, connected between levels and power indicator, accepts wire size 26-10 AWG, gray, 30A, 300V rated (UL), 24 VAC LED indicator(s), 35mm DIN rail mount, 100kA SCCR. Package of 20. | Stock | 63 | 66
KN-D10LED-24DC | Konnect-It screw double-level feedthrough terminal block, connected between levels and power indicator, accepts wire size 26-10 AWG, gray, 30A, 300V rated (UL), 24 VDC LED indicator(s), 35mm DIN rail mount, 100kA SCCR. Package of 20. | Stock | 63 | 66
KN-D10ORG | Konnect-It screw double-level feedthrough terminal block, accepts wire size 26-10 AWG, orange, 30A, 300V rated (UL), 35mm DIN rail mount, 100kA SCCR. Package of 100. For use with jumpers KN-2J10, KN-3J10, KN-4J10 and KN-10J10. | Stock | 113 | 118
KN-D10ORG-25 | Konnect-It screw double-level feedthrough terminal block, accepts wire size 26-10 AWG, orange, 30A, 300V rated (UL), 35mm DIN rail mount, 100kA SCCR. Package of 25. For use with jumpers KN-2J10, KN-3J10, KN-4J10 and KN-10J10. | Stock | 27.5 | 28.5
KN-D10RED | Konnect-It screw double-level feedthrough terminal block, accepts wire size 26-10 AWG, red, 30A, 300V rated (UL), 35mm DIN rail mount, 100kA SCCR. Package of 100. For use with jumpers KN-2J10, KN-3J10, KN-4J10 and KN-10J10. | Stock | 113 | 118
KN-D10RED-25 | Konnect-It screw double-level feedthrough terminal block, accepts wire size 26-10 AWG, red, 30A, 300V rated (UL), 35mm DIN rail mount, 100kA SCCR. Package of 25. For use with jumpers KN-2J10, KN-3J10, KN-4J10 and KN-10J10. | Stock | 27.5 | 28.5
KN-D10X | Konnect-It screw double-level feedthrough terminal block, connected between levels, accepts wire size 26-10 AWG, gray, 30A, 300V rated (UL), 35mm DIN rail mount, 100kA SCCR. Package of 20. For use with jumpers KN-2J10, KN-3J10, KN-4J10 and KN-10J10. | Stock | 49.25 | 51
KN-D10YEL | Konnect-It screw double-level feedthrough terminal block, accepts wire size 26-10 AWG, yellow, 30A, 300V rated (UL), 35mm DIN rail mount, 100kA SCCR. Package of 100. For use with jumpers KN-2J10, KN-3J10, KN-4J10 and KN-10J10. | Stock | 113 | 118
KN-D10YEL-25 | Konnect-It screw double-level feedthrough terminal block, accepts wire size 26-10 AWG, yellow, 30A, 300V rated (UL), 35mm DIN rail mount, 100kA SCCR. Package of 25. For use with jumpers KN-2J10, KN-3J10, KN-4J10 and KN-10J10. | Stock | 27.5 | 28.5
KN-D12BLK | Konnect-It screw double-level feedthrough terminal block, accepts wire size 26-12 AWG, black, 20A, 300V rated (UL), 35mm DIN rail mount, 100kA SCCR. Package of 100. For use with jumpers KN-2J12, KN-3J12, KN-4J12 and KN-10J12. | Stock | 97.5 | 101
KN-D12BLK-25 | Konnect-It screw double-level feedthrough terminal block, accepts wire size 26-12 AWG, black, 20A, 300V rated (UL), 35mm DIN rail mount, 100kA SCCR. Package of 25. For use with jumpers KN-2J12, KN-3J12, KN-4J12 and KN-10J12. | Stock | 26.5 | 27.5
KN-D12BLU | Konnect-It screw double-level feedthrough terminal block, accepts wire size 26-12 AWG, blue, 20A, 300V rated (UL), 35mm DIN rail mount, 100kA SCCR. Package of 100. For use with jumpers KN-2J12, KN-3J12, KN-4J12 and KN-10J12. | Stock | 97.5 | 101
KN-D12BLU-25 | Konnect-It screw double-level feedthrough terminal block, accepts wire size 26-12 AWG, blue, 20A, 300V rated (UL), 35mm DIN rail mount, 100kA SCCR. Package of 25. For use with jumpers KN-2J12, KN-3J12, KN-4J12 and KN-10J12. | Stock | 26.5 | 27.5
KN-D12DR1 | Konnect-It screw double-level feedthrough terminal block, connected between levels and diode, accepts wire size 26-12 AWG, gray, 20A, 300V rated (UL), 35mm DIN rail mount, 100kA SCCR. Package of 20. For use with jumpers KN-2J12, KN-3J12, KN-4J12 and KN-10J12. | Stock | 43.75 | 45.5
KN-D12GRN | Konnect-It screw double-level feedthrough terminal block, accepts wire size 26-12 AWG, green, 20A, 300V rated (UL), 35mm DIN rail mount, 100kA SCCR. Package of 100. For use with jumpers KN-2J12, KN-3J12, KN-4J12 and KN-10J12. | Stock | 102 | 106
KN-D12GRN-25 | Konnect-It screw double-level feedthrough terminal block, accepts wire size 26-12 AWG, green, 20A, 300V rated (UL), 35mm DIN rail mount, 100kA SCCR. Package of 25. For use with jumpers KN-2J12, KN-3J12, KN-4J12 and KN-10J12. | Stock | 26.5 | 27.5
KN-D12GRY | Konnect-It screw double-level feedthrough terminal block, accepts wire size 26-12 AWG, gray, 20A, 300V rated (UL), 35mm DIN rail mount, 100kA SCCR. Package of 100. For use with jumpers KN-2J12, KN-3J12, KN-4J12 and KN-10J12. | Stock | 97.5 | 101
KN-D12GRY-25 | Konnect-It screw double-level feedthrough terminal block, accepts wire size 26-12 AWG, gray, 20A, 300V rated (UL), 35mm DIN rail mount, 100kA SCCR. Package of 25. For use with jumpers KN-2J12, KN-3J12, KN-4J12 and KN-10J12. | Stock | 26.5 | 27.5
KN-D12LED-110AC | Konnect-It screw double-level feedthrough terminal block, connected between levels and power indicator, accepts wire size 26-12 AWG, gray, 20A, 300V rated (UL), 110 VAC LED indicator(s), 35mm DIN rail mount, 100kA SCCR. Package of 20. | Stock | 55.25 | 57
KN-D12LED-110DC | Konnect-It screw double-level feedthrough terminal block, connected between levels and power indicator, accepts wire size 26-12 AWG, gray, 20A, 300V rated (UL), 110 VDC LED indicator(s), 35mm DIN rail mount, 100kA SCCR. Package of 20. | Stock | 55.25 | 57
KN-D12LED-24AC | Konnect-It screw double-level feedthrough terminal block, connected between levels and power indicator, accepts wire size 26-12 AWG, gray, 20A, 300V rated (UL), 24 VAC LED indicator(s), 35mm DIN rail mount, 100kA SCCR. Package of 20. | Stock | 55.25 | 57
KN-D12LED-24DC | Konnect-It screw double-level feedthrough terminal block, connected between levels and power indicator, accepts wire size 26-12 AWG, gray, 20A, 300V rated (UL), 24 VDC LED indicator(s), 35mm DIN rail mount, 100kA SCCR. Package of 20. | Stock | 55.25 | 57
KN-D12ORG | Konnect-It screw double-level feedthrough terminal block, accepts wire size 26-12 AWG, orange, 20A, 300V rated (UL), 35mm DIN rail mount, 100kA SCCR. Package of 100. For use with jumpers KN-2J12, KN-3J12, KN-4J12 and KN-10J12. | Stock | 102 | 106
KN-D12ORG-25 | Konnect-It screw double-level feedthrough terminal block, accepts wire size 26-12 AWG, orange, 20A, 300V rated (UL), 35mm DIN rail mount, 100kA SCCR. Package of 25. For use with jumpers KN-2J12, KN-3J12, KN-4J12 and KN-10J12. | Stock | 26.5 | 27.5
KN-D12RED | Konnect-It screw double-level feedthrough terminal block, accepts wire size 26-12 AWG, red, 20A, 300V rated (UL), 35mm DIN rail mount, 100kA SCCR. Package of 100. For use with jumpers KN-2J12, KN-3J12, KN-4J12 and KN-10J12. | Stock | 102 | 106
KN-D12RED-25 | Konnect-It screw double-level feedthrough terminal block, accepts wire size 26-12 AWG, red, 20A, 300V rated (UL), 35mm DIN rail mount, 100kA SCCR. Package of 25. For use with jumpers KN-2J12, KN-3J12, KN-4J12 and KN-10J12. | Stock | 26.5 | 27.5
KN-D12X | Konnect-It screw double-level feedthrough terminal block, connected between levels, accepts wire size 26-12 AWG, gray, 20A, 300V rated (UL), 35mm DIN rail mount, 100kA SCCR. Package of 20. For use with jumpers KN-2J12, KN-3J12, KN-4J12 and KN-10J12. | Stock | 45 | 47
KN-D12YEL | Konnect-It screw double-level feedthrough terminal block, accepts wire size 26-12 AWG, yellow, 20A, 300V rated (UL), 35mm DIN rail mount, 100kA SCCR. Package of 100. For use with jumpers KN-2J12, KN-3J12, KN-4J12 and KN-10J12. | Stock | 102 | 106
KN-D12YEL-25 | Konnect-It screw double-level feedthrough terminal block, accepts wire size 26-12 AWG, yellow, 20A, 300V rated (UL), 35mm DIN rail mount, 100kA SCCR. Package of 25. For use with jumpers KN-2J12, KN-3J12, KN-4J12 and KN-10J12. | Stock | 26.5 | 27.5
KN-DG12 | Konnect-It screw double-level feedthrough terminal block, with ground, accepts wire size 26-12 AWG, gray, 20A, 300V rated (UL), 35mm DIN rail mount, 100kA SCCR. Package of 20. For use with jumpers KN-2JTL12, KN-3JTL12, KN-4JTL12 and KN-10JTL12. | Stock | 72.5 | 75
KN-EB3 | Konnect-It screw-down end bracket, 8mm wide. Package of 100. For use with 35mm DIN rail. | Stock | 35.25 | 36.5
KN-EB3-10 | Konnect-It screw-down end bracket, 8mm wide. Package of 10. For use with 35mm DIN rail. | Stock | 4.25 | 4.5
KN-EB4 | Konnect-It snap-on end bracket, 8mm wide. Package of 100. For use with 35mm DIN rail. | Stock | 36.75 | 38
KN-EB4-10 | Konnect-It snap-on end bracket, 8mm wide. Package of 10. For use with 35mm DIN rail. | Stock | 3.25 | 3.5
KN-EB5 | Konnect-It snap-on end bracket, 8mm wide. Package of 100. For use with 15mm DIN rail. | Stock | 52.5 | 55
KN-EB5-10 | Konnect-It snap-on end bracket, 8mm wide. Package of 10. For use with 15mm DIN rail. | Stock | 6 | 6.25
KN-EB7 | Konnect-It screw-down end bracket, 10mm wide. Package of 50. For use with 35mm DIN rail. | Stock | 36.75 | 38
KN-EB7-10 | Konnect-It screw-down end bracket, 10mm wide. Package of 10. For use with 35mm DIN rail. | Stock | 7.25 | 7.5
KN-ECDBLK | Konnect-It terminal block end cover, black. Package of 10. For use with KN-D10 or KN-D12 series terminal blocks. | Stock | 4.25 | 4.5
KN-ECDBLU | Konnect-It terminal block end cover, blue. Package of 10. For use with KN-D10 or KN-D12 series terminal blocks. | Stock | 4.25 | 4.5
KN-ECDG12 | Konnect-It terminal block end cover, gray. Package of 10. For use with KN-DG12 series terminal blocks. | Stock | 3.25 | 3.5
KN-ECDGRN | Konnect-It terminal block end cover, green. Package of 10. For use with KN-D10 or KN-D12 series terminal blocks. | Stock | 4.25 | 4.5
KN-ECDGRY | Konnect-It terminal block end cover, gray. Package of 25. For use with KN-D10 or KN-D12 series terminal blocks. | Stock | 9.5 | 10
KN-ECDORG | Konnect-It terminal block end cover, orange. Package of 10. For use with KN-D10 or KN-D12 series terminal blocks. | Stock | 4.25 | 4.5
KN-ECDRED | Konnect-It terminal block end cover, red. Package of 10. For use with KN-D10 or KN-D12 series terminal blocks. | Stock | 4.25 | 4.5
KN-ECDYEL | Konnect-It terminal block end cover, yellow. Package of 10. For use with KN-D10 or KN-D12 series terminal blocks. | Stock | 4.25 | 4.5
KN-ECF10 | Konnect-It terminal block end cover, gray. Package of 25. For use with KN-F10 series terminal blocks. | Stock | 10.5 | 11
KN-ECG12SP4 | Konnect-It terminal block end cover, green and yellow. Package of 10. For use with KN-G12SP4 series terminal blocks. | Stock | 3.25 | 3.5
KN-ECKBD | Konnect-It terminal block end cover, gray. Package of 10. For use with KN-KDB10 series terminal blocks. | Stock | 4.25 | 4.5
KN-ECMBLU | Konnect-It terminal block end cover, blue. Package of 10. For use with KN-M12 or KN-M10 series terminal blocks. | Stock | 4.25 | 4.5
KN-ECMGRN | Konnect-It terminal block end cover, green and yellow. Package of 10. For use with KN-MG12 or KN-MG10 series terminal blocks. | Stock | 4.25 | 4.5
KN-ECMGRY | Konnect-It terminal block end cover, gray. Package of 100. For use with KN-M12 and KN-M10 series terminal blocks. | Stock | 40.5 | 42
KN-ECMGRY-10 | Konnect-It terminal block end cover, gray. Package of 10. For use with KN-M12 or KN-M10 series terminal blocks. | Stock | 4.25 | 4.5
KN-ECT12SP4 | Konnect-It terminal block end cover, gray. Package of 25. For use with KN-T12SP4 series terminal blocks. | Stock | 8.5 | 8.75
KN-ECT4BLU | Konnect-It terminal block end cover, blue. Package of 10. For use with KN-T4 series terminal blocks. | Stock | 3.75 | 4
KN-ECT4GRY | Konnect-It terminal block end cover, gray. Package of 25. For use with KN-T4 series terminal blocks. | Stock | 9 | 9.25
KN-ECT6BLK | Konnect-It terminal block end cover, black. Package of 10. For use with KN-T12 to KN-T6 series terminal blocks. | Stock | 2.25
KN-ECT6BLU | Konnect-It terminal block end cover, blue. Package of 10. For use with KN-T12 to KN-T6 series terminal blocks. | Stock | 2.25
KN-ECT6BRN | Konnect-It terminal block end cover, brown. Package of 10. For use with KN-T12 to KN-T6 series terminal blocks. | Stock | 2.25
KN-ECT6GRN | Konnect-It terminal block end cover, green. Package of 10. For use with KN-T12 to KN-T6 series terminal blocks. | Stock | 2.25
KN-ECT6GRY | Konnect-It terminal block end cover, gray. Package of 100. For use with KN-T12 to KN-T6 series terminal blocks. | Stock | 19 | 20
KN-ECT6GRY-25 | Konnect-It terminal block end cover, gray. Package of 25. For use with KN-T12 to KN-T6 series terminal blocks. | Stock | 4.25 | 4.5
KN-ECT6ORG | Konnect-It terminal block end cover, orange. Package of 10. For use with KN-T12 to KN-T6 series terminal blocks. | Stock | 2.25
KN-ECT6RED | Konnect-It terminal block end cover, red. Package of 10. For use with KN-T12 to KN-T6 series terminal blocks. | Stock | 2.25
KN-ECT6WHT | Konnect-It terminal block end cover, white. Package of 10. For use with KN-T12 to KN-T6 series terminal blocks. | Stock | 2.25
KN-ECT6YEL | Konnect-It terminal block end cover, yellow. Package of 10. For use with KN-T12 to KN-T6 series terminal blocks. | Stock | 2.25
KN-ECTG12 | Konnect-It terminal block end cover, gray. Package of 10. For use with KN-TG12 series terminal blocks. | Stock | 3.25 | 3.5
KN-ECTL | Konnect-It terminal block end cover, gray. Package of 10. For use with KN-TL14 series terminal blocks. | Stock | 2.75
KN-ECTLS | Konnect-It terminal block end cover, gray. Package of 10. For use with KN-TL14S series terminal blocks. | Stock | 3.25 | 3.5
KN-F10 | Konnect-It screw fuse terminal block, accepts wire size 26-8 AWG, gray, 6.3A, 300V rated (UL), 35mm DIN rail mount, 100kA SCCR. Package of 50. For use with GMA, GMC, S500 and S506 series fuses. | Stock | 97.5 | 101
KN-F10-10 | Konnect-It screw fuse terminal block, accepts wire size 26-8 AWG, gray, 6.3A, 300V rated (UL), 35mm DIN rail mount, 100kA SCCR. Package of 10. For use with GMA, GMC, S500 and S506 series fuses. | Stock | 22.25 | 23
KN-F10-DCH | Konnect-It screw disconnect terminal block, accepts wire size 26-8 AWG, gray, 6.3A, 300V rated (UL), 35mm DIN rail mount, 100kA SCCR. Package of 25. | Stock | 43.75 | 45.5
KN-F10-DCH-10 | Konnect-It screw disconnect terminal block, accepts wire size 26-8 AWG, gray, 6.3A, 300V rated (UL), 35mm DIN rail mount, 100kA SCCR. Package of 10. | Stock | 23.25 | 24
KN-F10L110AC | Konnect-It screw fuse terminal block, blown fuse indicator, accepts wire size 26-8 AWG, gray, 6.3A, 300V rated (UL), 110 VAC LED indicator(s), 35mm DIN rail mount, 100kA SCCR. Package of 25. For use with GMA, GMC, S500 and S506 series fuses. | Stock | 58.5 | 61
KN-F10L110AC-10 | Konnect-It screw fuse terminal block, blown fuse indicator, accepts wire size 26-8 AWG, gray, 6.3A, 300V rated (UL), 110 VAC LED indicator(s), 35mm DIN rail mount, 100kA SCCR. Package of 10. For use with GMA, GMC, S500 and S506 series fuses. | Stock | 25.5 | 26.5
KN-F10L110DC | Konnect-It screw fuse terminal block, blown fuse indicator, accepts wire size 26-8 AWG, gray, 6.3A, 300V rated (UL), 110 VDC LED indicator(s), 35mm DIN rail mount, 100kA SCCR. Package of 25. For use with GMA, GMC, S500 and S506 series fuses. | Stock | 58.5 | 61
KN-F10L110DC-10 | Konnect-It screw fuse terminal block, blown fuse indicator, accepts wire size 26-8 AWG, gray, 6.3A, 300V rated (UL), 110 VDC LED indicator(s), 35mm DIN rail mount, 100kA SCCR. Package of 10. For use with GMA, GMC, S500 and S506 series fuses. | Stock | 25.5 | 26.5
KN-F10L220AC | Konnect-It screw fuse terminal block, blown fuse indicator, accepts wire size 26-8 AWG, gray, 6.3A, 300V rated (UL), 220 VAC LED indicator(s), 35mm DIN rail mount, 100kA SCCR. Package of 25. For use with GMA, GMC, S500 and S506 series fuses. | Stock | 58.5 | 61
KN-F10L220AC-10 | Konnect-It screw fuse terminal block, blown fuse indicator, accepts wire size 26-8 AWG, gray, 6.3A, 300V rated (UL), 220 VAC LED indicator(s), 35mm DIN rail mount, 100kA SCCR. Package of 10. For use with GMA, GMC, S500 and S506 series fuses. | Stock | 25.5 | 26.5
KN-F10L220DC | Konnect-It screw fuse terminal block, blown fuse indicator, accepts wire size 26-8 AWG, gray, 6.3A, 300V rated (UL), 220 VDC LED indicator(s), 35mm DIN rail mount, 100kA SCCR. Package of 25. For use with GMA, GMC, S500 and S506 series fuses. | Stock | 58.5 | 61
KN-F10L220DC-10 | Konnect-It screw fuse terminal block, blown fuse indicator, accepts wire size 26-8 AWG, gray, 6.3A, 300V rated (UL), 220 VDC LED indicator(s), 35mm DIN rail mount, 100kA SCCR. Package of 10. For use with GMA, GMC, S500 and S506 series fuses. | Stock | 25.5 | 26.5
KN-F10L24AC | Konnect-It screw fuse terminal block, blown fuse indicator, accepts wire size 26-8 AWG, gray, 6.3A, 300V rated (UL), 24 VAC LED indicator(s), 35mm DIN rail mount, 100kA SCCR. Package of 25. For use with GMA, GMC, S500 and S506 series fuses. | Stock | 58.5 | 61
KN-F10L24AC-10 | Konnect-It screw fuse terminal block, blown fuse indicator, accepts wire size 26-8 AWG, gray, 6.3A, 300V rated (UL), 24 VAC LED indicator(s), 35mm DIN rail mount, 100kA SCCR. Package of 10. For use with GMA, GMC, S500 and S506 series fuses. | Stock | 25.5 | 26.5
KN-F10L24DC | Konnect-It screw fuse terminal block, blown fuse indicator, accepts wire size 26-8 AWG, gray, 6.3A, 300V rated (UL), 24 VDC LED indicator(s), 35mm DIN rail mount, 100kA SCCR. Package of 25. For use with GMA, GMC, S500 and S506 series fuses. | Stock | 58.5 | 61
KN-F10L24DC-10 | Konnect-It screw fuse terminal block, blown fuse indicator, accepts wire size 26-8 AWG, gray, 6.3A, 300V rated (UL), 24 VDC LED indicator(s), 35mm DIN rail mount, 100kA SCCR. Package of 10. For use with GMA, GMC, S500 and S506 series fuses. | Stock | 25.5 | 26.5
KN-G1/0 | Konnect-It screw grounding terminal block, accepts wire size 6-1/0 AWG, green and yellow, 35mm DIN rail mount, 100kA SCCR. Package of 10. Use to mechanically and electrically connect wires to 35mm DIN rail through the screw-down clamping foot. | Stock | 63 | 66
KN-G1/0-5 | Konnect-It screw grounding terminal block, accepts wire size 6-1/0 AWG, green and yellow, 35mm DIN rail mount, 100kA SCCR. Package of 5. Use to mechanically and electrically connect wires to 35mm DIN rail through the screw-down clamping foot. | Stock | 33.5 | 35
KN-G10 | Konnect-It screw grounding terminal block, accepts wire size 26-10 AWG, green and yellow, 35mm DIN rail mount, 100kA SCCR. Package of 50. Use to mechanically and electrically connect wires to 35mm DIN rail through the screw-down clamping foot. | Stock | 102 | 106
KN-G10-10 | Konnect-It screw grounding terminal block, accepts wire size 26-10 AWG, green and yellow, 35mm DIN rail mount, 100kA SCCR. Package of 10. Use to mechanically and electrically connect wires to 35mm DIN rail through the screw-down clamping foot. | Stock | 22.25 | 23
KN-G10SP | Konnect-It screw grounding terminal block, accepts wire size 26-10 AWG, green and yellow, 35mm DIN rail mount, 100kA SCCR. Package of 50. Use to mechanically and electrically connect wires to 35mm DIN rail through the snap-on clamping foot. | Stock | 91 | 95
KN-G10SP-10 | Konnect-It screw grounding terminal block, accepts wire size 26-10 AWG, green and yellow, 35mm DIN rail mount, 100kA SCCR. Package of 10. Use to mechanically and electrically connect wires to 35mm DIN rail through the snap-on clamping foot. | Stock | 20 | 21
KN-G12SP | Konnect-It screw grounding terminal block, accepts wire size 26-12 AWG, green and yellow, 35mm DIN rail mount, 100kA SCCR. Package of 50. Use to mechanically and electrically connect wires to 35mm DIN rail through the snap-on clamping foot. | Stock | 81.25 | 85
KN-G12SP-10 | Konnect-It screw grounding terminal block, accepts wire size 26-12 AWG, green and yellow, 35mm DIN rail mount, 100kA SCCR. Package of 10. Use to mechanically and electrically connect wires to 35mm DIN rail through the snap-on clamping foot. | Stock | 17.75 | 18.5
KN-G12SP4 | Konnect-It screw grounding terminal block, accepts wire size 26-12 AWG, green and yellow, 35mm DIN rail mount, 100kA SCCR. Package of 25. Use to mechanically and electrically connect wires to 35mm DIN rail through the snap-on clamping foot. | Stock | 64 | 67
KN-G12SP4-10 | Konnect-It screw grounding terminal block, accepts wire size 26-12 AWG, green and yellow, 35mm DIN rail mount, 100kA SCCR. Package of 10. Use to mechanically and electrically connect wires to 35mm DIN rail through the snap-on clamping foot. | Stock | 27.5 | 28.5
KN-G2 | Konnect-It screw grounding terminal block, accepts wire size 12-2 AWG, green and yellow, 35mm DIN rail mount, 100kA SCCR. Package of 40. Use to mechanically and electrically connect wires to 35mm DIN rail through the screw-down clamping foot. | Stock | 220 | 229
KN-G2-10 | Konnect-It screw grounding terminal block, accepts wire size 12-2 AWG, green and yellow, 35mm DIN rail mount, 100kA SCCR. Package of 10. Use to mechanically and electrically connect wires to 35mm DIN rail through the screw-down clamping foot. | Stock | 52.5 | 55
KN-G4 | Konnect-It screw grounding terminal block, accepts wire size 12-4 AWG, green and yellow, 35mm DIN rail mount, 100kA SCCR. Package of 50. Use to mechanically and electrically connect wires to 35mm DIN rail through the screw-down clamping foot. | Stock | 250 | 260
KN-G4-10 | Konnect-It screw grounding terminal block, accepts wire size 12-4 AWG, green and yellow, 35mm DIN rail mount, 100kA SCCR. Package of 10. Use to mechanically and electrically connect wires to 35mm DIN rail through the screw-down clamping foot. | Stock | 49.25 | 51
KN-G8 | Konnect-It screw grounding terminal block, accepts wire size 16-8 AWG, green and yellow, 35mm DIN rail mount, 100kA SCCR. Package of 25. Use to mechanically and electrically connect wires to 35mm DIN rail through the screw-down clamping foot. | Stock | 64 | 67
KN-G8-10 | Konnect-It screw grounding terminal block, accepts wire size 16-8 AWG, green and yellow, 35mm DIN rail mount, 100kA SCCR. Package of 10. Use to mechanically and electrically connect wires to 35mm DIN rail through the screw-down clamping foot. | Stock | 26.5 | 27.5
KN-KBD10 | Konnect-It screw disconnect terminal block, accepts wire size 26-10 AWG, gray, 16A, 600V rated (UL), 35mm DIN rail mount, 100kA SCCR. Package of 50. | Stock | 72.5 | 75
KN-KBD10-10 | Konnect-It screw disconnect terminal block, accepts wire size 26-10 AWG, gray, 16A, 600V rated (UL), 35mm DIN rail mount, 100kA SCCR. Package of 10. | Stock | 17.75 | 18.5
KN-L10X-BLNK | Konnect-It marking tag, 10 x 10mm, blank. Package of 200. For use with Konnect-It terminal block 6mm or wider. | Stock | 19 | 20
KN-L10X-BLNK-100 | Konnect-It marking tag, 10 x 10mm, blank. Package of 100. For use with Konnect-It terminal block 6mm or wider. | Stock | 10.5 | 11
KN-L5-0 | Konnect-It marking tag, 5 x 5mm, single number (0). Package of 500. For use with Konnect-It terminal block. | Stock | 15.75 | 16.5
KN-L5-0-250 | Konnect-It marking tag, 5 x 5mm, single number (0). Package of 250. For use with Konnect-It terminal block. | Stock | 8.5 | 8.75
KN-L5-1 | Konnect-It marking tag, 5 x 5mm, single number (1). Package of 500. For use with Konnect-It terminal block. | Stock | 15.75 | 16.5
KN-L5-10 | Konnect-It marking tag, 5 x 5mm, single number (10). Package of 500. For use with Konnect-It terminal block. | Stock | 15.75 | 16.5
KN-L5-101-150 | Konnect-It marking tag, 5 x 5mm, numbered 101-150 (10 of each number). Package of 500. For use with Konnect-It terminal block. | Stock | 15.75 | 16.5
KN-L5-101-150-250 | Konnect-It marking tag, 5 x 5mm, numbered 101-150 (5 of each number). Package of 250. For use with Konnect-It terminal block. | Stock | 8.5 | 8.75
KN-L5-10-250 | Konnect-It marking tag, 5 x 5mm, single number (10). Package of 250. For use with Konnect-It terminal block. | Stock | 8.5 | 8.75
KN-L5-1-10 | Konnect-It marking tag, 5 x 5mm, numbered 1-10 (50 of each number). Package of 500. For use with Konnect-It terminal block. | Stock | 15.75 | 16.5
KN-L5-1-10-250 | Konnect-It marking tag, 5 x 5mm, numbered 1-10 (25 of each number). Package of 250. For use with Konnect-It terminal block. | Stock | 8.5 | 8.75
KN-L5-11-20 | Konnect-It marking tag, 5 x 5mm, numbered 11-20 (50 of each number). Package of 500. For use with Konnect-It terminal block. | Stock | 15.75 | 16.5
KN-L5-11-20-250 | Konnect-It marking tag, 5 x 5mm, numbered 11-20 (25 of each number). Package of 250. For use with Konnect-It terminal block. | Stock | 8.5 | 8.75
KN-L5-1-250 | Konnect-It marking tag, 5 x 5mm, single number (1). Package of 250. For use with Konnect-It terminal block. | Stock | 8.5 | 8.75
KN-L5-1-50 | Konnect-It marking tag, 5 x 5mm, numbered 1-50 (10 of each number). Package of 500. For use with Konnect-It terminal block. | Stock | 15.75 | 16.5
KN-L5-1-50-250 | Konnect-It marking tag, 5 x 5mm, numbered 1-50 (5 of each number). Package of 250. For use with Konnect-It terminal block. | Stock | 8.5 | 8.75
KN-L5-151-200 | Konnect-It marking tag, 5 x 5mm, numbered 151-200 (10 of each number). Package of 500. For use with Konnect-It terminal block. | Stock | 15.75 | 16.5
KN-L5-151-200-250 | Konnect-It marking tag, 5 x 5mm, numbered 151-200 (5 of each number). Package of 250. For use with Konnect-It terminal block. | Stock | 8.5 | 8.75
KN-L5-2 | Konnect-It marking tag, 5 x 5mm, single number (2). Package of 500. For use with Konnect-It terminal block. | Stock | 15.75 | 16.5
KN-L5-201-250 | Konnect-It marking tag, 5 x 5mm, numbered 201-250 (10 of each number). Package of 500. For use with Konnect-It terminal block. | Stock | 15.75 | 16.5
KN-L5-201-250-250 | Konnect-It marking tag, 5 x 5mm, numbered 201-250 (5 of each number). Package of 250. For use with Konnect-It terminal block. | Stock | 8.5 | 8.75
KN-L5-21-30 | Konnect-It marking tag, 5 x 5mm, numbered 21-30 (50 of each number). Package of 500. For use with Konnect-It terminal block. | Stock | 15.75 | 16.5
KN-L5-21-30-250 | Konnect-It marking tag, 5 x 5mm, numbered 21-30 (25 of each number). Package of 250. For use with Konnect-It terminal block. | Stock | 8.5 | 8.75
KN-L5-2-250 | Konnect-It marking tag, 5 x 5mm, single number (2). Package of 250. For use with Konnect-It terminal block. | Stock | 8.5 | 8.75
KN-L5-251-300 | Konnect-It marking tag, 5 x 5mm, numbered 251-300 (10 of each number). Package of 500. For use with Konnect-It terminal block. | Stock | 15.75 | 16.5
KN-L5-251-300-250 | Konnect-It marking tag, 5 x 5mm, numbered 251-300 (5 of each number). Package of 250. For use with Konnect-It terminal block. | Stock | 8.5 | 8.75
KN-L5-3 | Konnect-It marking tag, 5 x 5mm, single number (3). Package of 500. For use with Konnect-It terminal block. | Stock | 15.75 | 16.5
KN-L5-301-350 | Konnect-It marking tag, 5 x 5mm, numbered 301-350 (10 of each number). Package of 500. For use with Konnect-It terminal block. | Stock | 15.75 | 16.5
KN-L5-301-350-250 | Konnect-It marking tag, 5 x 5mm, numbered 301-350 (5 of each number). Package of 250. For use with Konnect-It terminal block. | Stock | 8.5 | 8.75
KN-L5-31-40 | Konnect-It marking tag, 5 x 5mm, numbered 31-40 (50 of each number). Package of 500. For use with Konnect-It terminal block. | Stock | 15.75 | 16.5
KN-L5-31-40-250 | Konnect-It marking tag, 5 x 5mm, numbered 31-40 (25 of each number). Package of 250. For use with Konnect-It terminal block. | Stock | 8.5 | 8.75
KN-L5-3-250 | Konnect-It marking tag, 5 x 5mm, single number (3). Package of 250. For use with Konnect-It terminal block. | Stock | 8.5 | 8.75
KN-L5-351-400 | Konnect-It marking tag, 5 x 5mm, numbered 351-400 (10 of each number). Package of 500. For use with Konnect-It terminal block. | Stock | 15.75 | 16.5
KN-L5-351-400-250 | Konnect-It marking tag, 5 x 5mm, numbered 351-400 (5 of each number). Package of 250. For use with Konnect-It terminal block. | Stock | 8.5 | 8.75
KN-L5-4 | Konnect-It marking tag, 5 x 5mm, single number (4). Package of 500. For use with Konnect-It terminal block. | Stock | 15.75 | 16.5
KN-L5-401-450 | Konnect-It marking tag, 5 x 5mm, numbered 401-450 (10 of each number). Package of 500. For use with Konnect-It terminal block. | Stock | 15.75 | 16.5
KN-L5-401-450-250 | Konnect-It marking tag, 5 x 5mm, numbered 401-450 (5 of each number). Package of 250. For use with Konnect-It terminal block. | Stock | 8.5 | 8.75
KN-L5-41-50 | Konnect-It marking tag, 5 x 5mm, numbered 41-50 (50 of each number). Package of 500. For use with Konnect-It terminal block. | Stock | 15.75 | 16.5
KN-L5-41-50-250 | Konnect-It marking tag, 5 x 5mm, numbered 41-50 (25 of each number). Package of 250. For use with Konnect-It terminal block. | Stock | 8.5 | 8.75
KN-L5-4-250 | Konnect-It marking tag, 5 x 5mm, single number (4). Package of 250. For use with Konnect-It terminal block. | Stock | 8.5 | 8.75
KN-L5-451-500 | Konnect-It marking tag, 5 x 5mm, numbered 451-500 (10 of each number). Package of 500. For use with Konnect-It terminal block. | Stock | 15.75 | 16.5
KN-L5-451-500-250 | Konnect-It marking tag, 5 x 5mm, numbered 451-500 (5 of each number). Package of 250. For use with Konnect-It terminal block. | Stock | 8.5 | 8.75
KN-L5-5 | Konnect-It marking tag, 5 x 5mm, single number (5). Package of 500. For use with Konnect-It terminal block. | Stock | 15.75 | 16.5
KN-L5-51-100 | Konnect-It marking tag, 5 x 5mm, numbered 51-100 (10 of each number). Package of 500. For use with Konnect-It terminal block. | Stock | 15.75 | 16.5
KN-L5-51-100-250 | Konnect-It marking tag, 5 x 5mm, numbered 51-100 (5 of each number). Package of 250. For use with Konnect-It terminal block. | Stock | 8.5 | 8.75
KN-L5-5-250 | Konnect-It marking tag, 5 x 5mm, single number (5). Package of 250. For use with Konnect-It terminal block. | Stock | 8.5 | 8.75
KN-L5-6 | Konnect-It marking tag, 5 x 5mm, single number (6). Package of 500. For use with Konnect-It terminal block. | Stock | 15.75 | 16.5
KN-L5-6-250 | Konnect-It marking tag, 5 x 5mm, single number (6). Package of 250. For use with Konnect-It terminal block. | Stock | 8.5 | 8.75
KN-L5-7 | Konnect-It marking tag, 5 x 5mm, single number (7). Package of 500. For use with Konnect-It terminal block. | Stock | 15.75 | 16.5
KN-L5-7-250 | Konnect-It marking tag, 5 x 5mm, single number (7). Package of 250. For use with Konnect-It terminal block. | Stock | 8.5 | 8.75
KN-L5-8 | Konnect-It marking tag, 5 x 5mm, single number (8). Package of 500. For use with Konnect-It terminal block. | Stock | 15.75 | 16.5
KN-L5-8-250 | Konnect-It marking tag, 5 x 5mm, single number (8). Package of 250. For use with Konnect-It terminal block. | Stock | 8.5 | 8.75
KN-L5-9 | Konnect-It marking tag, 5 x 5mm, single number (9). Package of 500. For use with Konnect-It terminal block. | Stock | 15.75 | 16.5
KN-L5-9-250 | Konnect-It marking tag, 5 x 5mm, single number (9). Package of 250. For use with Konnect-It terminal block. | Stock | 8.5 | 8.75
KN-L5-A | Konnect-It marking tag, 5 x 5mm, single character (A). Package of 500. For use with Konnect-It terminal block. | Stock | 15.75 | 16.5
KN-L5-A-250 | Konnect-It marking tag, 5 x 5mm, single character (A). Package of 250. For use with Konnect-It terminal block. | Stock | 8.5 | 8.75
KN-L5-B | Konnect-It marking tag, 5 x 5mm, single character (B). Package of 500. For use with Konnect-It terminal block. | Stock | 15.75 | 16.5
KN-L5-B-250 | Konnect-It marking tag, 5 x 5mm, single character (B). Package of 250. For use with Konnect-It terminal block. | Stock | 8.5 | 8.75
KN-L5-BLANK | Konnect-It marking tag, 5 x 5mm, blank. Package of 500. For use with Konnect-It terminal block. | Stock | 13 | 13.5
KN-L5-BLANK-250 | Konnect-It marking tag, 5 x 5mm, blank. Package of 250. For use with Konnect-It terminal block. | Stock | 8.5 | 8.75
KN-L5-C | Konnect-It marking tag, 5 x 5mm, single character (C). Package of 500. For use with Konnect-It terminal block. | Stock | 15.75 | 16.5
KN-L5-C-250 | Konnect-It marking tag, 5 x 5mm, single character (C). Package of 250. For use with Konnect-It terminal block. | Stock | 8.5 | 8.75
KN-L5-D | Konnect-It marking tag, 5 x 5mm, single character (D). Package of 500. For use with Konnect-It terminal block. | Stock | 15.75 | 16.5
KN-L5-D-250 | Konnect-It marking tag, 5 x 5mm, single character (D). Package of 250. For use with Konnect-It terminal block. | Stock | 8.5 | 8.75
KN-L5-E | Konnect-It marking tag, 5 x 5mm, single character (E). Package of 500. For use with Konnect-It terminal block. | Stock | 15.75 | 16.5
KN-L5-E-250 | Konnect-It marking tag, 5 x 5mm, single character (E). Package of 250. For use with Konnect-It terminal block. | Stock | 8.5 | 8.75
KN-L5-F | Konnect-It marking tag, 5 x 5mm, single character (F). Package of 500. For use with Konnect-It terminal block. | Stock | 15.75 | 16.5
KN-L5-F-250 | Konnect-It marking tag, 5 x 5mm, single character (F). Package of 250. For use with Konnect-It terminal block. | Stock | 8.5 | 8.75
KN-L5-G | Konnect-It marking tag, 5 x 5mm, single character (G). Package of 500. For use with Konnect-It terminal block. | Stock | 15.75 | 16.5
KN-L5-G-250 | Konnect-It marking tag, 5 x 5mm, single character (G). Package of 250. For use with Konnect-It terminal block. | Stock | 8.5 | 8.75
KN-L5-GND | Konnect-It marking tag, 5 x 5mm, printed with (GND). Package of 500. For use with Konnect-It terminal block. | Stock | 15.75 | 16.5
KN-L5-GND-250 | Konnect-It marking tag, 5 x 5mm, printed with (GND). Package of 250. For use with Konnect-It terminal block. | Stock | 8.5 | 8.75
KN-L5-H | Konnect-It marking tag, 5 x 5mm, single character (H). Package of 500. For use with Konnect-It terminal block. | Stock | 15.75 | 16.5
KN-L5-H-250 | Konnect-It marking tag, 5 x 5mm, single character (H). Package of 250. For use with Konnect-It terminal block. | Stock | 8.5 | 8.75
KN-L5-I | Konnect-It marking tag, 5 x 5mm, single character (I). Package of 500. For use with Konnect-It terminal block. | Stock | 15.75 | 16.5
KN-L5-I-250 | Konnect-It marking tag, 5 x 5mm, single character (I). Package of 250. For use with Konnect-It terminal block. | Stock | 8.5 | 8.75
KN-L5-J | Konnect-It marking tag, 5 x 5mm, single character (J). Package of 500. For use with Konnect-It terminal block. | Stock | 15.75 | 16.5
KN-L5-J-250 | Konnect-It marking tag, 5 x 5mm, single character (J). Package of 250. For use with Konnect-It terminal block. | Stock | 8.5 | 8.75
KN-L5-K | Konnect-It marking tag, 5 x 5mm, single character (K). Package of 500. For use with Konnect-It terminal block. | Stock | 15.75 | 16.5
KN-L5-K-250 | Konnect-It marking tag, 5 x 5mm, single character (K). Package of 250. For use with Konnect-It terminal block. | Stock | 8.5 | 8.75
KN-L5-L | Konnect-It marking tag, 5 x 5mm, single character (L). Package of 500. For use with Konnect-It terminal block. | Stock | 15.75 | 16.5
KN-L5-L1 | Konnect-It marking tag, 5 x 5mm, printed with (L1). Package of 500. For use with Konnect-It terminal block. | Stock | 15.75 | 16.5
KN-L5-L1-250 | Konnect-It marking tag, 5 x 5mm, printed with (L1). Package of 250. For use with Konnect-It terminal block. | Stock | 8.5 | 8.75
KN-L5-L2 | Konnect-It marking tag, 5 x 5mm, printed with (L2). Package of 500. For use with Konnect-It terminal block. | Stock | 15.75 | 16.5
KN-L5-L2-250 | Konnect-It marking tag, 5 x 5mm, printed with (L2). Package of 250. For use with Konnect-It terminal block. | Stock | 8.5 | 8.75
KN-L5-L-250 | Konnect-It marking tag, 5 x 5mm, single character (L). Package of 250. For use with Konnect-It terminal block. | Stock | 8.5 | 8.75
KN-L5-L3 | Konnect-It marking tag, 5 x 5mm, printed with (L3). Package of 500. For use with Konnect-It terminal block. | Stock | 15.75 | 16.5
KN-L5-L3-250 | Konnect-It marking tag, 5 x 5mm, printed with (L3). Package of 250. For use with Konnect-It terminal block. | Stock | 8.5 | 8.75
KN-L5-M | Konnect-It marking tag, 5 x 5mm, single character (M). Package of 500. For use with Konnect-It terminal block. | Stock | 15.75 | 16.5
KN-L5-M-250 | Konnect-It marking tag, 5 x 5mm, single character (M). Package of 250. For use with Konnect-It terminal block. | Stock | 8.5 | 8.75
KN-L5-N | Konnect-It marking tag, 5 x 5mm, single character (N). Package of 500. For use with Konnect-It terminal block. | Stock | 15.75 | 16.5
KN-L5-N-250 | Konnect-It marking tag, 5 x 5mm, single character (N). Package of 250. For use with Konnect-It terminal block. | Stock | 8.5 | 8.75
KN-L5-NEG | Konnect-It marking tag, 5 x 5mm, single character (-). Package of 500. For use with Konnect-It terminal block. | Stock | 15.75 | 16.5
KN-L5-NEG-250 | Konnect-It marking tag, 5 x 5mm, single character (-). Package of 250. For use with Konnect-It terminal block. | Stock | 8.5 | 8.75
KN-L5-O | Konnect-It marking tag, 5 x 5mm, single character (O). Package of 500. For use with Konnect-It terminal block. | Stock | 15.75 | 16.5
KN-L5-O-250 | Konnect-It marking tag, 5 x 5mm, single character (O). Package of 250. For use with Konnect-It terminal block. | Stock | 8.5 | 8.75
KN-L5-P | Konnect-It marking tag, 5 x 5mm, single character (P). Package of 500. For use with Konnect-It terminal block. | Stock | 15.75 | 16.5
KN-L5-P-250 | Konnect-It marking tag, 5 x 5mm, single character (P). Package of 250. For use with Konnect-It terminal block. | Stock | 8.5 | 8.75
KN-L5-POS | Konnect-It marking tag, 5 x 5mm, single character (+). Package of 500. For use with Konnect-It terminal block. | Stock | 15.75 | 16.5
KN-L5-POS-250 | Konnect-It marking tag, 5 x 5mm, single character (+). Package of 250. For use with Konnect-It terminal block. | Stock | 8.5 | 8.75
KN-L5-Q | Konnect-It marking tag, 5 x 5mm, single character (Q). Package of 500. For use with Konnect-It terminal block. | Stock | 15.75 | 16.5
KN-L5-Q-250 | Konnect-It marking tag, 5 x 5mm, single character (Q). Package of 250. For use with Konnect-It terminal block. | Stock | 8.5 | 8.75
KN-L5-R | Konnect-It marking tag, 5 x 5mm, single character (R). Package of 500. For use with Konnect-It terminal block. | Stock | 15.75 | 16.5
KN-L5-R-250 | Konnect-It marking tag, 5 x 5mm, single character (R). Package of 250. For use with Konnect-It terminal block. | Stock | 8.5 | 8.75
KN-L5-S | Konnect-It marking tag, 5 x 5mm, single character (S). Package of 500. For use with Konnect-It terminal block. | Stock | 15.75 | 16.5
KN-L5-S-250 | Konnect-It marking tag, 5 x 5mm, single character (S). Package of 250. For use with Konnect-It terminal block. | Stock | 8.5 | 8.75
KN-L5-T | Konnect-It marking tag, 5 x 5mm, single character (T). Package of 500. For use with Konnect-It terminal block. | Stock | 15.75 | 16.5
KN-L5-T-250 | Konnect-It marking tag, 5 x 5mm, single character (T). Package of 250. For use with Konnect-It terminal block. | Stock | 8.5 | 8.75
KN-L5-U | Konnect-It marking tag, 5 x 5mm, single character (U). Package of 500. For use with Konnect-It terminal block. | Stock | 15.75 | 16.5
KN-L5-U-250 | Konnect-It marking tag, 5 x 5mm, single character (U). Package of 250. For use with Konnect-It terminal block. | Stock | 8.5 | 8.75
KN-L5-V | Konnect-It marking tag, 5 x 5mm, single character (V). Package of 500. For use with Konnect-It terminal block. | Stock | 15.75 | 16.5
KN-L5-V-250 | Konnect-It marking tag, 5 x 5mm, single character (V). Package of 250. For use with Konnect-It terminal block. | Stock | 8.5 | 8.75
KN-L5-W | Konnect-It marking tag, 5 x 5mm, single character (W). Package of 500. For use with Konnect-It terminal block. | Stock | 15.75 | 16.5
KN-L5-W-250 | Konnect-It marking tag, 5 x 5mm, single character (W). Package of 250. For use with Konnect-It terminal block. | Stock | 8.5 | 8.75
KN-L5-X | Konnect-It marking tag, 5 x 5mm, single character (X). Package of 500. For use with Konnect-It terminal block. | Stock | 15.75 | 16.5
KN-L5-X-250 | Konnect-It marking tag, 5 x 5mm, single character (X). Package of 250. For use with Konnect-It terminal block. | Stock | 8.5 | 8.75
KN-L5X-BLNK | Konnect-It marking tag, 5 x 10mm, blank. Package of 440. For use with Konnect-It terminal block. | Stock | 14.5 | 15
KN-L5X-BLNK-220 | Konnect-It marking tag, 5 x 10mm, blank. Package of 220. For use with Konnect-It terminal block. | Stock | 7.75 | 8
KN-L5-Y | Konnect-It marking tag, 5 x 5mm, single character (Y). Package of 500. For use with Konnect-It terminal block. | Stock | 15.75 | 16.5
KN-L5-Y-250 | Konnect-It marking tag, 5 x 5mm, single character (Y). Package of 250. For use with Konnect-It terminal block. | Stock | 8.5 | 8.75
KN-L5-Z | Konnect-It marking tag, 5 x 5mm, single character (Z). Package of 500. For use with Konnect-It terminal block. | Stock | 15.75 | 16.5
KN-L5-Z-250 | Konnect-It marking tag, 5 x 5mm, single character (Z). Package of 250. For use with Konnect-It terminal block. | Stock | 8.5 | 8.75
KN-L6P5-1-10 | Konnect-It marking tag, 6.5 x 10mm, numbered 1-10 (50 of each number). Package of 500. For use with Konnect-It terminal block 6.5mm or wider. | Stock | 41.25 | 43
KN-L6P5-1-10-250 | Konnect-It marking tag, 6.5 x 10mm, numbered 1-10 (25 of each number). Package of 250. For use with Konnect-It terminal block 6.5mm or wider. | Stock | 22.75 | 23.5
KN-L6P5-11-20 | Konnect-It marking tag, 6.5 x 10mm, numbered 11-20 (50 of each number). Package of 500. For use with Konnect-It terminal block 6.5mm or wider. | Stock | 41.25 | 43
KN-L6P5-11-20-250 | Konnect-It marking tag, 6.5 x 10mm, numbered 11-20 (25 of each number). Package of 250. For use with Konnect-It terminal block 6.5mm or wider. | Stock | 22.75 | 23.5
KN-L6P5-21-30 | Konnect-It marking tag, 6.5 x 10mm, numbered 21-30 (50 of each number). Package of 500. For use with Konnect-It terminal block 6.5mm or wider. | Stock | 41.25 | 43
KN-L6P5-21-30-250 | Konnect-It marking tag, 6.5 x 10mm, numbered 21-30 (25 of each number). Package of 250. For use with Konnect-It terminal block 6.5mm or wider. | Stock | 22.75 | 23.5
KN-L6P5-31-40 | Konnect-It marking tag, 6.5 x 10mm, numbered 31-40 (50 of each number). Package of 500. For use with Konnect-It terminal block 6.5mm or wider. | Stock | 41.25 | 43
KN-L6P5-31-40-250 | Konnect-It marking tag, 6.5 x 10mm, numbered 31-40 (25 of each number). Package of 250. For use with Konnect-It terminal block 6.5mm or wider. | Stock | 22.75 | 23.5
KN-L6P5-41-50 | Konnect-It marking tag, 6.5 x 10mm, numbered 41-50 (50 of each number). Package of 500. For use with Konnect-It terminal block 6.5mm or wider. | Stock | 41.25 | 43
KN-L6P5-41-50-250 | Konnect-It marking tag, 6.5 x 10mm, numbered 41-50 (25 of each number). Package of 250. For use with Konnect-It terminal block 6.5mm or wider. | Stock | 22.75 | 23.5
KN-L6P5-51-60 | Konnect-It marking tag, 6.5 x 10mm, numbered 51-60 (50 of each number). Package of 500. For use with Konnect-It terminal block 6.5mm or wider. | Stock | 41.25 | 43
KN-L6P5-51-60-250 | Konnect-It marking tag, 6.5 x 10mm, numbered 51-60 (25 of each number). Package of 250. For use with Konnect-It terminal block 6.5mm or wider. | Stock | 22.75 | 23.5
KN-L6P5-61-70 | Konnect-It marking tag, 6.5 x 10mm, numbered 61-70 (50 of each number). Package of 500. For use with Konnect-It terminal block 6.5mm or wider. | Stock | 41.25 | 43
KN-L6P5-61-70-250 | Konnect-It marking tag, 6.5 x 10mm, numbered 61-70 (25 of each number). Package of 250. For use with Konnect-It terminal block 6.5mm or wider. | Stock | 22.75 | 23.5
KN-L6P5-71-80 | Konnect-It marking tag, 6.5 x 10mm, numbered 71-80 (50 of each number). Package of 500. For use with Konnect-It terminal block 6.5mm or wider. | Stock | 41.25 | 43
KN-L6P5-71-80-250 | Konnect-It marking tag, 6.5 x 10mm, numbered 71-80 (25 of each number). Package of 250. For use with Konnect-It terminal block 6.5mm or wider. | Stock | 22.75 | 23.5
KN-L6P5-81-90 | Konnect-It marking tag, 6.5 x 10mm, numbered 81-90 (50 of each number). Package of 500. For use with Konnect-It terminal block 6.5mm or wider. | Stock | 41.25 | 43
KN-L6P5-81-90-250 | Konnect-It marking tag, 6.5 x 10mm, numbered 81-90 (25 of each number). Package of 250. For use with Konnect-It terminal block 6.5mm or wider. | Stock | 22.75 | 23.5
KN-L6P5-91-100 | Konnect-It marking tag, 6.5 x 10mm, numbered 91-100 (50 of each number). Package of 500. For use with Konnect-It terminal block 6.5mm or wider. | Stock | 41.25 | 43
KN-L6P5-91-100-250 | Konnect-It marking tag, 6.5 x 10mm, numbered 91-100 (25 of each number). Package of 250. For use with Konnect-It terminal block 6.5mm or wider. | Stock | 22.75 | 23.5
KN-L6P5-BLNK | Konnect-It marking tag, 6.5 x 10mm, blank. Package of 500. For use with Konnect-It terminal block 6.5mm or wider. | Stock | 41 | 42.5
KN-L6P5-BLNK-250 | Konnect-It marking tag, 6.5 x 10mm, blank. Package of 250. For use with Konnect-It terminal block 6.5mm or wider. | Stock | 22.25 | 23
KN-L6X-BLNK | Konnect-It marking tag, 6 x 10mm, blank. Package of 360. For use with Konnect-It terminal block 6mm or wider. | Stock | 13.5 | 14
KN-L6X-BLNK-180 | Konnect-It marking tag, 6 x 10mm, blank. Package of 180. For use with Konnect-It terminal block 6mm or wider. | Stock | 7.25 | 7.5
KN-M10BLU | Konnect-It screw mini single-level feedthrough terminal block, accepts wire size 26-10 AWG, blue, 30A, 300V rated (UL), 15mm DIN rail mount, 100kA SCCR. Package of 100. For use with jumpers KN-2JM10, KN-3JM10, KN-4JM10 and KN-10JM10. | Stock | 52.5 | 55
KN-M10BLU-25 | Konnect-It screw mini single-level feedthrough terminal block, accepts wire size 26-10 AWG, blue, 30A, 300V rated (UL), 15mm DIN rail mount, 100kA SCCR. Package of 25. For use with jumpers KN-2JM10, KN-3JM10, KN-4JM10 and KN-10JM10. | Stock | 12 | 12.5
KN-M10GRY | Konnect-It screw mini single-level feedthrough terminal block, accepts wire size 26-10 AWG, gray, 30A, 300V rated (UL), 15mm DIN rail mount, 100kA SCCR. Package of 100. For use with jumpers KN-2JM10, KN-3JM10, KN-4JM10 and KN-10JM10. | Stock | 52.5 | 55
KN-M10GRY-25 | Konnect-It screw mini single-level feedthrough terminal block, accepts wire size 26-10 AWG, gray, 30A, 300V rated (UL), 15mm DIN rail mount, 100kA SCCR. Package of 25. For use with jumpers KN-2JM10, KN-3JM10, KN-4JM10 and KN-10JM10. | Stock | 12 | 12.5
KN-M12BLU | Konnect-It screw mini single-level feedthrough terminal block, accepts wire size 26-12 AWG, blue, 20A, 300V rated (UL), 15mm DIN rail mount, 100kA SCCR. Package of 100. For use with jumpers KN-2JM12, KN-3JM12, KN-4JM12 and KN-10JM12. | Stock | 42.75 | 44.5
KN-M12BLU-25 | Konnect-It screw mini single-level feedthrough terminal block, accepts wire size 26-12 AWG, blue, 20A, 300V rated (UL), 15mm DIN rail mount, 100kA SCCR. Package of 25. For use with jumpers KN-2JM12, KN-3JM12, KN-4JM12 and KN-10JM12. | Stock | 10.5 | 11
KN-M12GRY | Konnect-It screw mini single-level feedthrough terminal block, accepts wire size 26-12 AWG, gray, 20A, 300V rated (UL), 15mm DIN rail mount, 100kA SCCR. Package of 100. For use with jumpers KN-2JM12, KN-3JM12, KN-4JM12 and KN-10JM12. | Stock | 42.75 | 44.5
KN-M12GRY-25 | Konnect-It screw mini single-level feedthrough terminal block, accepts wire size 26-12 AWG, gray, 20A, 300V rated (UL), 15mm DIN rail mount, 100kA SCCR. Package of 25. For use with jumpers KN-2JM12, KN-3JM12, KN-4JM12 and KN-10JM12. | Stock | 10.5 | 11
KN-MA-1 | Konnect-It label holder, 0.5 x 1.5in. Package of 25. For use with KN-EB4 end bracket. Label media not included. | Stock | 15.25 | 16
KN-MA-1-10 | Konnect-It label holder, 0.5 x 1.5in. Package of 10. For use with KN-EB4 end bracket. Label media not included. | Stock | 7.25 | 7.5
KN-MA-2 | Konnect-It label holder, 0.5 x 1.5in. Package of 50. For use with KN-EB7 end bracket. Label media not included. | Stock | 39.5 | 41
KN-MA-2-10 | Konnect-It label holder, 0.5 x 1.5in. Package of 10. For use with KN-EB7 end bracket. Label media not included. | Stock | 9 | 9.25
KN-MA-3 | Konnect-It marking tag adapter, package of 25. For use with KN-L5X5 marking tags and KN-T4 or KN-T2 series terminal blocks. | Stock | 10 | 10.5
KN-MA-4 | Konnect-It marking tag adapter, package of 25. For use with KN-L5X5 marking tags and KN-T12 to KN-T6 series terminal blocks. | Stock | 9 | 9.25
KN-MA-5 | Konnect-It label holder, 0.5 x 1.5in. Package of 50. For use with any 35mm DIN rail. Label media included. | Stock | 32 | 33.5
KN-MA-5-25 | Konnect-It label holder, 0.5 x 1.5in. Package of 25. For use with any 35mm DIN rail. Label media included. | Stock | 19.5 | 20.5
KN-MG10 | Konnect-It screw mini grounding terminal block, accepts wire size 26-10 AWG, green and yellow, 15mm DIN rail mount, 100kA SCCR. Package of 50. Use to mechanically and electrically connect wires to 15mm DIN rail through the snap-on clamping foot. | Stock | 81.25 | 85
KN-MG10-10 | Konnect-It screw mini grounding terminal block, accepts wire size 26-10 AWG, green and yellow, 15mm DIN rail mount, 100kA SCCR. Package of 10. Use to mechanically and electrically connect wires to 15mm DIN rail through the snap-on clamping foot. | Stock | 24.25 | 25
KN-MG12 | Konnect-It screw mini grounding terminal block, accepts wire size 26-12 AWG, green and yellow, 15mm DIN rail mount, 100kA SCCR. Package of 50. Use to mechanically and electrically connect wires to 15mm DIN rail through the snap-on clamping foot. | Stock | 105 | 109
KN-MG12-10 | Konnect-It screw mini grounding terminal block, accepts wire size 26-12 AWG, green and yellow, 15mm DIN rail mount, 100kA SCCR. Package of 10. Use to mechanically and electrically connect wires to 15mm DIN rail through the snap-on clamping foot. | Stock | 22.25 | 23
KN-ST1BLK | Konnect-It terminal block separator, black. Package of 10. For use with KN-T12 to KN-T6 series block. | Stock | 3.25 | 3.5
KN-ST1BLU | Konnect-It terminal block separator, blue. Package of 10. For use with KN-T12 to KN-T6 series block. | Stock | 3.25 | 3.5
KN-ST1BRN | Konnect-It terminal block separator, brown. Package of 10. For use with KN-T12 to KN-T6 series block. | Stock | 3.25 | 3.5
KN-ST1GRN | Konnect-It terminal block separator, green. Package of 10. For use with KN-T12 to KN-T6 series block. | Stock | 3.25 | 3.5
KN-ST1GRY | Konnect-It terminal block separator, gray. Package of 25. For use with KN-T12 to KN-T6 series block. | Stock | 9 | 9.25
KN-ST1ORG | Konnect-It terminal block separator, orange. Package of 10. For use with KN-T12 to KN-T6 series block. | Stock | 3.25 | 3.5
KN-ST1RED | Konnect-It terminal block separator, red. Package of 10. For use with KN-T12 to KN-T6 series block. | Stock | 3.25 | 3.5
KN-ST1WHT | Konnect-It terminal block separator, white. Package of 10. For use with KN-T12 to KN-T6 series block. | Stock | 3.25 | 3.5
KN-ST1YEL | Konnect-It terminal block separator, yellow. Package of 10. For use with KN-T12 to KN-T6 series block. | Stock | 3.25 | 3.5
KN-ST2BLU | Konnect-It terminal block separator, blue. Package of 10. For use with KN-T4 series block. | Stock | 12 | 12.5
KN-ST2GRY | Konnect-It terminal block separator, gray. Package of 25. For use with KN-T4 series block. | Stock | 12 | 12.5
KN-ST3BLU | Konnect-It terminal block separator, blue. Package of 10. For use with KN-T2 series block. | Stock | 6 | 6.25
KN-ST3GRY | Konnect-It terminal block separator, gray. Package of 10. For use with KN-T2 series block. | Stock | 6 | 6.25
KN-T1/0BLU | Konnect-It screw single-level feedthrough terminal block, accepts wire size 6-1/0 AWG, blue, 150A, 600V rated (UL), 35mm DIN rail mount, 100kA SCCR. Package of 25. For use with jumpers KN-2J1/0, KN-3J1/0, KN-4J1/0 and KN-10J1/0. | Stock | 77 | 80
KN-T1/0BLU-10 | Konnect-It screw single-level feedthrough terminal block, accepts wire size 6-1/0 AWG, blue, 150A, 600V rated (UL), 35mm DIN rail mount, 100kA SCCR. Package of 10. For use with jumpers KN-2J1/0, KN-3J1/0, KN-4J1/0 or KN-10J1/0. | Stock | 29.25 | 30.5
KN-T1/0GRY | Konnect-It screw single-level feedthrough terminal block, accepts wire size 6-1/0 AWG, gray, 150A, 600V rated (UL), 35mm DIN rail mount, 100kA SCCR. Package of 25. For use with jumpers KN-2J1/0, KN-3J1/0, KN-4J1/0 and KN-10J1/0. | Stock | 77 | 80
KN-T1/0GRY-10 | Konnect-It screw single-level feedthrough terminal block, accepts wire size 6-1/0 AWG, gray, 150A, 600V rated (UL), 35mm DIN rail mount, 100kA SCCR. Package of 10. For use with jumpers KN-2J1/0, KN-3J1/0, KN-4J1/0 or KN-10J1/0. | Stock | 29.25 | 30.5
KN-T10BLK-20 | Konnect-It screw single-level feedthrough terminal block, accepts wire size 26-10 AWG, black, 30A, 300V rated (UL), 35mm DIN rail mount, 100kA SCCR. Package of 20. For use with jumpers KN-2J10, KN-3J10, KN-4J10 and KN-10J10. | Stock | 6.25
KN-T10BLK-80 | Konnect-It screw single-level feedthrough terminal block, accepts wire size 26-10 AWG, black, 30A, 300V rated (UL), 35mm DIN rail mount, 100kA SCCR. Package of 80. For use with jumpers KN-2J10, KN-3J10, KN-4J10 and KN-10J10. | Stock | 23.25
KN-T10BLU-20 | Konnect-It screw single-level feedthrough terminal block, accepts wire size 26-10 AWG, blue, 30A, 300V rated (UL), 35mm DIN rail mount, 100kA SCCR. Package of 20. For use with jumpers KN-2J10, KN-3J10, KN-4J10 and KN-10J10. | Stock | 6.25
KN-T10BLU-80 | Konnect-It screw single-level feedthrough terminal block, accepts wire size 26-10 AWG, blue, 30A, 300V rated (UL), 35mm DIN rail mount, 100kA SCCR. Package of 80. For use with jumpers KN-2J10, KN-3J10, KN-4J10 and KN-10J10. | Stock | 23.25
KN-T10BRN-20 | Konnect-It screw single-level feedthrough terminal block, accepts wire size 26-10 AWG, brown, 30A, 300V rated (UL), 35mm DIN rail mount, 100kA SCCR. Package of 20. For use with jumpers KN-2J10, KN-3J10, KN-4J10 and KN-10J10. | Stock | 6.25
KN-T10BRN-80 | Konnect-It screw single-level feedthrough terminal block, accepts wire size 26-10 AWG, brown, 30A, 300V rated (UL), 35mm DIN rail mount, 100kA SCCR. Package of 80. For use with jumpers KN-2J10, KN-3J10, KN-4J10 and KN-10J10. | Stock | 23.25
KN-T10GRN-20 | Konnect-It screw single-level feedthrough terminal block, accepts wire size 26-10 AWG, green, 30A, 300V rated (UL), 35mm DIN rail mount, 100kA SCCR. Package of 20. For use with jumpers KN-2J10, KN-3J10, KN-4J10 and KN-10J10. | Stock | 6.25
KN-T10GRN-80 | Konnect-It screw single-level feedthrough terminal block, accepts wire size 26-10 AWG, green, 30A, 300V rated (UL), 35mm DIN rail mount, 100kA SCCR. Package of 80. For use with jumpers KN-2J10, KN-3J10, KN-4J10 and KN-10J10. | Stock | 23.25
KN-T10GRY-20 | Konnect-It screw single-level feedthrough terminal block, accepts wire size 26-10 AWG, gray, 30A, 300V rated (UL), 35mm DIN rail mount, 100kA SCCR. Package of 20. For use with jumpers KN-2J10, KN-3J10, KN-4J10 and KN-10J10. | Stock | 6.25
KN-T10GRY-80 | Konnect-It screw single-level feedthrough terminal block, accepts wire size 26-10 AWG, gray, 30A, 300V rated (UL), 35mm DIN rail mount, 100kA SCCR. Package of 80. For use with jumpers KN-2J10, KN-3J10, KN-4J10 and KN-10J10. | Stock | 23.25
KN-T10ORG-20 | Konnect-It screw single-level feedthrough terminal block, accepts wire size 26-10 AWG, orange, 30A, 300V rated (UL), 35mm DIN rail mount, 100kA SCCR. Package of 20. For use with jumpers KN-2J10, KN-3J10, KN-4J10 and KN-10J10. | Stock | 6.25
KN-T10ORG-80 | Konnect-It screw single-level feedthrough terminal block, accepts wire size 26-10 AWG, orange, 30A, 300V rated (UL), 35mm DIN rail mount, 100kA SCCR. Package of 80. For use with jumpers KN-2J10, KN-3J10, KN-4J10 and KN-10J10. | Stock | 23.25
KN-T10RED-20 | Konnect-It screw single-level feedthrough terminal block, accepts wire size 26-10 AWG, red, 30A, 300V rated (UL), 35mm DIN rail mount, 100kA SCCR. Package of 20. For use with jumpers KN-2J10, KN-3J10, KN-4J10 and KN-10J10. | Stock | 6.25
KN-T10RED-80 | Konnect-It screw single-level feedthrough terminal block, accepts wire size 26-10 AWG, red, 30A, 300V rated (UL), 35mm DIN rail mount, 100kA SCCR. Package of 80. For use with jumpers KN-2J10, KN-3J10, KN-4J10 and KN-10J10. | Stock | 23.25
KN-T10WHT-20 | Konnect-It screw single-level feedthrough terminal block, accepts wire size 26-10 AWG, white, 30A, 300V rated (UL), 35mm DIN rail mount, 100kA SCCR. Package of 20. For use with jumpers KN-2J10, KN-3J10, KN-4J10 and KN-10J10. | Stock | 6.25
KN-T10WHT-80 | Konnect-It screw single-level feedthrough terminal block, accepts wire size 26-10 AWG, white, 30A, 300V rated (UL), 35mm DIN rail mount, 100kA SCCR. Package of 80. For use with jumpers KN-2J10, KN-3J10, KN-4J10 and KN-10J10. | Stock | 23.25
KN-T10YEL-20 | Konnect-It screw single-level feedthrough terminal block, accepts wire size 26-10 AWG, yellow, 30A, 300V rated (UL), 35mm DIN rail mount, 100kA SCCR. Package of 20. For use with jumpers KN-2J10, KN-3J10, KN-4J10 and KN-10J10. | Stock | 6.25
KN-T10YEL-80 | Konnect-It screw single-level feedthrough terminal block, accepts wire size 26-10 AWG, yellow, 30A, 300V rated (UL), 35mm DIN rail mount, 100kA SCCR. Package of 80. For use with jumpers KN-2J10, KN-3J10, KN-4J10 and KN-10J10. | Stock | 23.25
KN-T12BLK-100 | Konnect-It screw single-level feedthrough terminal block, accepts wire size 26-12 AWG, black, 20A, 600V rated (UL), 35mm DIN rail mount, 100kA SCCR. Package of 100. For use with jumpers KN-2J12, KN-3J12, KN-4J12 and KN-10J12. | Stock | 25.5
KN-T12BLK-25 | Konnect-It screw single-level feedthrough terminal block, accepts wire size 26-12 AWG, black, 20A, 600V rated (UL), 35mm DIN rail mount, 100kA SCCR. Package of 25. For use with jumpers KN-2J12, KN-3J12, KN-4J12 and KN-10J12. | Stock | 7.25 | 7.5
KN-T12BLU-100 | Konnect-It screw single-level feedthrough terminal block, accepts wire size 26-12 AWG, blue, 20A, 600V rated (UL), 35mm DIN rail mount, 100kA SCCR. Package of 100. For use with jumpers KN-2J12, KN-3J12, KN-4J12 and KN-10J12. | Stock | 25.5
KN-T12BLU-25 | Konnect-It screw single-level feedthrough terminal block, accepts wire size 26-12 AWG, blue, 20A, 600V rated (UL), 35mm DIN rail mount, 100kA SCCR. Package of 25. For use with jumpers KN-2J12, KN-3J12, KN-4J12 and KN-10J12. | Stock | 7.25 | 7.5
KN-T12BRN-100 | Konnect-It screw single-level feedthrough terminal block, accepts wire size 26-12 AWG, brown, 20A, 600V rated (UL), 35mm DIN rail mount, 100kA SCCR. Package of 100. For use with jumpers KN-2J12, KN-3J12, KN-4J12 and KN-10J12. | Stock | 25.5
KN-T12BRN-25 | Konnect-It screw single-level feedthrough terminal block, accepts wire size 26-12 AWG, brown, 20A, 600V rated (UL), 35mm DIN rail mount, 100kA SCCR. Package of 25. For use with jumpers KN-2J12, KN-3J12, KN-4J12 and KN-10J12. | Stock | 7.25 | 7.5
KN-T12GRN-100 | Konnect-It screw single-level feedthrough terminal block, accepts wire size 26-12 AWG, green, 20A, 600V rated (UL), 35mm DIN rail mount, 100kA SCCR. Package of 100. For use with jumpers KN-2J12, KN-3J12, KN-4J12 and KN-10J12. | Stock | 25.5
KN-T12GRN-25 | Konnect-It screw single-level feedthrough terminal block, accepts wire size 26-12 AWG, green, 20A, 600V rated (UL), 35mm DIN rail mount, 100kA SCCR. Package of 25. For use with jumpers KN-2J12, KN-3J12, KN-4J12 and KN-10J12. | Stock | 7.25 | 7.5
KN-T12GRY-100 | Konnect-It screw single-level feedthrough terminal block, accepts wire size 26-12 AWG, gray, 20A, 600V rated (UL), 35mm DIN rail mount, 100kA SCCR. Package of 100. For use with jumpers KN-2J12, KN-3J12, KN-4J12 and KN-10J12. | Stock | 25.5
KN-T12GRY-25 | Konnect-It screw single-level feedthrough terminal block, accepts wire size 26-12 AWG, gray, 20A, 600V rated (UL), 35mm DIN rail mount, 100kA SCCR. Package of 25. For use with jumpers KN-2J12, KN-3J12, KN-4J12 and KN-10J12. | Stock | 7.25 | 7.5
KN-T12ORG-100 | Konnect-It screw single-level feedthrough terminal block, accepts wire size 26-12 AWG, orange, 20A, 600V rated (UL), 35mm DIN rail mount, 100kA SCCR. Package of 100. For use with jumpers KN-2J12, KN-3J12, KN-4J12 and KN-10J12. | Stock | 25.5
KN-T12ORG-25 | Konnect-It screw single-level feedthrough terminal block, accepts wire size 26-12 AWG, orange, 20A, 600V rated (UL), 35mm DIN rail mount, 100kA SCCR. Package of 25. For use with jumpers KN-2J12, KN-3J12, KN-4J12 and KN-10J12. | Stock | 7.25 | 7.5
KN-T12RED-100 | Konnect-It screw single-level feedthrough terminal block, accepts wire size 26-12 AWG, red, 20A, 600V rated (UL), 35mm DIN rail mount, 100kA SCCR. Package of 100. For use with jumpers KN-2J12, KN-3J12, KN-4J12 and KN-10J12. | Stock | 25.5
KN-T12RED-25 | Konnect-It screw single-level feedthrough terminal block, accepts wire size 26-12 AWG, red, 20A, 600V rated (UL), 35mm DIN rail mount, 100kA SCCR. Package of 25. For use with jumpers KN-2J12, KN-3J12, KN-4J12 and KN-10J12. | Stock | 7.25 | 7.5
KN-T12SP4 | Konnect-It single-level feedthrough terminal block, 2 wiring terminals per side, accepts wire size 26-12 AWG, gray, 20A, 600V rated (UL), 35mm DIN rail mount. Package of 100. For use with jumpers KN-2JM12, KN-3JM12, KN-4JM12 and KN-10JM12. | Stock | 139 | 145
KN-T12SP4-25 | Konnect-It single-level feedthrough terminal block, 2 wiring terminals per side, accepts wire size 26-12 AWG, gray, 20A, 600V rated (UL), 35mm DIN rail mount. Package of 25. For use with jumpers KN-2JM12, KN-3JM12, KN-4JM12 and KN-10JM12. | Stock | 45.5 | 47.5
KN-T12WHT-100 | Konnect-It screw single-level feedthrough terminal block, accepts wire size 26-12 AWG, white, 20A, 600V rated (UL), 35mm DIN rail mount, 100kA SCCR. Package of 100. For use with jumpers KN-2J12, KN-3J12, KN-4J12 and KN-10J12. | Stock | 25.5
KN-T12WHT-25 | Konnect-It screw single-level feedthrough terminal block, accepts wire size 26-12 AWG, white, 20A, 600V rated (UL), 35mm DIN rail mount, 100kA SCCR. Package of 25. For use with jumpers KN-2J12, KN-3J12, KN-4J12 and KN-10J12. | Stock | 7.25 | 7.5
KN-T12YEL-100 | Konnect-It screw single-level feedthrough terminal block, accepts wire size 26-12 AWG, yellow, 20A, 600V rated (UL), 35mm DIN rail mount, 100kA SCCR. Package of 100. For use with jumpers KN-2J12, KN-3J12, KN-4J12 and KN-10J12. | Stock | 25.5
KN-T12YEL-25 | Konnect-It screw single-level feedthrough terminal block, accepts wire size 26-12 AWG, yellow, 20A, 600V rated (UL), 35mm DIN rail mount, 100kA SCCR. Package of 25. For use with jumpers KN-2J12, KN-3J12, KN-4J12 and KN-10J12. | Stock | 7.25 | 7.5
KN-T2/0BLU | Konnect-It screw single-level feedthrough terminal block, accepts wire size 6-2/0 AWG, blue, 175A, 600V rated (UL), 35mm DIN rail mount, 100kA SCCR. Package of 10. | Stock | 68.25 | 71
KN-T2/0GRY | Konnect-It screw single-level feedthrough terminal block, accepts wire size 6-2/0 AWG, gray, 175A, 600V rated (UL), 35mm DIN rail mount, 100kA SCCR. Package of 10. | Stock | 48.25 | 50
KN-T2BLU | Konnect-It screw single-level feedthrough terminal block, accepts wire size 12-2 AWG, blue, 115A, 600V rated (UL), 35mm DIN rail mount, 100kA SCCR. Package of 40. For use with jumpers KN-2J2, KN-3J2, KN-4J2 and KN-10J2. | Stock | 58.5 | 61
KN-T2BLU-10 | Konnect-It screw single-level feedthrough terminal block, accepts wire size 12-2 AWG, blue, 115A, 600V rated (UL), 35mm DIN rail mount, 100kA SCCR. Package of 10. For use with jumpers KN-2J2, KN-3J2, KN-4J2 or KN-10J2. | Stock | 21 | 22
KN-T2GRY | Konnect-It screw single-level feedthrough terminal block, accepts wire size 12-2 AWG, gray, 115A, 600V rated (UL), 35mm DIN rail mount, 100kA SCCR. Package of 40. For use with jumpers KN-2J2, KN-3J2, KN-4J2 and KN-10J2. | Stock | 79 | 82
KN-T2GRY-10 | Konnect-It screw single-level feedthrough terminal block, accepts wire size 12-2 AWG, gray, 115A, 600V rated (UL), 35mm DIN rail mount, 100kA SCCR. Package of 10. For use with jumpers KN-2J2, KN-3J2, KN-4J2 or KN-10J2. | Stock | 21 | 22
KN-T4BLU | Konnect-It screw single-level feedthrough terminal block, accepts wire size 12-4 AWG, blue, 80A, 600V rated (UL), 35mm DIN rail mount, 100kA SCCR. Package of 50. For use with jumpers KN-2J4, KN-3J4, KN-4J4 and KN-10J4. | Stock | 63 | 66
KN-T4BLU-25 | Konnect-It screw single-level feedthrough terminal block, accepts wire size 12-4 AWG, blue, 80A, 600V rated (UL), 35mm DIN rail mount, 100kA SCCR. Package of 25. For use with jumpers KN-2J4, KN-3J4, KN-4J4 or KN-10J4. | Stock | 39 | 40.5
KN-T4GRY | Konnect-It screw single-level feedthrough terminal block, accepts wire size 12-4 AWG, gray, 80A, 600V rated (UL), 35mm DIN rail mount, 100kA SCCR. Package of 50. For use with jumpers KN-2J4, KN-3J4, KN-4J4 and KN-10J4. | Stock | 63 | 66
KN-T4GRY-25 | Konnect-It screw single-level feedthrough terminal block, accepts wire size 12-4 AWG, gray, 80A, 600V rated (UL), 35mm DIN rail mount, 100kA SCCR. Package of 25. For use with jumpers KN-2J4, KN-3J4, KN-4J4 or KN-10J4. | Stock | 39 | 40.5
KN-T6BLK-25 | Konnect-It screw single-level feedthrough terminal block, accepts wire size 16-6 AWG, black, 65A, 300V rated (UL), 35mm DIN rail mount, 100kA SCCR. Package of 25. For use with jumpers KN-2J6, KN-3J6, KN-4J6 and KN-10J6. | Stock | 21 | 22
KN-T6BLK-50 | Konnect-It screw single-level feedthrough terminal block, accepts wire size 16-6 AWG, black, 65A, 300V rated (UL), 35mm DIN rail mount, 100kA SCCR. Package of 50. For use with jumpers KN-2J6, KN-3J6, KN-4J6 and KN-10J6. | Stock | 39.5
KN-T6BLU-25 | Konnect-It screw single-level feedthrough terminal block, accepts wire size 16-6 AWG, blue, 65A, 300V rated (UL), 35mm DIN rail mount, 100kA SCCR. Package of 25. For use with jumpers KN-2J6, KN-3J6, KN-4J6 or KN-10J6. | Stock | 21 | 22
KN-T6BLU-50 | Konnect-It screw single-level feedthrough terminal block, accepts wire size 16-6 AWG, blue, 65A, 300V rated (UL), 35mm DIN rail mount, 100kA SCCR. Package of 50. For use with jumpers KN-2J6, KN-3J6, KN-4J6 and KN-10J6. | Stock | 39.5
KN-T6BRN-25 | Konnect-It screw single-level feedthrough terminal block, accepts wire size 16-6 AWG, brown, 65A, 300V rated (UL), 35mm DIN rail mount, 100kA SCCR. Package of 25. For use with jumpers KN-2J6, KN-3J6, KN-4J6 and KN-10J6. | Stock | 21 | 22
KN-T6BRN-50 | Konnect-It screw single-level feedthrough terminal block, accepts wire size 16-6 AWG, brown, 65A, 300V rated (UL), 35mm DIN rail mount, 100kA SCCR. Package of 50. For use with jumpers KN-2J6, KN-3J6, KN-4J6 and KN-10J6. | Stock | 39.5
KN-T6GRN-25 | Konnect-It screw single-level feedthrough terminal block, accepts wire size 16-6 AWG, green, 65A, 300V rated (UL), 35mm DIN rail mount, 100kA SCCR. Package of 25. For use with jumpers KN-2J6, KN-3J6, KN-4J6 and KN-10J6. | Stock | 21 | 22
KN-T6GRN-50 | Konnect-It screw single-level feedthrough terminal block, accepts wire size 16-6 AWG, green, 65A, 300V rated (UL), 35mm DIN rail mount, 100kA SCCR. Package of 50. For use with jumpers KN-2J6, KN-3J6, KN-4J6 and KN-10J6. | Stock | 39.5
KN-T6GRY-25 | Konnect-It screw single-level feedthrough terminal block, accepts wire size 16-6 AWG, gray, 65A, 300V rated (UL), 35mm DIN rail mount, 100kA SCCR. Package of 25. For use with jumpers KN-2J6, KN-3J6, KN-4J6 or KN-10J6. | Stock | 21 | 22
KN-T6GRY-50 | Konnect-It screw single-level feedthrough terminal block, accepts wire size 16-6 AWG, gray, 65A, 300V rated (UL), 35mm DIN rail mount, 100kA SCCR. Package of 50. For use with jumpers KN-2J6, KN-3J6, KN-4J6 and KN-10J6. | Stock | 39.5
KN-T6ORG-25 | Konnect-It screw single-level feedthrough terminal block, accepts wire size 16-6 AWG, orange, 65A, 300V rated (UL), 35mm DIN rail mount, 100kA SCCR. Package of 25. For use with jumpers KN-2J6, KN-3J6, KN-4J6 and KN-10J6. | Stock | 21 | 22
KN-T6ORG-50 | Konnect-It screw single-level feedthrough terminal block, accepts wire size 16-6 AWG, orange, 65A, 300V rated (UL), 35mm DIN rail mount, 100kA SCCR. Package of 50. For use with jumpers KN-2J6, KN-3J6, KN-4J6 and KN-10J6. | Stock | 39.5
KN-T6RED-25 | Konnect-It screw single-level feedthrough terminal block, accepts wire size 16-6 AWG, red, 65A, 300V rated (UL), 35mm DIN rail mount, 100kA SCCR. Package of 25. For use with jumpers KN-2J6, KN-3J6, KN-4J6 and KN-10J6. | Stock | 21 | 22
KN-T6RED-50 | Konnect-It screw single-level feedthrough terminal block, accepts wire size 16-6 AWG, red, 65A, 300V rated (UL), 35mm DIN rail mount, 100kA SCCR. Package of 50. For use with jumpers KN-2J6, KN-3J6, KN-4J6 and KN-10J6. | Stock | 39.5
KN-T6WHT-25 | Konnect-It screw single-level feedthrough terminal block, accepts wire size 16-6 AWG, white, 65A, 300V rated (UL), 35mm DIN rail mount, 100kA SCCR. Package of 25. For use with jumpers KN-2J6, KN-3J6, KN-4J6 and KN-10J6. | Stock | 21 | 22
KN-T6WHT-50 | Konnect-It screw single-level feedthrough terminal block, accepts wire size 16-6 AWG, white, 65A, 300V rated (UL), 35mm DIN rail mount, 100kA SCCR. Package of 50. For use with jumpers KN-2J6, KN-3J6, KN-4J6 and KN-10J6. | Stock | 39.5
KN-T6YEL-25 | Konnect-It screw single-level feedthrough terminal block, accepts wire size 16-6 AWG, yellow, 65A, 300V rated (UL), 35mm DIN rail mount, 100kA SCCR. Package of 25. For use with jumpers KN-2J6, KN-3J6, KN-4J6 and KN-10J6. | Stock | 21 | 22
KN-T6YEL-50 | Konnect-It screw single-level feedthrough terminal block, accepts wire size 16-6 AWG, yellow, 65A, 300V rated (UL), 35mm DIN rail mount, 100kA SCCR. Package of 50. For use with jumpers KN-2J6, KN-3J6, KN-4J6 and KN-10J6. | Stock | 39.5
KN-T8BLK-20 | Konnect-It screw single-level feedthrough terminal block, accepts wire size 26-8 AWG, black, 50A, 300V rated (UL), 35mm DIN rail mount, 100kA SCCR. Package of 20. For use with jumpers KN-2J8, KN-3J8, KN-4J8 and KN-10J8. | Stock | 12.25
KN-T8BLK-60 | Konnect-It screw single-level feedthrough terminal block, accepts wire size 26-8 AWG, black, 50A, 300V rated (UL), 35mm DIN rail mount, 100kA SCCR. Package of 60. For use with jumpers KN-2J8, KN-3J8, KN-4J8 and KN-10J8. | Stock | 34
KN-T8BLU-20 | Konnect-It screw single-level feedthrough terminal block, accepts wire size 26-8 AWG, blue, 50A, 300V rated (UL), 35mm DIN rail mount, 100kA SCCR. Package of 20. For use with jumpers KN-2J8, KN-3J8, KN-4J8 and KN-10J8. | Stock | 12.25
KN-T8BLU-60 | Konnect-It screw single-level feedthrough terminal block, accepts wire size 26-8 AWG, blue, 50A, 300V rated (UL), 35mm DIN rail mount, 100kA SCCR. Package of 60. For use with jumpers KN-2J8, KN-3J8, KN-4J8 and KN-10J8. | Stock | 34
KN-T8BRN-20 | Konnect-It screw single-level feedthrough terminal block, accepts wire size 26-8 AWG, brown, 50A, 300V rated (UL), 35mm DIN rail mount, 100kA SCCR. Package of 20. For use with jumpers KN-2J8, KN-3J8, KN-4J8 and KN-10J8. | Stock | 12.25
KN-T8BRN-60 | Konnect-It screw single-level feedthrough terminal block, accepts wire size 26-8 AWG, brown, 50A, 300V rated (UL), 35mm DIN rail mount, 100kA SCCR. Package of 60. For use with jumpers KN-2J8, KN-3J8, KN-4J8 and KN-10J8. | Stock | 34
KN-T8GRN-20 | Konnect-It screw single-level feedthrough terminal block, accepts wire size 26-8 AWG, green, 50A, 300V rated (UL), 35mm DIN rail mount, 100kA SCCR. Package of 20. For use with jumpers KN-2J8, KN-3J8, KN-4J8 and KN-10J8. | Stock | 12.25
KN-T8GRN-60 | Konnect-It screw single-level feedthrough terminal block, accepts wire size 26-8 AWG, green, 50A, 300V rated (UL), 35mm DIN rail mount, 100kA SCCR. Package of 60. For use with jumpers KN-2J8, KN-3J8, KN-4J8 and KN-10J8. | Stock | 34
KN-T8GRY-20 | Konnect-It screw single-level feedthrough terminal block, accepts wire size 26-8 AWG, gray, 50A, 300V rated (UL), 35mm DIN rail mount, 100kA SCCR. Package of 20. For use with jumpers KN-2J8, KN-3J8, KN-4J8 and KN-10J8. | Stock | 12.25
KN-T8GRY-60 | Konnect-It screw single-level feedthrough terminal block, accepts wire size 26-8 AWG, gray, 50A, 300V rated (UL), 35mm DIN rail mount, 100kA SCCR. Package of 60. For use with jumpers KN-2J8, KN-3J8, KN-4J8 and KN-10J8. | Stock | 34
KN-T8ORG-20 | Konnect-It screw single-level feedthrough terminal block, accepts wire size 26-8 AWG, orange, 50A, 300V rated (UL), 35mm DIN rail mount, 100kA SCCR. Package of 20. For use with jumpers KN-2J8, KN-3J8, KN-4J8 and KN-10J8. | Stock | 12.25
KN-T8ORG-60 | Konnect-It screw single-level feedthrough terminal block, accepts wire size 26-8 AWG, orange, 50A, 300V rated (UL), 35mm DIN rail mount, 100kA SCCR. Package of 60. For use with jumpers KN-2J8, KN-3J8, KN-4J8 and KN-10J8. | Stock | 34
KN-T8RED-20 | Konnect-It screw single-level feedthrough terminal block, accepts wire size 26-8 AWG, red, 50A, 300V rated (UL), 35mm DIN rail mount, 100kA SCCR. Package of 20. For use with jumpers KN-2J8, KN-3J8, KN-4J8 and KN-10J8. | Stock | 12.25
KN-T8RED-60 | Konnect-It screw single-level feedthrough terminal block, accepts wire size 26-8 AWG, red, 50A, 300V rated (UL), 35mm DIN rail mount, 100kA SCCR. Package of 60. For use with jumpers KN-2J8, KN-3J8, KN-4J8 and KN-10J8. | Stock | 34
KN-T8WHT-20 | Konnect-It screw single-level feedthrough terminal block, accepts wire size 26-8 AWG, white, 50A, 300V rated (UL), 35mm DIN rail mount, 100kA SCCR. Package of 20. For use with jumpers KN-2J8, KN-3J8, KN-4J8 and KN-10J8. | Stock | 12.25
KN-T8WHT-60 | Konnect-It screw single-level feedthrough terminal block, accepts wire size 26-8 AWG, white, 50A, 300V rated (UL), 35mm DIN rail mount, 100kA SCCR. Package of 60. For use with jumpers KN-2J8, KN-3J8, KN-4J8 and KN-10J8. | Stock | 34
KN-T8YEL-20 | Konnect-It screw single-level feedthrough terminal block, accepts wire size 26-8 AWG, yellow, 50A, 300V rated (UL), 35mm DIN rail mount, 100kA SCCR. Package of 20. For use with jumpers KN-2J8, KN-3J8, KN-4J8 and KN-10J8. | Stock | 12.25
KN-T8YEL-60 | Konnect-It screw single-level feedthrough terminal block, accepts wire size 26-8 AWG, yellow, 50A, 300V rated (UL), 35mm DIN rail mount, 100kA SCCR. Package of 60. For use with jumpers KN-2J8, KN-3J8, KN-4J8 and KN-10J8. | Stock | 34
KN-TC-1 | Konnect-It terminal block top cover, white. Package of 25. For use with KN-T12 to KN-T6 series terminal blocks. | Stock | 7.25 | 7.5
KN-TC-1S | Konnect-It terminal block top cover, white, printed electrical symbol. Package of 25. For use with KN-T12 to KN-T6 series terminal blocks. | Stock | 10 | 10.5
KN-TC-2 | Konnect-It terminal block top cover, white. Package of 25. For use with KN-T4 or KN-T2 series terminal blocks. | Stock | 18.5 | 19
KN-TC-2S | Konnect-It terminal block top cover, white, printed electrical symbol. Package of 25. For use with KN-T4 or KN-T2 series terminal blocks. | Stock | 18.5 | 19
KN-TG12 | Konnect-It screw triple-level feedthrough terminal block, with ground, accepts wire size 24-12 AWG, gray, 24A, 300V rated (UL), 35mm DIN rail mount, 100kA SCCR. Package of 20. For use with jumpers KN-2JTL12, KN-3JTL12, KN-4JTL12 and KN-10JTL12. | Stock | 78 | 81
KN-TL14 | Konnect-It screw triple-level feedthrough terminal block, accepts wire size 24-12 AWG, gray, 24A, 300V rated (UL), 35mm DIN rail mount, 100kA SCCR. Package of 20. For use with jumpers KN-2JTL12, KN-3JTL12, KN-4JTL12 and KN-10JTL12. | Stock | 29.25 | 30.5
KN-TL14S | Konnect-It screw triple-level sensor terminal block, accepts wire size 24-12 AWG, gray, 24A, 300V rated (UL), 35mm DIN rail mount, 100kA SCCR. Package of 20. For use with jumpers KN-2JTL12, KN-3JTL12, KN-4JTL12 and KN-10JTL12. | Stock | 26.5 | 27.5
KN-TL14SLN | Konnect-It screw triple-level sensor terminal block, connected between levels and power indicator, accepts wire size 24-12 AWG, gray, 24A, 24 VDC, NPN LED indicator(s), 35mm DIN rail mount, 100kA SCCR. Package of 20. | Stock | 49.25 | 51
KN-TL14SLP | Konnect-It screw triple-level sensor terminal block, connected between levels and power indicator, accepts wire size 24-12 AWG, gray, 24A, 24 VDC, PNP LED indicator(s), 35mm DIN rail mount, 100kA SCCR. Package of 20. | Stock | 49.25 | 51
KP06MD-M | NITRA pneumatic gripper, parallel, double acting, 6mm bore, 4mm stroke, side mount grip, anodized aluminum body, M3 x 0.5 threaded port(s). | Stock | 154 | 160
KP06MD-MB | NITRA pneumatic gripper, parallel, double acting, 6mm bore, 4mm stroke, end mount grip, anodized aluminum body, M3 x 0.5 threaded port(s). | Stock | 147 | 153
KP06MSA-M | NITRA pneumatic gripper, parallel, single acting, N.O., 6mm bore, 4mm stroke, side mount grip, anodized aluminum body, M3 x 0.5 threaded port(s). | Stock | 147 | 153
KP06MSA-MB | NITRA pneumatic gripper, parallel, single acting, N.O., 6mm bore, 4mm stroke, end mount grip, anodized aluminum body, M3 x 0.5 threaded port(s). | Stock | 147 | 153
KP06MSC-M | NITRA pneumatic gripper, parallel, single acting, N.C., 6mm bore, 4mm stroke, side mount grip, anodized aluminum body, M3 x 0.5 threaded port(s). | Stock | 147 | 153
KP06MSC-MB | NITRA pneumatic gripper, parallel, single acting, N.C., 6mm bore, 4mm stroke, end mount grip, anodized aluminum body, M3 x 0.5 threaded port(s). | Stock | 147 | 153
KP10MD-M | NITRA pneumatic gripper, parallel, double acting, 10mm bore, 4mm stroke, side mount grip, anodized aluminum body, M3 x 0.5 threaded port(s). | Stock | 166 | 173
KP10MD-MB | NITRA pneumatic gripper, parallel, double acting, 10mm bore, 4mm stroke, end mount grip, anodized aluminum body, M3 x 0.5 threaded port(s). | Stock | 160 | 166
KP10MSA-M | NITRA pneumatic gripper, parallel, single acting, N.O., 10mm bore, 4mm stroke, side mount grip, anodized aluminum body, M3 x 0.5 threaded port(s). | Stock | 160 | 166
KP10MSA-MB | NITRA pneumatic gripper, parallel, single acting, N.O., 10mm bore, 4mm stroke, end mount grip, anodized aluminum body, M3 x 0.5 threaded port(s). | Stock | 160 | 166
KP10MSC-M | NITRA pneumatic gripper, parallel, single acting, N.C., 10mm bore, 4mm stroke, side mount grip, anodized aluminum body, M3 x 0.5 threaded port(s). | Stock | 160 | 166
KP10MSC-MB | NITRA pneumatic gripper, parallel, single acting, N.C., 10mm bore, 4mm stroke, end mount grip, anodized aluminum body, M3 x 0.5 threaded port(s). | Stock | 160 | 166
KP16MD-M | NITRA pneumatic gripper, parallel, double acting, 16mm bore, 6mm stroke, side mount grip, anodized aluminum body, M5 x 0.8 threaded port(s). | Stock | 165 | 172
KP16MD-MB | NITRA pneumatic gripper, parallel, double acting, 16mm bore, 6mm stroke, end mount grip, anodized aluminum body, M5 x 0.8 threaded port(s). | Stock | 165 | 172
KP16MSA-M | NITRA pneumatic gripper, parallel, single acting, N.O., 16mm bore, 6mm stroke, side mount grip, anodized aluminum body, M5 x 0.8 threaded port(s). | Stock | 165 | 172
KP16MSA-MB | NITRA pneumatic gripper, parallel, single acting, N.O., 16mm bore, 6mm stroke, end mount grip, anodized aluminum body, M5 x 0.8 threaded port(s). | Stock | 165 | 172
KP16MSC-M | NITRA pneumatic gripper, parallel, single acting, N.C., 16mm bore, 6mm stroke, side mount grip, anodized aluminum body, M5 x 0.8 threaded port(s). | Stock | 165 | 172
KP16MSC-MB | NITRA pneumatic gripper, parallel, single acting, N.C., 16mm bore, 6mm stroke, end mount grip, anodized aluminum body, M5 x 0.8 threaded port(s). | Stock | 165 | 172
KP-200002 | IDEM safety switch, tongue (key) interlock, 180-degree adjustable head, (2) N.C. safety output(s), (1) N.O. monitoring output(s), 58 x 100 x 34mm, plastic body, plastic head. | Stock | 45 | 47.5
KP-200002-SS | IDEM safety switch, tongue (key) interlock, 180-degree adjustable head, (2) N.C. safety output(s), (1) N.O. monitoring output(s), 58 x 103 x 37mm, plastic body, 316 stainless steel head. | Stock | 68
KP-200008 | IDEM safety switch, tongue (key) interlock, 180-degree adjustable head, (3) N.C. safety output(s), (1) N.O. monitoring output(s), 58 x 100 x 34mm, plastic body, plastic head. | Stock | 58 | 61
KP-200011 | IDEM safety switch, tongue (key) interlock, 180-degree adjustable head, (2) N.C. safety output(s), (2) N.O. monitoring output(s), 58 x 100 x 34mm, plastic body, plastic head. | Stock | 58 | 61
KP-200011-SS | IDEM safety switch, tongue (key) interlock, 180-degree adjustable head, (2) N.C. safety output(s), (2) N.O. monitoring output(s), 58 x 103 x 37mm, plastic body, 316 stainless steel head. | Stock | 77 | 82
KP20MD-M | NITRA pneumatic gripper, parallel, double acting, 20mm bore, 10mm stroke, side mount grip, anodized aluminum body, M5 x 0.8 threaded port(s). | Stock | 231 | 240
KP20MD-MB | NITRA pneumatic gripper, parallel, double acting, 20mm bore, 10mm stroke, end mount grip, anodized aluminum body, M5 x 0.8 threaded port(s). | Stock | 231 | 240
KP20MSA-M | NITRA pneumatic gripper, parallel, single acting, N.O., 20mm bore, 10mm stroke, side mount grip, anodized aluminum body, M5 x 0.8 threaded port(s). | Stock | 231 | 240
KP20MSA-MB | NITRA pneumatic gripper, parallel, single acting, N.O., 20mm bore, 10mm stroke, end mount grip, anodized aluminum body, M5 x 0.8 threaded port(s). | Stock | 231 | 240
KP20MSC-M | NITRA pneumatic gripper, parallel, single acting, N.C., 20mm bore, 10mm stroke, side mount grip, anodized aluminum body, M5 x 0.8 threaded port(s). | Stock | 231 | 240
KP20MSC-MB | NITRA pneumatic gripper, parallel, single acting, N.C., 20mm bore, 10mm stroke, end mount grip, anodized aluminum body, M5 x 0.8 threaded port(s). | Stock | 231 | 240
KP25MD-M | NITRA pneumatic gripper, parallel, double acting, 25mm bore, 14mm stroke, side mount grip, anodized aluminum body, M5 x 0.8 threaded port(s). | Stock | 279 | 290
KP25MD-MB | NITRA pneumatic gripper, parallel, double acting, 25mm bore, 14mm stroke, end mount grip, anodized aluminum body, M5 x 0.8 threaded port(s). | Stock | 279 | 290
KP25MSA-M | NITRA pneumatic gripper, parallel, single acting, N.O., 25mm bore, 14mm stroke, side mount grip, anodized aluminum body, M5 x 0.8 threaded port(s). | Stock | 279 | 290
KP25MSA-MB | NITRA pneumatic gripper, parallel, single acting, N.O., 25mm bore, 14mm stroke, end mount grip, anodized aluminum body, M5 x 0.8 threaded port(s). | Stock | 279 | 290
KP25MSC-M | NITRA pneumatic gripper, parallel, single acting, N.C., 25mm bore, 14mm stroke, side mount grip, anodized aluminum body, M5 x 0.8 threaded port(s). | Stock | 279 | 290
KP25MSC-MB | NITRA pneumatic gripper, parallel, single acting, N.C., 25mm bore, 14mm stroke, end mount grip, anodized aluminum body, M5 x 0.8 threaded port(s). | Stock | 279 | 290
KP32MD-M | NITRA pneumatic gripper, parallel, double acting, 32mm bore, 22mm stroke, side mount grip, anodized aluminum body, M5 x 0.8 threaded port(s). | Stock | 418 | 435
KP32MD-MB | NITRA pneumatic gripper, parallel, double acting, 32mm bore, 22mm stroke, end mount grip, anodized aluminum body, M5 x 0.8 threaded port(s). | Stock | 418 | 435
KP32MSA-M | NITRA pneumatic gripper, parallel, single acting, N.O., 32mm bore, 22mm stroke, side mount grip, anodized aluminum body, M5 x 0.8 threaded port(s). | Stock | 418 | 435
KP32MSA-MB | NITRA pneumatic gripper, parallel, single acting, N.O., 32mm bore, 22mm stroke, end mount grip, anodized aluminum body, M5 x 0.8 threaded port(s). | Stock | 418 | 435
KP32MSC-M | NITRA pneumatic gripper, parallel, single acting, N.C., 32mm bore, 22mm stroke, side mount grip, anodized aluminum body, M5 x 0.8 threaded port(s). | Stock | 418 | 435
KP32MSC-MB | NITRA pneumatic gripper, parallel, single acting, N.C., 32mm bore, 22mm stroke, end mount grip, anodized aluminum body, M5 x 0.8 threaded port(s). | Stock | 418 | 435
KP40MD-M | NITRA pneumatic gripper, parallel, double acting, 40mm bore, 30mm stroke, side mount grip, anodized aluminum body, M5 x 0.8 threaded port(s). | Stock | 479 | 498
KP40MD-MB | NITRA pneumatic gripper, parallel, double acting, 40mm bore, 30mm stroke, end mount grip, anodized aluminum body, M5 x 0.8 threaded port(s). | Stock | 479 | 498
KP40MSA-M | NITRA pneumatic gripper, parallel, single acting, N.O., 40mm bore, 30mm stroke, side mount grip, anodized aluminum body, M5 x 0.8 threaded port(s). | Stock | 479 | 498
KP40MSA-MB | NITRA pneumatic gripper, parallel, single acting, N.O., 40mm bore, 30mm stroke, end mount grip, anodized aluminum body, M5 x 0.8 threaded port(s). | Stock | 479 | 498
KP40MSC-M | NITRA pneumatic gripper, parallel, single acting, N.C., 40mm bore, 30mm stroke, side mount grip, anodized aluminum body, M5 x 0.8 threaded port(s). | Stock | 479 | 498
KP40MSC-MB | NITRA pneumatic gripper, parallel, single acting, N.C., 40mm bore, 30mm stroke, end mount grip, anodized aluminum body, M5 x 0.8 threaded port(s). | Stock | 479 | 498
KP-EX-200026 | IDEM safety switch, tongue (key) interlock, hazardous location rated, 180-degree adjustable head, (2) N.C. safety output(s), (2) N.O. monitoring output(s), 58 x 100 x 34mm, plastic body, plastic head. | Stock | 459
KPR-SCE-12VACDC-1 | Klemsan interface relay, 35mm DIN rail mount, finger-safe, 12 VAC/VDC coil voltage, SPDT, 6A contact rating, screw terminal(s), LED indicator(s). | Stock | 6.5 | 6.75
KPR-SCE-230VACDC-1 | Klemsan interface relay, 35mm DIN rail mount, finger-safe, 230 VAC/VDC coil voltage, SPDT, 6A contact rating, screw terminal(s), LED indicator(s). | Stock | 7.75 | 8
KPR-SCE-24VACDC-1 | Klemsan interface relay, 35mm DIN rail mount, finger-safe, 24 VAC/VDC coil voltage, SPDT, 6A contact rating, screw terminal(s), LED indicator(s). | Stock | 6.5 | 6.75
KPR-SCF-115VACDC-1 | Klemsan interface relay, 35mm DIN rail mount, finger-safe, 115 VAC/VDC coil voltage, SPDT, 6A contact rating, screw terminal(s), LED indicator(s). Integrated leakage current suppression filter. | Stock | 6.5 | 6.75
KPR-SCF-230VAC-1 | Klemsan interface relay, 35mm DIN rail mount, finger-safe, 230 VAC coil voltage, SPDT, 6A contact rating, screw terminal(s), LED indicator(s). Integrated leakage current suppression filter. | Stock | 6.5 | 6.75
KS201AF02G4-NSF | GC Valves rebuild kit, for use with NS201 series AC valves ending CG4 and DG4, includes diaphragm assembly, plunger assembly, plunger tube, plunger spring, connecting spring, body O-ring and operator O-ring. | Stock | 70 | 78
KS201AF02G5-NSF | GC Valves rebuild kit, for use with NS201 series AC valves ending EG5, includes diaphragm assembly, plunger assembly, plunger tube, plunger spring, connecting spring, body O-ring and operator O-ring. | Stock | 70 | 78
KS201AF02G9-NSF | GC Valves rebuild kit, for use with NS201 series AC valves ending G9, includes diaphragm assembly, plunger assembly, plunger tube, plunger spring, plunger connecting spring, body O-rings and operator O-ring. | Stock | 121 | 126
KS201AF02J2-NSF | GC Valves rebuild kit, for use with NS201 series AC valves ending J2, includes diaphragm assembly, plunger assembly, plunger tube, plunger spring, plunger connecting spring, body O-rings and operator O-ring. | Stock | 122 | 127
KS201AF15G4-NSF | GC Valves rebuild kit, for use with NS201 series DC valves ending CG4 and DG4, includes diaphragm assembly, plunger assembly, plunger tube, plunger spring, connecting spring, body O-ring and operator O-ring. | Stock | 70 | 78
KS201AF15G5-NSF | GC Valves rebuild kit, for use with NS201 series DC valves ending EG5, includes diaphragm assembly, plunger assembly, plunger tube, plunger spring, connecting spring, body O-ring and operator O-ring. | Stock | 70 | 78
KS201AF15G9-NSF | GC Valves rebuild kit, for use with NS201 series DC valves ending G9, includes diaphragm assembly, plunger assembly, plunger tube, plunger spring, plunger connecting spring, body O-rings and operator O-ring. | Stock | 121 | 126
KS201AF15J2-NSF | GC Valves rebuild kit, for use with NS201 series DC valves ending J2, includes diaphragm assembly, plunger assembly, plunger tube, plunger spring, plunger connecting spring, body O-rings and operator O-ring. | Stock | 122 | 127
KS211AF02G4-NSF | GC Valves rebuild kit, for use with NS211 series AC valves ending CG4 and DG4, includes diaphragm assembly, plunger assembly, plunger tube, plunger spring, body O-ring and operator O-ring. | Stock | 70 | 78
KS211AF02G5-NSF | GC Valves rebuild kit, for use with NS211 series AC valves ending EG5, includes diaphragm assembly, plunger assembly, plunger tube, plunger spring, body O-ring and operator O-ring. | Stock | 70 | 78
KS211AF02G9-NSF | GC Valves rebuild kit, for use with NS211 series AC valves ending G9, includes diaphragm assembly, diaphragm spring, plunger assembly, plunger tube, plunger spring, body O-rings and operator O-ring. | Stock | 83 | 86
KS211AF02J2-NSF | GC Valves rebuild kit, for use with NS211 series AC valves ending J2, includes diaphragm assembly, diaphragm spring, plunger assembly, plunger tube, plunger spring, body O-rings and operator O-ring. | Stock | 85 | 88
KS211AF15G4-NSF | GC Valves rebuild kit, for use with NS211 series DC valves ending CG4 and DG4, includes diaphragm assembly, plunger-seat disc-spring assembly, plunger tube, body O-ring and operator O-ring. | Stock | 70 | 78
KS211AF15G5-NSF | GC Valves rebuild kit, for use with NS211 series DC valves ending EG5, includes diaphragm assembly, plunger-seat disc-spring assembly, plunger tube, body O-ring and operator O-ring. | Stock | 70 | 78
KS211AF15G9-NSF | GC Valves rebuild kit, for use with NS211 series DC valves ending G9, includes diaphragm assembly, diaphragm spring, plunger assembly, plunger tube, plunger spring, body O-rings and operator O-ring. | Stock | 83 | 86
KS211AF15J2-NSF | GC Valves rebuild kit, for use with NS211 series DC valves ending J2, includes diaphragm assembly, diaphragm spring, plunger assembly, plunger tube, plunger spring, body O-rings and operator O-ring. | Stock | 85 | 88
KS301AF02C3-NSF | GC Valves rebuild kit, for use with NS301 series valves ending BC9 and BD5, includes plunger-seat disc-spring assembly, plunger tube, operator O-ring and body O-ring. | Stock | 35.5 | 37
KS301AF02E7-NSF | GC Valves rebuild kit, for use with NS301 series valves ending BE7, includes plunger-seat disc-spring assembly, plunger tube, operator O-ring and body O-ring. | Stock | 37.5 | 39
KSE-AP-3F | AutomationDirect inductive proximity sensor, tubular, 8mm diameter x 40mm body, 316 stainless steel housing, PNP, N.O. output, 3mm sensing distance, flush, 2 kHz switching frequency, IP65 IP66 IP67 IP68 IP69K, 3-pin M8 quick-disconnect. | Stock | 25.5 | 27.5
KSE-AP-4F | AutomationDirect inductive proximity sensor, tubular, 8mm diameter x 40mm body, 316 stainless steel housing, PNP, N.O. output, 6mm sensing distance, non-flush, 2 kHz switching frequency, IP65 IP66 IP67 IP68 IP69K, 3-pin M8 quick-disconnect. | Stock | 25.5 | 27.5
KSK6-AP-3H | AutomationDirect inductive proximity sensor, tubular, 18mm diameter x 45mm body, 316 stainless steel housing, PNP, N.O. output, 8mm sensing distance, flush, 2 kHz switching frequency, IP65 IP66 IP67 IP68 IP69K, 4-pin M12 quick-disconnect. | Stock | 30 | 32
KSK6-AP-4H | AutomationDirect inductive proximity sensor, tubular, 18mm diameter x 45mm body, 316 stainless steel housing, PNP, N.O. output, 12mm sensing distance, non-flush, 2 kHz switching frequency, IP65 IP66 IP67 IP68 IP69K, 4-pin M12 quick-disconnect. | Stock | 30 | 32
KSK-AP-3H | AutomationDirect inductive proximity sensor, tubular, 18mm diameter x 60mm body, 316 stainless steel housing, PNP, N.O. output, 8mm sensing distance, flush, 2 kHz switching frequency, IP65 IP66 IP67 IP68 IP69K, 4-pin M12 quick-disconnect. | Stock | 30 | 32
KSK-AP-4H | AutomationDirect inductive proximity sensor, tubular, 18mm diameter x 60mm body, 316 stainless steel housing, PNP, N.O. output, 15mm sensing distance, non-flush, 2 kHz switching frequency, IP65 IP66 IP67 IP68 IP69K, 4-pin M12 quick-disconnect. | Stock | 30 | 32
KSM6-AP-3H | AutomationDirect inductive proximity sensor, tubular, 12mm diameter x 45mm body, 316 stainless steel housing, PNP, N.O. output, 4mm sensing distance, flush, 2 kHz switching frequency, IP65 IP66 IP67 IP68 IP69K, 4-pin M12 quick-disconnect. | Stock | 25.5 | 27.5
KSM6-AP-4H | AutomationDirect inductive proximity sensor, tubular, 12mm diameter x 45mm body, 316 stainless steel housing, PNP, N.O. output, 10mm sensing distance, non-flush, 2 kHz switching frequency, IP65 IP66 IP67 IP68 IP69K, 4-pin M12 quick-disconnect. | Stock | 25.5 | 27.5
KSM-AP-3H | AutomationDirect inductive proximity sensor, tubular, 12mm diameter x 60mm body, 316 stainless steel housing, PNP, N.O. output, 4mm sensing distance, flush, 2 kHz switching frequency, IP65 IP66 IP67 IP68 IP69K, 4-pin M12 quick-disconnect. | Stock | 25.5 | 27.5
KSM-AP-4H | AutomationDirect inductive proximity sensor, tubular, 12mm diameter x 60mm body, 316 stainless steel housing, PNP, N.O. output, 10mm sensing distance, non-flush, 2 kHz switching frequency, IP65 IP66 IP67 IP68 IP69K, 4-pin M12 quick-disconnect. | Stock | 25.5 | 27.5
K-SS-208002 | IDEM safety switch, tongue (key) interlock, 180-degree adjustable head, (2) N.C. safety output(s), (1) N.O. monitoring output(s), 58 x 104 x 37mm, 316 stainless steel body, 316 stainless steel head. | Stock | 128 | 144
K-SS-208011 | IDEM safety switch, tongue (key) interlock, 180-degree adjustable head, (2) N.C. safety output(s), (2) N.O. monitoring output(s), 58 x 104 x 37mm, 316 stainless steel body, 316 stainless steel head. | Stock | 140 | 156
K-SS-EX-208026 | IDEM safety switch, tongue (key) interlock, hazardous location rated, 180-degree adjustable head, (2) N.C. safety output(s), (2) N.O. monitoring output(s), 58 x 104 x 37mm, 316 stainless steel body, 316 stainless steel head. | Stock | 520
KST6-AP-3H | AutomationDirect inductive proximity sensor, tubular, 30mm diameter x 45mm body, 316 stainless steel housing, PNP, N.O. output, 15mm sensing distance, flush, 2 kHz switching frequency, IP65 IP66 IP67 IP68 IP69K, 4-pin M12 quick-disconnect. | Stock | 37 | 40
KST-AP-3H | AutomationDirect inductive proximity sensor, tubular, 30mm diameter x 60mm body, 316 stainless steel housing, PNP, N.O. output, 15mm sensing distance, flush, 2 kHz switching frequency, IP65 IP66 IP67 IP68 IP69K, 4-pin M12 quick-disconnect. | Stock | 37 | 40
KST-AP-4H | AutomationDirect inductive proximity sensor, tubular, 30mm diameter x 60mm body, 316 stainless steel housing, PNP, N.O. output, 30mm sensing distance, non-flush, 2 kHz switching frequency, IP65 IP66 IP67 IP68 IP69K, 4-pin M12 quick-disconnect. | Stock | 37 | 40
KT-V4S-C-D | Koyo multi-mode digital timer, two-line red/green LED display, fully selectable timing range, 10-30 VDC operating voltage, (1) NPN transistor and (1) SPDT relay output(s), 1/16 DIN mount, screw terminal(s). Panel mounting clip included. | Stock | 112 | 128
KT-V4S-D | Koyo multi-mode digital timer, two-line red/green LED display, fully selectable timing range, 100-240 VAC operating voltage, (1) NPN transistor and (1) SPDT relay output(s), 1/16 DIN mount, screw terminal(s). Panel mounting clip included. | Stock | 111 | 127
L16M0100MD-MC | NITRA pneumatic air cylinder, rodless, 16mm bore, 100mm stroke, double acting, magnetic piston, front and rear adjustable cushions, tapped end caps mount. | Stock | 221 | 230
L16M0200MD-MC | NITRA pneumatic air cylinder, rodless, 16mm bore, 200mm stroke, double acting, magnetic piston, front and rear adjustable cushions, tapped end caps mount. | Stock | 232 | 241
L16M0300MD-MC | NITRA pneumatic air cylinder, rodless, 16mm bore, 300mm stroke, double acting, magnetic piston, front and rear adjustable cushions, tapped end caps mount. | Stock | 237 | 246
L16M0400MD-MC | NITRA pneumatic air cylinder, rodless, 16mm bore, 400mm stroke, double acting, magnetic piston, front and rear adjustable cushions, tapped end caps mount. | Stock | 242 | 252
L16M0500MD-MC | NITRA pneumatic air cylinder, rodless, 16mm bore, 500mm stroke, double acting, magnetic piston, front and rear adjustable cushions, tapped end caps mount. | Stock | 247 | 257
L16M0600MD-MC | NITRA pneumatic air cylinder, rodless, 16mm bore, 600mm stroke, double acting, magnetic piston, front and rear adjustable cushions, tapped end caps mount. | Stock | 256 | 266
L16M0800MD-MC | NITRA pneumatic air cylinder, rodless, 16mm bore, 800mm stroke, double acting, magnetic piston, front and rear adjustable cushions, tapped end caps mount. | Stock | 263 | 274
L25M0200MD-MC | NITRA pneumatic air cylinder, rodless, 25mm bore, 200mm stroke, double acting, magnetic piston, front and rear adjustable cushions, tapped end caps mount. | Stock | 274 | 285
L25M0300MD-MC | NITRA pneumatic air cylinder, rodless, 25mm bore, 300mm stroke, double acting, magnetic piston, front and rear adjustable cushions, tapped end caps mount. | Stock | 280 | 291
L25M0400MD-MC | NITRA pneumatic air cylinder, rodless, 25mm bore, 400mm stroke, double acting, magnetic piston, front and rear adjustable cushions, tapped end caps mount. | Stock | 291 | 303
L25M0500MD-MC | NITRA pneumatic air cylinder, rodless, 25mm bore, 500mm stroke, double acting, magnetic piston, front and rear adjustable cushions, tapped end caps mount. | Stock | 298 | 310
L25M0600MD-MC | NITRA pneumatic air cylinder, rodless, 25mm bore, 600mm stroke, double acting, magnetic piston, front and rear adjustable cushions, tapped end caps mount. | Stock | 308 | 320
L25M0800MD-MC | NITRA pneumatic air cylinder, rodless, 25mm bore, 800mm stroke, double acting, magnetic piston, front and rear adjustable cushions, tapped end caps mount. | Stock | 315 | 328
L25M1000MD-MC | NITRA pneumatic air cylinder, rodless, 25mm bore, 1000mm stroke, double acting, magnetic piston, front and rear adjustable cushions, tapped end caps mount. | Stock | 323 | 336
L32M0200MD-MC | NITRA pneumatic air cylinder, rodless, 32mm bore, 200mm stroke, double acting, magnetic piston, front and rear adjustable cushions, tapped end caps mount. | Stock | 324 | 337
L32M0300MD-MC | NITRA pneumatic air cylinder, rodless, 32mm bore, 300mm stroke, double acting, magnetic piston, front and rear adjustable cushions, tapped end caps mount. | Stock | 333 | 346
L32M0400MD-MC | NITRA pneumatic air cylinder, rodless, 32mm bore, 400mm stroke, double acting, magnetic piston, front and rear adjustable cushions, tapped end caps mount. | Stock | 344 | 358
L32M0500MD-MC | NITRA pneumatic air cylinder, rodless, 32mm bore, 500mm stroke, double acting, magnetic piston, front and rear adjustable cushions, tapped end caps mount. | Stock | 365 | 380
L32M0600MD-MC | NITRA pneumatic air cylinder, rodless, 32mm bore, 600mm stroke, double acting, magnetic piston, front and rear adjustable cushions, tapped end caps mount. | Stock | 371 | 386
L32M0800MD-MC | NITRA pneumatic air cylinder, rodless, 32mm bore, 800mm stroke, double acting, magnetic piston, front and rear adjustable cushions, tapped end caps mount. | Stock | 385 | 400
L32M1000MD-MC | NITRA pneumatic air cylinder, rodless, 32mm bore, 1000mm stroke, double acting, magnetic piston, front and rear adjustable cushions, tapped end caps mount. | Stock | 393 | 409
L3P-400 | AutomationDirect (Eaton) molded case circuit breaker, 400A, 600 VAC / 250 VDC, 3-pole, characteristics, thermal magnetic, 35kA @ 480 VAC interrupting rating, panel mount. Line and load lug terminals included. | Stock | 1850 | 1924
L3P-400-AUX | AutomationDirect (Eaton) molded case circuit breaker, 400A, 600 VAC / 250 VDC, 3-pole, characteristics, thermal magnetic, 35kA @ 480 VAC interrupting rating, panel mount. Line and load lug terminals and factory installed auxiliary contact included. | Stock | 2104 | 2188
L3P-400-STAC | AutomationDirect (Eaton) molded case circuit breaker, 400A, 600 VAC / 250 VDC, 3-pole, characteristics, thermal magnetic, 35kA @ 480 VAC interrupting rating, panel mount. Line and load lug terminals and factory installed 120 VAC shunt trip included. | Stock | 2066 | 2149
L3P-400-STDC | AutomationDirect (Eaton) molded case circuit breaker, 400A, 600 VAC / 250 VDC, 3-pole, characteristics, thermal magnetic, 35kA @ 480 VAC interrupting rating, panel mount. Line and load lug terminals and factory installed 24 VDC shunt trip included. | Stock | 2066 | 2149
L3P-400-UVAC | AutomationDirect (Eaton) molded case circuit breaker, 400A, 600 VAC / 250 VDC, 3-pole, characteristics, thermal magnetic, 35kA @ 480 VAC interrupting rating, panel mount. Line and load lug terminals and factory installed 120 VAC undervoltage release included. | Stock | 2066 | 2149
L3P-400-UVDC | AutomationDirect (Eaton) molded case circuit breaker, 400A, 600 VAC / 250 VDC, 3-pole, characteristics, thermal magnetic, 35kA @ 480 VAC interrupting rating, panel mount. Line and load lug terminals and factory installed 24 VDC undervoltage release included. | Stock | 2066 | 2149
L3P-500 | AutomationDirect (Eaton) molded case circuit breaker, 500A, 600 VAC / 250 VDC, 3-pole, characteristics, thermal magnetic, 35kA @ 480 VAC interrupting rating, panel mount. Line and load lug terminals included. | Stock | 1850 | 1924
L3P-500-AUX | AutomationDirect (Eaton) molded case circuit breaker, 500A, 600 VAC / 250 VDC, 3-pole, characteristics, thermal magnetic, 35kA @ 480 VAC interrupting rating, panel mount. Line and load lug terminals and factory installed auxiliary contact included. | Stock | 2104 | 2188
L3P-500-STAC | AutomationDirect (Eaton) molded case circuit breaker, 500A, 600 VAC / 250 VDC, 3-pole, characteristics, thermal magnetic, 35kA @ 480 VAC interrupting rating, panel mount. Line and load lug terminals and factory installed 120 VAC shunt trip included. | Stock | 2066 | 2149
L3P-500-STDC | AutomationDirect (Eaton) molded case circuit breaker, 500A, 600 VAC / 250 VDC, 3-pole, characteristics, thermal magnetic, 35kA @ 480 VAC interrupting rating, panel mount. Line and load lug terminals and factory installed 24 VDC shunt trip included. | Stock | 2066 | 2149
L3P-500-UVAC | AutomationDirect (Eaton) molded case circuit breaker, 500A, 600 VAC / 250 VDC, 3-pole, characteristics, thermal magnetic, 35kA @ 480 VAC interrupting rating, panel mount. Line and load lug terminals and factory installed 120 VAC undervoltage release included. | Stock | 2066 | 2149
L3P-500-UVDC | AutomationDirect (Eaton) molded case circuit breaker, 500A, 600 VAC / 250 VDC, 3-pole, characteristics, thermal magnetic, 35kA @ 480 VAC interrupting rating, panel mount. Line and load lug terminals and factory installed 24 VDC undervoltage release included. | Stock | 2066 | 2149
L3P-600 | AutomationDirect (Eaton) molded case circuit breaker, 600A, 600 VAC / 250 VDC, 3-pole, characteristics, thermal magnetic, 35kA @ 480 VAC interrupting rating, panel mount. Line and load lug terminals included. | Stock | 1850 | 1924
L3P-600-AUX | AutomationDirect (Eaton) molded case circuit breaker, 600A, 600 VAC / 250 VDC, 3-pole, characteristics, thermal magnetic, 35kA @ 480 VAC interrupting rating, panel mount. Line and load lug terminals and factory installed auxiliary contact included. | Stock | 2104 | 2188
L3P-600-STAC | AutomationDirect (Eaton) molded case circuit breaker, 600A, 600 VAC / 250 VDC, 3-pole, characteristics, thermal magnetic, 35kA @ 480 VAC interrupting rating, panel mount. Line and load lug terminals and factory installed 120 VAC shunt trip included. | Stock | 2066 | 2149
L3P-600-STDC | AutomationDirect (Eaton) molded case circuit breaker, 600A, 600 VAC / 250 VDC, 3-pole, characteristics, thermal magnetic, 35kA @ 480 VAC interrupting rating, panel mount. Line and load lug terminals and factory installed 24 VDC shunt trip included. | Stock | 2066 | 2149
L3P-600-UVAC | AutomationDirect (Eaton) molded case circuit breaker, 600A, 600 VAC / 250 VDC, 3-pole, characteristics, thermal magnetic, 35kA @ 480 VAC interrupting rating, panel mount. Line and load lug terminals and factory installed 120 VAC undervoltage release included. | Stock | 2066 | 2149
L3P-600-UVDC | AutomationDirect (Eaton) molded case circuit breaker, 600A, 600 VAC / 250 VDC, 3-pole, characteristics, thermal magnetic, 35kA @ 480 VAC interrupting rating, panel mount. Line and load lug terminals and factory installed 24 VDC undervoltage release included. | Stock | 2066 | 2149
L40M0200MD-MC | NITRA pneumatic air cylinder, rodless, 40mm bore, 200mm stroke, double acting, magnetic piston, front and rear adjustable cushions, tapped end caps mount. | Stock | 351 | 365
L40M0300MD-MC | NITRA pneumatic air cylinder, rodless, 40mm bore, 300mm stroke, double acting, magnetic piston, front and rear adjustable cushions, tapped end caps mount. | Stock | 372 | 387
L40M0400MD-MC | NITRA pneumatic air cylinder, rodless, 40mm bore, 400mm stroke, double acting, magnetic piston, front and rear adjustable cushions, tapped end caps mount. | Stock | 382 | 397
L40M0500MD-MC | NITRA pneumatic air cylinder, rodless, 40mm bore, 500mm stroke, double acting, magnetic piston, front and rear adjustable cushions, tapped end caps mount. | Stock | 405 | 421
L40M0600MD-MC | NITRA pneumatic air cylinder, rodless, 40mm bore, 600mm stroke, double acting, magnetic piston, front and rear adjustable cushions, tapped end caps mount. | Stock | 412 | 428
L40M0800MD-MC | NITRA pneumatic air cylinder, rodless, 40mm bore, 800mm stroke, double acting, magnetic piston, front and rear adjustable cushions, tapped end caps mount. | Stock | 444 | 462
L40M1000MD-MC | NITRA pneumatic air cylinder, rodless, 40mm bore, 1000mm stroke, double acting, magnetic piston, front and rear adjustable cushions, tapped end caps mount. | Stock | 474 | 493
L7CA004U-AD | LS Electric servo drive, 400W, 230 VAC, 1-phase, (1) RS-422/RS-485 (CN1) port(s), Modbus. For use with 100W-400W systems. | Stock | 267
L7CA010U-AD | LS Electric servo drive, 1 kW, 230 VAC, 1-phase, (1) RS-422/RS-485 (CN1) port(s), Modbus. For use with 750W-1 kW systems. | Stock | 330
L82M-2AP-EDN | Norgren Excelon Plus 82 series air micro fog lubricator, 1/4in female NPT inlet(s), 1/4in female NPT outlet(s), die-cast zinc bowl, sight gauge. For use with Excelon 82 series components. | Stock | 52
L82M-2AP-EPN | Norgren Excelon Plus 82 series air micro fog lubricator, 1/4in female NPT inlet(s), 1/4in female NPT outlet(s), polycarbonate bowl, bowl guard. For use with Excelon 82 series components. | Stock | 40
L82M-3AP-EDN | Norgren Excelon Plus 82 series air micro fog lubricator, 3/8in female NPT inlet(s), 3/8in female NPT outlet(s), die-cast zinc bowl, sight gauge. For use with Excelon 82 series components. | Stock | 52
L82M-3AP-EPN | Norgren Excelon Plus 82 series air micro fog lubricator, 3/8in female NPT inlet(s), 3/8in female NPT outlet(s), polycarbonate bowl, bowl guard. For use with Excelon 82 series components. | Stock | 40
L84M-3AP-EPN | Norgren Excelon Plus 84 series air micro fog lubricator, 3/8in female NPT inlet(s), 3/8in female NPT outlet(s), polycarbonate bowl, bowl guard. For use with Excelon 84 series components. | Stock | 60
L84M-4AP-EPN | Norgren Excelon Plus 84 series air micro fog lubricator, 1/2in female NPT inlet(s), 1/2in female NPT outlet(s), polycarbonate bowl, bowl guard. For use with Excelon 84 series components. | Stock | 60
L84M-6AP-EPN | Norgren Excelon Plus 84 series air micro fog lubricator, 3/4in female NPT inlet(s), 3/4in female NPT outlet(s), polycarbonate bowl, bowl guard. For use with Excelon 84 series components. | Stock | 60
L85130002-F1 | Patlite sliding bracket, for use with CLK series LED light bars. | Stock | 18.5 | 19
LA-10-100 | Electri-Flex Liquatite electrical conduit, liquid-tight, flexible, metallic, PVC outer jacket, 3/8in trade size, gray, 100ft/30.4m coil length. | Stock | 173 | 180
LA-10-25 | Electri-Flex Liquatite electrical conduit, liquid-tight, flexible, metallic, PVC outer jacket, 3/8in trade size, gray, 25ft/7.6m coil length. | Stock | 52 | 54
LA-11-100 | Electri-Flex Liquatite electrical conduit, liquid-tight, flexible, metallic, PVC outer jacket, 1/2in trade size, gray, 100ft/30.4m coil length. | Stock | 200 | 208
LA-11-25 | Electri-Flex Liquatite electrical conduit, liquid-tight, flexible, metallic, PVC outer jacket, 1/2in trade size, gray, 25ft/7.6m coil length. | Stock | 60 | 62
LA-12-100 | Electri-Flex Liquatite electrical conduit, liquid-tight, flexible, metallic, PVC outer jacket, 3/4in trade size, gray, 100ft/30.4m coil length. | Stock | 272 | 283
LA-12-25 | Electri-Flex Liquatite electrical conduit, liquid-tight, flexible, metallic, PVC outer jacket, 3/4in trade size, gray, 25ft/7.6m coil length. | Stock | 83 | 86
LA-13-100 | Electri-Flex Liquatite electrical conduit, liquid-tight, flexible, metallic, PVC outer jacket, 1in trade size, gray, 100ft/30.4m coil length. | Stock | 429 | 446
LA-13-25 | Electri-Flex Liquatite electrical conduit, liquid-tight, flexible, metallic, PVC outer jacket, 1in trade size, gray, 25ft/7.6m coil length. | Stock | 120 | 125
LA-14-50 | Electri-Flex Liquatite electrical conduit, liquid-tight, flexible, metallic, PVC outer jacket, 1-1/4in trade size, gray, 50ft/15.2m coil length. | Stock | 283 | 294
LA-15-50 | Electri-Flex Liquatite electrical conduit, liquid-tight, flexible, metallic, PVC outer jacket, 1-1/2in trade size, gray, 50ft/15.2m coil length. | Stock | 316 | 329
LA-16-50 | Electri-Flex Liquatite electrical conduit, liquid-tight, flexible, metallic, PVC outer jacket, 2in trade size, gray, 50ft/15.2m coil length. | Stock | 389 | 405
LACP2-16T06L1 | SureMotion linear actuator assembly, Gen 2 compact, 2.030in wide, 6in travel, lead screw, 1.0in pitch, hard coated aluminum rail. | Stock | 1248 | 1298
LACP2-16T06LP5 | SureMotion linear actuator assembly, Gen 2 compact, 2.030in wide, 6in travel, lead screw, 0.5in pitch, hard coated aluminum rail. | Stock | 1248 | 1298
LACP2-16T12L1 | SureMotion linear actuator assembly, Gen 2 compact, 2.030in wide, 12in travel, lead screw, 1.0in pitch, hard coated aluminum rail. | Stock | 1316 | 1369
LACP2-16T12LP5 | SureMotion linear actuator assembly, Gen 2 compact, 2.030in wide, 12in travel, lead screw, 0.5in pitch, hard coated aluminum rail. | Stock | 1316 | 1369
LACP2-16T24L1 | SureMotion linear actuator assembly, Gen 2 compact, 2.030in wide, 24in travel, lead screw, 1.0in pitch, hard coated aluminum rail. | Stock | 1736 | 1805
LACP2-16T24LP5 | SureMotion linear actuator assembly, Gen 2 compact, 2.030in wide, 24in travel, lead screw, 0.5in pitch, hard coated aluminum rail. | Stock | 1736 | 1805
LACP2-16T36L1 | SureMotion linear actuator assembly, Gen 2 compact, 2.030in wide, 36in travel, lead screw, 1.0in pitch, hard coated aluminum rail. | Stock | 2068 | 2151
LACP2-16T36LP5 | SureMotion linear actuator assembly, Gen 2 compact, 2.030in wide, 36in travel, lead screw, 0.5in pitch, hard coated aluminum rail. | Stock | 2068 | 2151
LACPACC-001 | SureMotion motor adapter, NEMA 23 frame. For use with LACP-16 series actuators. 1/4in x 4mm coupler included. | Stock | 393 | 409
LACPACC-002 | SureMotion repair kit, for use with LACP-16TxxLP5 actuators, includes nut, bushings, end bearings and oil syringe. | Stock | 719 | 748
LACPACC-003 | SureMotion repair kit, for use with LACP-16TxxL1 actuators, includes nut, bushings, end bearings and oil syringe. | Stock | 719 | 748
LACPACC-004 | SureMotion mounting plate, XY type. For use with LACP-16 series actuators. | Stock | 81 | 84
LACPACC-005 | SureMotion mounting plate, XY type. For use with LACP-16 and LARSB1 series actuators. | Stock | 103 | 107
LACPACC-006 | SureMotion repair kit, for use with LACP2-16TxxLP5 actuators, includes nut, bushings, end bearings and oil syringe. | Stock | 719 | 748
LACPACC-007 | SureMotion repair kit, for use with LACP2-16TxxL1 actuators, includes nut, bushings, end bearings and oil syringe. | Stock | 719 | 748
LAHP-201-25MTRBKT | SureMotion motor mount, anodized aluminum, axial. For use with LAHP-25 series actuators and SVL-201 series servomotors. | Stock | 240 | 250
LAHP-201-33MTRBKT | SureMotion motor mount, anodized aluminum, axial. For use with LAHP-33 series actuators and SVL-201 series servomotors. | Stock | 241 | 251
LAHP-202-33MTRBKT | SureMotion motor mount, anodized aluminum, axial. For use with LAHP-33 series actuators and SVL-202 series servomotors. | Stock | 284 | 295
LAHP-25-CPL-201 | SureMotion drive coupling, bellows, aluminum alloy, clamp, size 15, 3 x 8mm bore. For use with LAHP-25 series actuators and SVL-201 series servomotors. | Stock | 36 | 37.5
LAHP-25-CPL-N1417 | SureMotion drive coupling, high gain, aluminum alloy, clamp, size 15, 3 x 5mm bore. For use with LAHP-25 series actuators and NEMA 14/17 stepper motors. | Stock | 48 | 50
LAHP-25-NUT-LP25 | SureMotion lead nut, replacement, 0.25in pitch. For use with LAHP-25 series actuators. | Stock | 138 | 144
LAHP-25TM102B3M | SureMotion linear actuator assembly, single square bearing rail, 50mm wide, 102mm travel, ball screw, 3mm pitch, carbon steel rail. | Stock | 1142 | 1188
LAHP-25TM102LP25 | SureMotion linear actuator assembly, single square bearing rail, 50mm wide, 102mm travel, lead screw, 0.25in pitch, carbon steel rail. | Stock | 940 | 978
LAHP-25TM102SF | SureMotion linear slide assembly, single square bearing rail, 50mm wide, 102mm travel, carbon steel rail. | Stock | 608 | 632
LAHP-25TM152B3M | SureMotion linear actuator assembly, single square bearing rail, 50mm wide, 152mm travel, ball screw, 3mm pitch, carbon steel rail. | Stock | 1198 | 1246
LAHP-25TM152LP25 | SureMotion linear actuator assembly, single square bearing rail, 50mm wide, 152mm travel, lead screw, 0.25in pitch, carbon steel rail. | Stock | 997 | 1037
LAHP-25TM152SF | SureMotion linear slide assembly, single square bearing rail, 50mm wide, 152mm travel, carbon steel rail. | Stock | 644 | 670
LAHP-25TM220B3M | SureMotion linear actuator assembly, single square bearing rail, 50mm wide, 220mm travel, ball screw, 3mm pitch, carbon steel rail. | Stock | 1231 | 1280
LAHP-25TM220LP25 | SureMotion linear actuator assembly, single square bearing rail, 50mm wide, 220mm travel, lead screw, 0.25in pitch, carbon steel rail. | Stock | 1029 | 1070
LAHP-25TM220SF | SureMotion linear slide assembly, single square bearing rail, 50mm wide, 220mm travel, carbon steel rail. | Stock | 661 | 687
LAHP-25TM304B3M | SureMotion linear actuator assembly, single square bearing rail, 50mm wide, 304mm travel, ball screw, 3mm pitch, carbon steel rail. | Stock | 1311 | 1363
LAHP-25TM304LP25 | SureMotion linear actuator assembly, single square bearing rail, 50mm wide, 304mm travel, lead screw, 0.25in pitch, carbon steel rail. | Stock | 1110 | 1154
LAHP-25TM304SF | SureMotion linear slide assembly, single square bearing rail, 50mm wide, 304mm travel, carbon steel rail. | Stock | 724 | 753
LAHP-25TM404B3M | SureMotion linear actuator assembly, single square bearing rail, 50mm wide, 404mm travel, ball screw, 3mm pitch, carbon steel rail. | Stock | 1547 | 1609
LAHP-25TM404LP25 | SureMotion linear actuator assembly, single square bearing rail, 50mm wide, 404mm travel, lead screw, 0.25in pitch, carbon steel rail. | Stock | 1345 | 1399
LAHP-25TM404SF | SureMotion linear slide assembly, single square bearing rail, 50mm wide, 404mm travel, carbon steel rail. | Stock | 921 | 958
LAHP-25TM504B3M | SureMotion linear actuator assembly, single square bearing rail, 50mm wide, 504mm travel, ball screw, 3mm pitch, carbon steel rail. | Stock | 1647 | 1713
LAHP-25TM504LP25 | SureMotion linear actuator assembly, single square bearing rail, 50mm wide, 504mm travel, lead screw, 0.25in pitch, carbon steel rail. | Stock | 1445 | 1503
LAHP-25TM504SF | SureMotion linear slide assembly, single square bearing rail, 50mm wide, 504mm travel, carbon steel rail. | Stock | 1000 | 1040
LAHP-25TM52B3M | SureMotion linear actuator assembly, single square bearing rail, 50mm wide, 52mm travel, ball screw, 3mm pitch, carbon steel rail. | Stock | 1050 | 1092
LAHP-25TM52LP25 | SureMotion linear actuator assembly, single square bearing rail, 50mm wide, 52mm travel, lead screw, 0.25in pitch, carbon steel rail. | Stock | 848 | 882
LAHP-25TM52SF | SureMotion linear slide assembly, single square bearing rail, 50mm wide, 52mm travel, carbon steel rail. | Stock | 523 | 544
LAHP-33-CPL-201 | SureMotion drive coupling, high gain, aluminum alloy, clamp, size 19, 5 x 8mm bore. For use with LAHP-33 series actuators and SVL-201 series servomotors. | Stock | 71 | 74
LAHP-33-CPL-202 | SureMotion drive coupling, bellows, aluminum alloy, clamp, size 20, 5 x 14mm bore. For use with LAHP-33 series actuators and SVL-202 series servomotors. | Stock | 52 | 54
LAHP-33-CPL-N17 | SureMotion drive coupling, high gain, aluminum alloy, clamp, size 19, 5 x 5mm bore. For use with LAHP-33 series actuators and NEMA 17 stepper motors. | Stock | 53 | 55
LAHP-33CPL-N23 | SureMotion drive coupling, high gain, aluminum alloy, clamp, size 19, 5 x 6.35mm (1/4in) bore. For use with LAHP-33 series actuators and NEMA 23 stepper motors. | Stock | 71 | 74
LAHP-33-NUT-LP25 | SureMotion lead nut, replacement, 0.25in pitch. For use with LAHP-33 series actuators. | Stock | 155 | 161
LAHP-33TM210B10M | SureMotion linear actuator assembly, twin square bearing rail, 60mm wide, 210mm travel, ball screw, 10mm pitch, carbon steel rail. | Stock | 1298 | 1350
LAHP-33TM210LP25 | SureMotion linear actuator assembly, twin square bearing rail, 60mm wide, 210mm travel, lead screw, 0.25in pitch, carbon steel rail. | Stock | 1153 | 1199
LAHP-33TM210SF | SureMotion linear slide assembly, twin square bearing rail, 60mm wide, 210mm travel, carbon steel rail. | Stock | 790 | 822
LAHP-33TM310B10M | SureMotion linear actuator assembly, twin square bearing rail, 60mm wide, 310mm travel, ball screw, 10mm pitch, carbon steel rail. | Stock | 1465 | 1524
LAHP-33TM310LP25 | SureMotion linear actuator assembly, twin square bearing rail, 60mm wide, 310mm travel, lead screw, 0.25in pitch, carbon steel rail. | Stock | 1319 | 1372
LAHP-33TM310SF | SureMotion linear slide assembly, twin square bearing rail, 60mm wide, 310mm travel, carbon steel rail. | Stock | 931 | 968
LAHP-33TM410B10M | SureMotion linear actuator assembly, twin square bearing rail, 60mm wide, 410mm travel, ball screw, 10mm pitch, carbon steel rail. | Stock | 1655 | 1721
LAHP-33TM410LP25 | SureMotion linear actuator assembly, twin square bearing rail, 60mm wide, 410mm travel, lead screw, 0.25in pitch, carbon steel rail. | Stock | 1510 | 1570
LAHP-33TM410SF | SureMotion linear slide assembly, twin square bearing rail, 60mm wide, 410mm travel, carbon steel rail. | Stock | 1098 | 1142
LAHP-33TM510B10M | SureMotion linear actuator assembly, twin square bearing rail, 60mm wide, 510mm travel, ball screw, 10mm pitch, carbon steel rail. | Stock | 1855 | 1929
LAHP-33TM510LP25 | SureMotion linear actuator assembly, twin square bearing rail, 60mm wide, 510mm travel, lead screw, 0.25in pitch, carbon steel rail. | Stock | 1710 | 1778
LAHP-33TM510SF | SureMotion linear slide assembly, twin square bearing rail, 60mm wide, 510mm travel, carbon steel rail. | Stock | 1276 | 1327
LAHP-33TM610B10M | SureMotion linear actuator assembly, twin square bearing rail, 60mm wide, 610mm travel, ball screw, 10mm pitch, carbon steel rail. | Stock | 2202 | 2290
LAHP-33TM610LP25 | SureMotion linear actuator assembly, twin square bearing rail, 60mm wide, 610mm travel, lead screw, 0.25in pitch, carbon steel rail. | Stock | 2056 | 2138
LAHP-33TM610SF | SureMotion linear slide assembly, twin square bearing rail, 60mm wide, 610mm travel, carbon steel rail. | Stock | 1597 | 1661
LAHP-33TM810B10M | SureMotion linear actuator assembly, twin square bearing rail, 60mm wide, 810mm travel, ball screw, 10mm pitch, carbon steel rail. | Stock | 2548 | 2650
LAHP-33TM810LP25 | SureMotion linear actuator assembly, twin square bearing rail, 60mm wide, 810mm travel, lead screw, 0.25in pitch, carbon steel rail. | Stock | 2403 | 2499
LAHP-33TM810SF | SureMotion linear slide assembly, twin square bearing rail, 60mm wide, 810mm travel, carbon steel rail. | Stock | 1902 | 1978
LAHP-33TM910B10M | SureMotion linear actuator assembly, twin square bearing rail, 60mm wide, 910mm travel, ball screw, 10mm pitch, carbon steel rail. | Stock | 2750 | 2860
LAHP-33TM910LP25 | SureMotion linear actuator assembly, twin square bearing rail, 60mm wide, 910mm travel, lead screw, 0.25in pitch, carbon steel rail. | Stock | 2605 | 2709
LAHP-33TM910SF | SureMotion linear slide assembly, twin square bearing rail, 60mm wide, 910mm travel, carbon steel rail. | Stock | 2074 | 2157
LAHP-33WTM210B10M | SureMotion linear actuator assembly, twin square bearing rail, 120mm wide, 210mm travel, ball screw, 10mm pitch, carbon steel rail. | Stock | 1489 | 1549
LAHP-33WTM210LP25 | SureMotion linear actuator assembly, twin square bearing rail, 120mm wide, 210mm travel, lead screw, 0.25in pitch, carbon steel rail. | Stock | 1344 | 1398
LAHP-33WTM310B10M | SureMotion linear actuator assembly, twin square bearing rail, 120mm wide, 310mm travel, ball screw, 10mm pitch, carbon steel rail. | Stock | 1674 | 1741
LAHP-33WTM310LP25 | SureMotion linear actuator assembly, twin square bearing rail, 120mm wide, 310mm travel, lead screw, 0.25in pitch, carbon steel rail. | Stock | 1529 | 1590
LAHP-33WTM410B10M | SureMotion linear actuator assembly, twin square bearing rail, 120mm wide, 410mm travel, ball screw, 10mm pitch, carbon steel rail. | Stock | 1826 | 1899
LAHP-33WTM410LP25 | SureMotion linear actuator assembly, twin square bearing rail, 120mm wide, 410mm travel, lead screw, 0.25in pitch, carbon steel rail. | Stock | 1681 | 1748
LAHP-33WTM510B10M | SureMotion linear actuator assembly, twin square bearing rail, 120mm wide, 510mm travel, ball screw, 10mm pitch, carbon steel rail. | Stock | 2258 | 2348
LAHP-33WTM510LP25 | SureMotion linear actuator assembly, twin square bearing rail, 120mm wide, 510mm travel, lead screw, 0.25in pitch, carbon steel rail. | Stock | 2113 | 2198
LAHP-33WTM610B10M | SureMotion linear actuator assembly, twin square bearing rail, 120mm wide, 610mm travel, ball screw, 10mm pitch, carbon steel rail. | Stock | 2411 | 2507
LAHP-33WTM610LP25 | SureMotion linear actuator assembly, twin square bearing rail, 120mm wide, 610mm travel, lead screw, 0.25in pitch, carbon steel rail. | Stock | 2266 | 2357
LAHP-33WTM810B10M | SureMotion linear actuator assembly, twin square bearing rail, 120mm wide, 810mm travel, ball screw, 10mm pitch, carbon steel rail. | Stock | 2882 | 2997
LAHP-33WTM810LP25 | SureMotion linear actuator assembly, twin square bearing rail, 120mm wide, 810mm travel, lead screw, 0.25in pitch, carbon steel rail. | Stock | 2737 | 2846
LAHP-33WTM910B10M | SureMotion linear actuator assembly, twin square bearing rail, 120mm wide, 910mm travel, ball screw, 10mm pitch, carbon steel rail. | Stock | 3097 | 3221
LAHP-33WTM910LP25 | SureMotion linear actuator assembly, twin square bearing rail, 120mm wide, 910mm travel, lead screw, 0.25in pitch, carbon steel rail. | Stock | 2952 | 3070
LAHP-N14-25MTRBKT | SureMotion motor mount, anodized aluminum, axial. For use with LAHP-25 series actuators and NEMA 14 stepper motors. | Stock | 181 | 188
LAHP-N14-25WRPBKT | SureMotion motor mount, anodized aluminum, parallel. For use with LAHP-25 series actuators and NEMA 14 stepper motors. | Stock | 195 | 203
LAHP-N17-25MTRBKT | SureMotion motor mount, anodized aluminum, axial. For use with LAHP-25 series actuators and NEMA 17 stepper motors. | Stock | 183 | 190
LAHP-N17-25WRPBKT | SureMotion motor mount, anodized aluminum, parallel. For use with LAHP-25 series actuators and NEMA 17 stepper motors. | Stock | 259 | 269
LAHP-N17-33MTRBKT | SureMotion motor mount, anodized aluminum, axial. For use with LAHP-33 series actuators and NEMA 17 stepper motors. | Stock | 205 | 213
LAHP-N17-33WRPBKT | SureMotion motor mount, anodized aluminum, parallel. For use with LAHP-33 series actuators and NEMA 17 stepper motors. | Stock | 157 | 163
LAHP-N23-33MTRBKT | SureMotion motor mount, anodized aluminum, axial. For use with LAHP-33 series actuators and NEMA 23 stepper motors. | Stock | 205 | 213
LAHP-N23-33WRPBKT | SureMotion motor mount, anodized aluminum, parallel. For use with LAHP-33 series actuators and NEMA 23 stepper motors. | Stock | 209 | 217
LAHP-SNS-PH-N | SureMotion photoelectric sensor, U-frame, PBT thermoplastic elastomer housing, through-beam, infrared light emission, 5mm sensing distance, 5-24 VDC operating voltage, selectable light-on/dark-on, NPN, 4-pole connector (direct solder). | Stock | 269 | 280
LAHP-SNS-PH-P | SureMotion photoelectric sensor, U-frame, PBT thermoplastic elastomer housing, through-beam, infrared light emission, 5mm sensing distance, 5-24 VDC operating voltage, selectable light-on/dark-on, PNP, 4-pole connector (direct solder). | Stock | 269 | 280
LAHP-SNS-PX-N | SureMotion inductive proximity sensor, rectangular, 8 x 7.4 x 17mm, polyarylate resin housing, top sensing, NPN, (2) N.C./(1) N.O. outputs, 2.5mm sensing distance, 1 kHz switching frequency, IP67, pigtail. Package of 3. | Stock | 307 | 319
LAHP-SNS-PX-P | SureMotion inductive proximity sensor, rectangular, 8 x 7.4 x 17mm, polyarylate resin housing, top sensing, PNP, (2) N.C./(1) N.O. outputs, 2.5mm sensing distance, 1 kHz switching frequency, IP67, pigtail. Package of 3. | Stock | 307 | 319
LAHP-XYB-25-33 | SureMotion mounting bracket, anodized aluminum, XY bracket. For use with LAHP-25 to LAHP-33 series actuators. | Stock | 100 | 104
LAHP-XYB-25-33W | SureMotion mounting bracket, anodized aluminum, XY bracket. For use with LAHP-25 to LAHP-33W series actuators. | Stock | 105 | 109
LAHP-XYB-33-33W | SureMotion mounting bracket, anodized aluminum, XY bracket. For use with LAHP-33 to LAHP-33W series actuators. | Stock | 105 | 109
LAHP-ZB-25-25 | SureMotion mounting bracket, anodized aluminum, Z bracket. For use with LAHP-25 to LAHP-25 series actuators. | Stock | 364 | 379
LAHP-ZB-25-33 | SureMotion mounting bracket, anodized aluminum, Z bracket. For use with LAHP-25 to LAHP-33 series actuators. | Stock | 364 | 379
LAHP-ZB-25-33W | SureMotion mounting bracket, anodized aluminum, Z bracket. For use with LAHP-25 to LAHP-33W series actuators. | Stock | 400 | 416
LAHP-ZB-33-33 | SureMotion mounting bracket, anodized aluminum, Z bracket. For use with LAHP-33 to LAHP-33 series actuators. | Stock | 412 | 428
LAHP-ZB-33-33W | SureMotion mounting bracket, anodized aluminum, Z bracket. For use with LAHP-33 to LAHP-33W series actuators. | Stock | 471 | 490
LARSA1-08L12C | SureMotion linear slide assembly, end supported, round shaft, 1/2in diameter, 12in overall length, carbon steel. (2) single pillow blocks included. | Stock | 298 | 310
LARSA1-08L24C | SureMotion linear slide assembly, end supported, round shaft, 1/2in diameter, 24in overall length, carbon steel. (2) single pillow blocks included. | Stock | 308 | 320
LARSA1-08L36C | SureMotion linear slide assembly, end supported, round shaft, 1/2in diameter, 36in overall length, carbon steel. (2) single pillow blocks included. | Stock | 330 | 343
LARSA1-12L12C | SureMotion linear slide assembly, end supported, round shaft, 3/4in diameter, 12in overall length, carbon steel. (2) single pillow blocks included. | Stock | 375 | 390
LARSA1-12L24C | SureMotion linear slide assembly, end supported, round shaft, 3/4in diameter, 24in overall length, carbon steel. (2) single pillow blocks included. | Stock | 397 | 413
LARSA1-12L36C | SureMotion linear slide assembly, end supported, round shaft, 3/4in diameter, 36in overall length, carbon steel. (2) single pillow blocks included. | Stock | 419 | 436
LARSA1-16L12C | SureMotion linear slide assembly, end supported, round shaft, 1in diameter, 12in overall length, carbon steel. (2) single pillow blocks included. | Stock | 502 | 522
LARSA1-16L24C | SureMotion linear slide assembly, end supported, round shaft, 1in diameter, 24in overall length, carbon steel. (2) single pillow blocks included. | Stock | 536 | 557
LARSA1-16L36C | SureMotion linear slide assembly, end supported, round shaft, 1in diameter, 36in overall length, carbon steel. (2) single pillow blocks included. | Stock | 564 | 587
LARSACC-001 | SureMotion single pillow block, closed type, linear ball bushing, 1/2in inside diameter. | Stock | 59 | 61
LARSACC-002 | SureMotion single pillow block, closed type, linear ball bushing, 3/4in inside diameter. | Stock | 74 | 77
LARSACC-003 | SureMotion single pillow block, closed type, linear ball bushing, 1in inside diameter. | Stock | 105 | 109
LARSACC-004 | SureMotion single pillow block, open type, linear ball bushing, 1/2in inside diameter. | Stock | 63 | 66
LARSACC-005 | SureMotion single pillow block, open type, linear ball bushing, 3/4in inside diameter. | Stock | 82 | 85
LARSACC-006 | SureMotion single pillow block, open type, linear ball bushing, 1in inside diameter. | Stock | 115 | 120
LARSACC-007 | SureMotion linear ball bushing, closed type, 1/2in inside diameter, self-aligning. Seals included. | Stock | 22.5 | 23.5
LARSACC-008 | SureMotion linear ball bushing, closed type, 3/4in inside diameter, self-aligning. Seals included. | Stock | 26.5 | 27.5
LARSACC-009 | SureMotion linear ball bushing, closed type, 1in inside diameter, self-aligning. Seals included. | Stock | 43 | 44.5
LARSACC-010 | SureMotion linear ball bushing, open type, 1/2in inside diameter, self-aligning. Seals included. | Stock | 26.5 | 27.5
LARSACC-011 | SureMotion linear ball bushing, open type, 3/4in inside diameter, self-aligning. Seals included. | Stock | 33 | 34.5
LARSACC-012 | SureMotion linear ball bushing, open type, 1in inside diameter, self-aligning. Seals included. | Stock | 55 | 57
LARSACC-013 | SureMotion repair kit, for use with LARSD2-08T12BP2C actuators, includes ballscrew, ballnut, end bearings and grease tube. | Stock | 708 | 736
LARSACC-014 | SureMotion repair kit, for use with LARSD2-08T24BP2C actuators, includes ballscrew, ballnut, end bearings and grease tube. | Stock | 697 | 725
LARSACC-015 | SureMotion motor adapter, NEMA 23 frame. For use with LARSD2-08 series actuators. 1/4 x 1/4in coupler included. | Stock | 265 | 276
LARSACC-016 | SureMotion motor adapter, NEMA 34 frame. For use with LARSD2-08 series actuators. 1/2 x 1/4in coupler included. | Stock | 319 | 332
LARSB1-08L12C | SureMotion linear slide assembly, continuously supported, round shaft, 1/2in diameter, 12in overall length, carbon steel. (2) single pillow blocks included. | Stock | 308 | 320
LARSB1-08L24C | SureMotion linear slide assembly, continuously supported, round shaft, 1/2in diameter, 24in overall length, carbon steel. (2) single pillow blocks included. | Stock | 383 | 398
LARSB1-08L36C | SureMotion linear slide assembly, continuously supported, round shaft, 1/2in diameter, 36in overall length, carbon steel. (2) single pillow blocks included. | Stock | 477 | 496
LARSB1-12L12C | SureMotion linear slide assembly, continuously supported, round shaft, 3/4in diameter, 12in overall length, carbon steel. (2) single pillow blocks included. | Stock | 385 | 400
LARSB1-12L24C | SureMotion linear slide assembly, continuously supported, round shaft, 3/4in diameter, 24in overall length, carbon steel. (2) single pillow blocks included. | Stock | 502 | 522
LARSB1-12L36C | SureMotion linear slide assembly, continuously supported, round shaft, 3/4in diameter, 36in overall length, carbon steel. (2) single pillow blocks included. | Stock | 615 | 640
LARSB1-16L12C | SureMotion linear slide assembly, continuously supported, round shaft, 1in diameter, 12in overall length, carbon steel. (2) single pillow blocks included. | Stock | 499 | 519
LARSB1-16L24C | SureMotion linear slide assembly, continuously supported, round shaft, 1in diameter, 24in overall length, carbon steel. (2) single pillow blocks included. | Stock | 645 | 671
LARSB1-16L36C | SureMotion linear slide assembly, continuously supported, round shaft, 1in diameter, 36in overall length, carbon steel. (2) single pillow blocks included. | Stock | 778 | 809
LARSD2-08T12BP2C | SureMotion linear actuator assembly, twin round shaft, 5.500in wide, 12in travel, ball screw, 0.2in pitch, carbon steel rail. | Stock | 2654 | 2760
LARSD2-08T24BP2C | SureMotion linear actuator assembly, twin round shaft, 5.500in wide, 24in travel, ball screw, 0.2in pitch, carbon steel rail. | Stock | 2865 | 2980
LAVL2-60T06LP2 | SureMotion linear actuator assembly, Gen 2 value, 2.360in wide, 6in travel, lead screw, 0.2in pitch, hard coated aluminum rail. | Stock | 873 | 908
LAVL2-60T06LP5 | SureMotion linear actuator assembly, Gen 2 value, 2.360in wide, 6in travel, lead screw, 0.5in pitch, hard coated aluminum rail. | Stock | 873 | 908
LAVL2-60T12LP2 | SureMotion linear actuator assembly, Gen 2 value, 2.360in wide, 12in travel, lead screw, 0.2in pitch, hard coated aluminum rail. | Stock | 1095 | 1139
LAVL2-60T12LP5 | SureMotion linear actuator assembly, Gen 2 value, 2.360in wide, 12in travel, lead screw, 0.5in pitch, hard coated aluminum rail. | Stock | 1095 | 1139
LAVL2-60T18LP2 | SureMotion linear actuator assembly, Gen 2 value, 2.360in wide, 18in travel, lead screw, 0.2in pitch, hard coated aluminum rail. | Stock | 1327 | 1380
LAVL2-60T18LP5 | SureMotion linear actuator assembly, Gen 2 value, 2.360in wide, 18in travel, lead screw, 0.5in pitch, hard coated aluminum rail. | Stock | 1327 | 1380
LAVL2-60T24LP2 | SureMotion linear actuator assembly, Gen 2 value, 2.360in wide, 24in travel, lead screw, 0.2in pitch, hard coated aluminum rail. | Stock | 1548 | 1610
LAVL2-60T24LP5 | SureMotion linear actuator assembly, Gen 2 value, 2.360in wide, 24in travel, lead screw, 0.5in pitch, hard coated aluminum rail. | Stock | 1548 | 1610
LAVLACC-001 | SureMotion repair kit, for use with LAVL-60TxxLP2 actuators, includes nut, bushings, end bearings and oil syringe. | Stock | 319 | 332
LAVLACC-002 | SureMotion repair kit, for use with LAVL-60TxxLP5 actuators, includes nut, bushings, end bearings and oil syringe. | Stock | 319 | 332
LAVLACC-003 | SureMotion motor adapter, NEMA 23 frame. For use with LAVL-60 series actuators. 1/4in x 5mm coupler included. | Stock | 265 | 276
LAVLACC-004 | SureMotion mounting plate, XY type. For use with LAVL-60 series actuators. | Stock | 124 | 129
LAVLACC-005 | SureMotion mounting plate, XZ type. For use with LAVL-60 series actuators. | Stock | 278 | 289
LAVLACC-006 | SureMotion repair kit, for use with LAVL2-60TxxLP2 actuators, includes nut, bushings, end bearings and oil syringe. | Stock | 319 | 332
LAVLACC-007 | SureMotion repair kit, for use with LAVL2-60TxxLP5 actuators, includes nut, bushings, end bearings and oil syringe. | Stock | 319 | 332
LC06-1001 | Flowline Switch-Pro compact electrical junction box, polypropylene, NEMA 4X. For use with Flowline Switch-Tek level switches. | Stock | 65
LC12-P | HydroMode 1/2in locking clip, acetal, NSF/ANSI 61. Package of 25. For use with push-to-connect fittings. | Stock | 3 | 3.25
LC14-P | HydroMode 1/4in locking clip, acetal, NSF/ANSI 61. Package of 25. For use with push-to-connect fittings. | Stock | 2.75 | 3
LC38-P | HydroMode 3/8in locking clip, acetal, NSF/ANSI 61. Package of 25. For use with push-to-connect fittings. | Stock | 3 | 3.25
LC40-1001 | Flowline Switch-Pro remote level controller, tank fill, drain or alarm, (1) level switch input, (1) SPDT non-latching relay, adjustable time delay output, 120/240 VAC operating voltage. | Stock | 210
LC41-1001 | Flowline Switch-Pro remote level controller, tank fill, drain or alarm, (2) level switch input, (1) SPDT latching relay, adjustable time delay output, 120/240 VAC operating voltage. | Stock | 245
LC42-1001 | Flowline Switch-Pro remote level controller, tank fill or drain and alarm, (3) level switch input, (1) SPDT non-latching relay, (1) SPDT latching relay, adjustable time delay output, 120/240 VAC operating voltage. | Stock | 295
LC516-P | HydroMode 5/16in locking clip, acetal, NSF/ANSI 61. Package of 25. For use with push-to-connect fittings. | Stock | 3 | 3.25
LC52-1001 | Flowline DataPoint remote level controller, tank fill or drain and alarm, 4-20 mA level sensor input, (1) SPDT non-latching relay, (1) SPDT latching relay, adjustable time delay, 4-20 mA repeater output, 120/240 VAC operating voltage. | Stock | 370
LC532-P | HydroMode 5/32in locking clip, acetal, NSF/ANSI 61. Package of 25. For use with push-to-connect fittings. | Stock | 2.75 | 3
LCMB-16M | NITRA mounting bracket, center, aluminum. For use with L16M series rodless cylinders. | Stock | 11.75 | 12
LCMB-25M | NITRA mounting bracket, center, aluminum. For use with L25M series rodless cylinders. | Stock | 13 | 13.5
LCMB-32M | NITRA mounting bracket, center, aluminum. For use with L32M series rodless cylinders. Mounting screws included. | Stock | 27 | 28
LCMB-40M | NITRA mounting bracket, center, aluminum. For use with L40M series rodless cylinders. Mounting screws included. | Stock | 28 | 29
LCU1000 | Edison fuse, LCU series, Class L, current-limiting, fast-acting, 1000A, 600 VAC, knife blade, feeder/branch, semiconductor protection applications. | Stock | 439 | 457
LCU1200 | Edison fuse, LCU series, Class L, current-limiting, fast-acting, 1200A, 600 VAC, knife blade, feeder/branch, semiconductor protection applications. | Stock | 439 | 457
LCU601 | Edison fuse, LCU series, Class L, current-limiting, fast-acting, 601A, 600 VAC, knife blade, feeder/branch, semiconductor protection applications. | Stock | 465 | 484
LCU650 | Edison fuse, LCU series, Class L, current-limiting, fast-acting, 650A, 600 VAC, knife blade, feeder/branch, semiconductor protection applications. | Stock | 549 | 571
LCU700 | Edison fuse, LCU series, Class L, current-limiting, fast-acting, 700A, 600 VAC, knife blade, feeder/branch, semiconductor protection applications. | Stock | 465 | 484
LCU800 | Edison fuse, LCU series, Class L, current-limiting, fast-acting, 800A, 600 VAC, knife blade, feeder/branch, semiconductor protection applications. | Stock | 439 | 457
LEMB-16M | NITRA mounting bracket, end, stainless steel. For use with L16M series rodless cylinders. Mounting screws included. | Stock | 5 | 5.25
LEMB-25M | NITRA mounting bracket, end, stainless steel. For use with L25M series rodless cylinders. Mounting screws included. | Stock | 5.5 | 5.75
LEMB-32M | NITRA mounting bracket, end, aluminum. For use with L32M series rodless cylinders. Mounting screws included. | Stock | 19.5 | 20.5
LEMB-40M | NITRA mounting bracket, end, aluminum. For use with L40M series rodless cylinders. Mounting screws included. | Stock | 27.5 | 28.5
LENRK10 | Edison fuse, LENRK series, Class RK1, current-limiting, time-delay, 10A, 250 VAC, ferrule. Package of 10. Feeder/branch protection applications. | Stock | 101 | 105
LENRK100 | Edison fuse, LENRK series, Class RK1, current-limiting, time-delay, 100A, 250 VAC, knife blade. Package of 5. Feeder/branch protection applications. | Stock | 166 | 173
LENRK15 | Edison fuse, LENRK series, Class RK1, current-limiting, time-delay, 15A, 250 VAC, ferrule. Package of 10. Feeder/branch protection applications. | Stock | 78 | 81
LENRK20 | Edison fuse, LENRK series, Class RK1, current-limiting, time-delay, 20A, 250 VAC, ferrule. Package of 10. Feeder/branch protection applications. | Stock | 78 | 81
LENRK200 | Edison fuse, LENRK series, Class RK1, current-limiting, time-delay, 200A, 250 VAC, knife blade, feeder/branch protection applications. | Stock | 73 | 76
LENRK30 | Edison fuse, LENRK series, Class RK1, current-limiting, time-delay, 30A, 250 VAC, ferrule. Package of 10. Feeder/branch protection applications. | Stock | 78 | 81
LENRK300 | Edison fuse, LENRK series, Class RK1, current-limiting, time-delay, 300A, 250 VAC, knife blade, feeder/branch protection applications. | Stock | 103 | 107
LENRK400 | Edison fuse, LENRK series, Class RK1, current-limiting, time-delay, 400A, 250 VAC, knife blade, feeder/branch protection applications. | Stock | 101 | 105
LENRK500 | Edison fuse, LENRK series, Class RK1, current-limiting, time-delay, 500A, 250 VAC, knife blade, feeder/branch protection applications. | Stock | 175 | 182
LENRK60 | Edison fuse, LENRK series, Class RK1, current-limiting, time-delay, 60A, 250 VAC, ferrule. Package of 10. Feeder/branch protection applications. | Stock | 147 | 153
LENRK600 | Edison fuse, LENRK series, Class RK1, current-limiting, time-delay, 600A, 250 VAC, knife blade, feeder/branch protection applications. | Stock | 165 | 172
LESRK10 | Edison fuse, LESRK series, Class RK1, current-limiting, time-delay, 10A, 600 VAC, ferrule. Package of 10. Feeder/branch protection applications. | Stock | 198 | 206
LESRK100 | Edison fuse, LESRK series, Class RK1, current-limiting, time-delay, 100A, 600 VAC, knife blade. Package of 5. Feeder/branch protection applications. | Stock | 316 | 329
LESRK15 | Edison fuse, LESRK series, Class RK1, current-limiting, time-delay, 15A, 600 VAC, ferrule. Package of 10. Feeder/branch protection applications. | Stock | 177 | 184
LESRK20 | Edison fuse, LESRK series, Class RK1, current-limiting, time-delay, 20A, 600 VAC, ferrule. Package of 10. Feeder/branch protection applications. | Stock | 177 | 184
LESRK200 | Edison fuse, LESRK series, Class RK1, current-limiting, time-delay, 200A, 600 VAC, knife blade, feeder/branch protection applications. | Stock | 125 | 130
LESRK25 | Edison fuse, LESRK series, Class RK1, current-limiting, time-delay, 25A, 600 VAC, ferrule. Package of 10. Feeder/branch protection applications. | Stock | 177 | 184
LESRK30 | Edison fuse, LESRK series, Class RK1, current-limiting, time-delay, 30A, 600 VAC, ferrule. Package of 10. Feeder/branch protection applications. | Stock | 177 | 184
LESRK300 | Edison fuse, LESRK series, Class RK1, current-limiting, time-delay, 300A, 600 VAC, knife blade, feeder/branch protection applications. | Stock | 191 | 199
LESRK40 | Edison fuse, LESRK series, Class RK1, current-limiting, time-delay, 40A, 600 VAC, ferrule. Package of 10. Feeder/branch protection applications. | Stock | 303 | 315
LESRK400 | Edison fuse, LESRK series, Class RK1, current-limiting, time-delay, 400A, 600 VAC, knife blade, feeder/branch protection applications. | Stock | 191 | 199
LESRK5 | Edison fuse, LESRK series, Class RK1, current-limiting, time-delay, 5A, 600 VAC, ferrule. Package of 10. Feeder/branch protection applications. | Stock | 198 | 206
LESRK50 | Edison fuse, LESRK series, Class RK1, current-limiting, time-delay, 50A, 600 VAC, ferrule. Package of 10. Feeder/branch protection applications. | Stock | 303 | 315
LESRK500 | Edison fuse, LESRK series, Class RK1, current-limiting, time-delay, 500A, 600 VAC, knife blade, feeder/branch protection applications. | Stock | 274 | 285
LESRK60 | Edison fuse, LESRK series, Class RK1, current-limiting, time-delay, 60A, 600 VAC, ferrule. Package of 10. Feeder/branch protection applications. | Stock | 303 | 315
LESRK600 | Edison fuse, LESRK series, Class RK1, current-limiting, time-delay, 600A, 600 VAC, knife blade, feeder/branch protection applications. | Stock | 271 | 282
LF40-0P-1H | AutomationDirect inductive proximity sensor, rectangular, 40 x 40 x 66mm body, die-cast zinc nickel-plated housing, PNP, N.O./N.C. complementary outputs, 20mm sensing distance, flush, 100 Hz switching frequency, IP67, 4-pin M12 quick-disconnect. | Stock | 45.5 | 49
LF40-0P-2H | AutomationDirect inductive proximity sensor, rectangular, 40 x 40 x 66mm body, die-cast zinc nickel-plated housing, PNP, N.O./N.C. complementary outputs, 35mm sensing distance, non-flush, 80 Hz switching frequency, IP67, 4-pin M12 quick-disconnect. | Stock | 45.5 | 49
LF40-AP-1H | AutomationDirect inductive proximity sensor, rectangular, 40 x 40 x 66mm body, die-cast zinc nickel-plated housing, PNP, N.O. output, 20mm sensing distance, flush, 100 Hz switching frequency, IP67, 4-pin M12 quick-disconnect. | Stock | 42.5 | 45.5
LF40-AP-2H | AutomationDirect inductive proximity sensor, rectangular, 40 x 40 x 66mm body, die-cast zinc nickel-plated housing, PNP, N.O. output, 35mm sensing distance, non-flush, 80 Hz switching frequency, IP67, 4-pin M12 quick-disconnect. | Stock | 42.5 | 45.5
LFK1110 | Hammond aluminum filter mesh, replacement, 9.31 x 8.00in (HxW). Package of 2. For use with 1481L3R1110GY. | Stock | 34.5 | 37
LFK1510 | Hammond aluminum filter mesh, replacement, 14.06 x 8.00in (HxW). Package of 2. For use with 1481L3R1510GY. | from vendor up to 15 business days | 35 | 37.5
LFK55 | Hammond aluminum filter mesh, replacement, 3.15 x 3.00in (HxW). Package of 2. For use with 1481L3R55GY and 1481L3R55SS. | Stock | 26 | 28
LFK56 | Hammond aluminum filter mesh, replacement, 3.25 x 4.00in (HxW). Package of 2. For use with 1481L3R66GY and 1481L3R66SS. | Stock | 26.5 | 28.5
LFK610 | Hammond aluminum filter mesh, replacement, 4.56 x 8.00in (HxW). Package of 2. For use with 1481L3R610GY. | from vendor up to 15 business days | 33.5 | 35.5
LFK66 | Hammond aluminum filter mesh, replacement, 4.38 x 4.00in (HxW). Package of 2. For use with 1481L3R56GY and 1481L3R56SS. | Stock | 27 | 29
LFK68 | Hammond aluminum filter mesh, replacement, 4.38 x 6.00in (HxW). Package of 2. For use with 1481L3R68GY. | from vendor up to 15 business days | 29 | 31
LFK810 | Hammond aluminum filter mesh, replacement, 6.94 x 8.00in (HxW). Package of 2. For use with 1481L3R810GY. | Stock | 34 | 36.5
LFK88 | Hammond aluminum filter mesh, replacement, 6.63 x 6.00in (HxW). Package of 2. For use with 1481L3R88GY. | Stock | 29.5 | 31.5
LG5924-02-61-24 | Dold safety relay, emergency stop, 1-channel, 24 VDC, (2) N.O. safety output(s), fixed screw terminals. | Stock | 99 | 103
LG5924-48-61-110 | Dold safety relay, emergency stop, 1-channel, 110 VAC, (3) N.O. safety output(s), (1) N.C. monitoring output(s), fixed screw terminals. | Stock | 126 | 131
LG5924-48-61-230 | Dold safety relay, emergency stop, 1-channel, 230 VAC, (3) N.O. safety output(s), (1) N.C. monitoring output(s), fixed screw terminals. | Stock | 126 | 131
LG5924-48-61-24 | Dold safety relay, emergency stop, 1-channel, 24 VDC, (3) N.O. safety output(s), (1) N.C. monitoring output(s), fixed screw terminals. | Stock | 111 | 115
LG5925-48-61-110 | Dold safety relay, emergency stop and safety gates, 2-channel, 110 VAC, (3) N.O. safety output(s), (1) N.C. monitoring output(s), fixed screw terminals. | Stock | 141 | 147
LG5925-48-61-230 | Dold safety relay, emergency stop and safety gates, 2-channel, 230 VAC, (3) N.O. safety output(s), (1) N.C. monitoring output(s), fixed screw terminals. | Stock | 141 | 147
LG5925-48-61-24 | Dold safety relay, emergency stop and safety gates, 2-channel, 24 VAC/VDC, (3) N.O. safety output(s), (1) N.C. monitoring output(s), fixed screw terminals. | Stock | 130 | 135
LG5925-48-900-61 | Dold safety relay, light curtain controller, 2-channel, 24 VDC, (3) N.O. safety output(s), (1) N.C. monitoring output(s), fixed screw terminals. | Stock | 130 | 135
LG5928-41-61-10 | Dold safety relay, emergency stop and safety gates, release delay, 1 to 10 seconds, 2-channel, 24 VDC, (2) N.O. and (1) N.O. time delay safety output(s), fixed screw terminals. | Stock | 210 | 218
LG5928-41-61-3 | Dold safety relay, emergency stop and safety gates, release delay, 0.3 to 3 seconds, 2-channel, 24 VDC, (2) N.O. and (1) N.O. time delay safety output(s), fixed screw terminals. | Stock | 210 | 218
LG5929-60-100-61 | Dold safety relay extension module, 24 VAC/VDC, (5) N.O. safety output(s), (1) N.C. monitoring output(s), fixed screw terminals. | Stock | 107 | 111
LG5944-02-010-24 | Dold safety relay, safety mat/edges, 2-channel, 24 VDC, (2) N.O. safety output(s), fixed screw terminals. | Stock | 126 | 131
LG5944-02-110-24 | Dold safety relay, (2) safety mat/edges, 2-channel, 24 VDC, (2) N.O. safety output(s), fixed screw terminals. | Stock | 138 | 144
LG7927-97-61-10 | Dold safety relay extension module, on delay, 1 to 10 seconds, 24 VAC/VDC, (3) N.O. time delay and (1) N.C. time delay safety output(s), (1) N.C. time delay monitoring output(s), fixed screw terminals. | Stock | 138 | 144
LG7928-97-61-10 | Dold safety relay extension module, release delay, 1 to 10 seconds, 24 VAC/VDC, (3) N.O. time delay and (1) N.C. time delay safety output(s), (1) N.C. time delay monitoring output(s), fixed screw terminals. | Stock | 138 | 144
LH5946-48-115-04 | Dold safety relay, motor standstill monitoring, 20-400 mV, 2-channel, 115 VAC, (3) N.O. and (1) N.C. safety output(s), fixed screw terminals. | Stock | 395 | 411
LH5946-48-115-40 | Dold safety relay, motor standstill monitoring, 0.2-4V, 2-channel, 115 VAC, (3) N.O. and (1) N.C. safety output(s), fixed screw terminals. | Stock | 395 | 411
LH5946-48-24-04 | Dold safety relay, motor standstill monitoring, 20-400 mV, 2-channel, 24 VDC, (3) N.O. and (1) N.C. safety output(s), fixed screw terminals. | Stock | 395 | 411
LH5946-48-24-40 | Dold safety relay, motor standstill monitoring, 0.2-4V, 2-channel, 24 VDC, (3) N.O. and (1) N.C. safety output(s), fixed screw terminals. | Stock | 395 | 411
LHMVD12B | Eaton rotary handle, pistol, black, external front mount, 2-position, lockable in OFF only, defeatable, NEMA 1/12. For use with Automationdirect (Eaton) 600A frame MCCBs. 12in shaft and operator included. | Stock | 149 | 155
LHR-M18MA-PMS-101 | Contrinex photoelectric sensor, tubular, threaded, stainless steel, diffuse with background suppression, 10-250mm sensing distance, complementary light-on/dark-on, NPN, potentiometer, 700 Hz switching frequency, 4-pin M12 quick-disconnect. | Stock | 51.5
LHR-M18MA-PMS-603 | Contrinex photoelectric sensor, tubular, threaded, stainless steel, diffuse with background suppression, 10-250mm sensing distance, complementary light-on/dark-on, PNP, potentiometer, 700 Hz switching frequency, 4-pin M12 quick-disconnect. | Stock | 51.5
LHR-M18MA-TMS-101 | Contrinex photoelectric sensor, tubular, threaded, stainless steel, diffuse with background suppression, 10-250mm sensing distance, complementary light-on/dark-on, NPN, teach-in button, 700 Hz switching frequency, 4-pin M12 quick-disconnect. | Stock | 51.5
LHR-M18MA-TMS-603 | Contrinex photoelectric sensor, tubular, threaded, stainless steel, diffuse with background suppression, 10-250mm sensing distance, complementary light-on/dark-on, PNP, teach-in button, 700 Hz switching frequency, 4-pin M12 quick-disconnect. | Stock | 51.5
LHR-M18PA-PMK-101 | Contrinex photoelectric sensor, tubular, threaded, ABS plastic, diffuse with background suppression, 10-250mm sensing distance, complementary light-on/dark-on, NPN, potentiometer, 700 Hz switching frequency, 6.5ft/2m cable length, pigtail. | Stock | 34
LHR-M18PA-PMK-603 | Contrinex photoelectric sensor, tubular, threaded, ABS plastic, diffuse with background suppression, 10-250mm sensing distance, complementary light-on/dark-on, PNP, potentiometer, 700 Hz switching frequency, 6.5ft/2m cable length, pigtail. | Stock | 34
LHR-M18PA-PMS-101 | Contrinex photoelectric sensor, tubular, threaded, ABS plastic, diffuse with background suppression, 10-250mm sensing distance, complementary light-on/dark-on, NPN, potentiometer, 700 Hz switching frequency, 4-pin M12 quick-disconnect. | Stock | 34
LHR-M18PA-PMS-603 | Contrinex photoelectric sensor, tubular, threaded, ABS plastic, diffuse with background suppression, 10-250mm sensing distance, complementary light-on/dark-on, PNP, potentiometer, 700 Hz switching frequency, 4-pin M12 quick-disconnect. | Stock | 34
LHR-M18PA-TMK-101 | Contrinex photoelectric sensor, tubular, threaded, ABS plastic, diffuse with background suppression, 10-250mm sensing distance, complementary light-on/dark-on, NPN, teach-in button, 700 Hz switching frequency, 6.5ft/2m cable length, pigtail. | Stock | 34
LHR-M18PA-TMK-603 | Contrinex photoelectric sensor, tubular, threaded, ABS plastic, diffuse with background suppression, 10-250mm sensing distance, complementary light-on/dark-on, PNP, teach-in button, 700 Hz switching frequency, 6.5ft/2m cable length, pigtail. | Stock | 34
LHR-M18PA-TMS-101 | Contrinex photoelectric sensor, tubular, threaded, ABS plastic, diffuse with background suppression, 10-250mm sensing distance, complementary light-on/dark-on, NPN, teach-in button, 700 Hz switching frequency, 4-pin M12 quick-disconnect. | Stock | 34
LHR-M18PA-TMS-603 | Contrinex photoelectric sensor, tubular, threaded, ABS plastic, diffuse with background suppression, 10-250mm sensing distance, complementary light-on/dark-on, PNP, teach-in button, 700 Hz switching frequency, 4-pin M12 quick-disconnect. | Stock | 34
LHW-M18PA-000 | Contrinex right-angle beam adapter, ABS plastic, 18mm. For use with Contrinex LHR 18mm photoelectrics. Mirror allows 90 degree light detection. | Stock | 7
LI40-1001 | Flowline PodView general purpose digital indicator, polycarbonate, NEMA 4, IP65, 6ft (1.8m) 22AWG 4-conductor cable, panel mount. For use with Flowline EchoPod DL, DS and DX series ultrasonic level sensor with firmware V50.0 or later. | Stock | 210
LI99-2001 | Flowline fob USB adapter, for use with WEBCAL software. | Stock | 43.5 | 50
LKEH-102FEPUL-R | Patlite LED signal tower, (1) tier, 100mm diameter, red, permanent or flashing (60 fpm +/- 3 fpm) light function, (32) alarms, 24 VDC, PNP polarity, colored lens, 265.2mm body length, light gray, 360 degree viewing angle, direct mount, IP53. | Stock | 428 | 445
LKEH-102FEUL-R | Patlite LED signal tower, (1) tier, 100mm diameter, red, permanent or flashing (60 fpm +/- 3 fpm) light function, (32) alarms, 24 VDC, NPN polarity, colored lens, 265.2mm body length, light gray, 360 degree viewing angle, direct mount, IP53. | Stock | 412 | 428
LKEH-202FEPUL-RG | Patlite LED signal tower, (2) tiers, 100mm diameter, red/green, permanent or flashing (60 fpm +/- 3 fpm) light function, (32) alarms, 24 VDC, PNP polarity, colored lens, 325.3mm body length, light gray, 360 degree viewing angle, direct mount, IP53. | Stock | 487 | 506
LKEH-202FEUL-RG | Patlite LED signal tower, (2) tiers, 100mm diameter, red/green, permanent or flashing (60 fpm +/- 3 fpm) light function, (32) alarms, 24 VDC, NPN polarity, colored lens, 325.3mm body length, light gray, 360 degree viewing angle, direct mount, IP53. | Stock | 477 | 496
LKEH-302FEPUL-RYG | Patlite LED signal tower, (3) tiers, 100mm diameter, red/amber/green, permanent or flashing (60 fpm +/- 3 fpm) light function, (32) alarms, 24 VDC, PNP polarity, colored lens, 385.4mm body length, light gray, 360 degree viewing angle, direct mount, IP53. | Stock | 565 | 588
LKEH-302FEUL-RYG | Patlite LED signal tower, (3) tiers, 100mm diameter, red/amber/green, permanent or flashing (60 fpm +/- 3 fpm) light function, (32) alarms, 24 VDC, NPN polarity, colored lens, 385.4mm body length, light gray, 360 degree viewing angle, direct mount, IP53. | Stock | 565 | 588
LKEH-402FEPUL-RYGB | Patlite LED signal tower, (4) tiers, 100mm diameter, red/amber/green/blue, permanent or flashing (60 fpm +/- 3 fpm) light function, (32) alarms, 24 VDC, PNP polarity, colored lens, 445.5mm body length, light gray, 360 degree viewing angle, direct mount, IP53. | Stock | 827 | 860
LKEH-402FEUL-RYGB | Patlite LED signal tower, (4) tiers, 100mm diameter, red/amber/green/blue, permanent or flashing (60 fpm +/- 3 fpm) light function, (32) alarms, 24 VDC, NPN polarity, colored lens, 445.5mm body length, light gray, 360 degree viewing angle, direct mount, IP53. | Stock | 854 | 888
LLR-D04MA-NMK-302 | Contrinex photoelectric sensor, tubular, smooth, stainless steel housing, through-beam receiver, 0-600mm sensing distance, 10-30 VDC operating voltage, dark-on, NPN, 3-wire, pigtail. | Stock | 53 | 55
LLR-D04MA-NMK-400 | Contrinex photoelectric sensor, tubular, smooth, stainless steel housing, through-beam emitter, visible red light emission, 0-600mm sensing distance, 10-30 VDC operating voltage, 3-wire, pigtail. | Stock | 41 | 42.5
LLR-D04MA-NMK-404 | Contrinex photoelectric sensor, tubular, smooth, stainless steel housing, through-beam receiver, 0-600mm sensing distance, 10-30 VDC operating voltage, dark-on, PNP, 3-wire, pigtail. | Stock | 53 | 55
LLR-D04MA-NMS-302 | Contrinex photoelectric sensor, tubular, smooth, stainless steel housing, through-beam receiver, 0-600mm sensing distance, 10-30 VDC operating voltage, dark-on, NPN, 3-wire, 3-pin M8 quick-disconnect. | Stock | 53 | 55
LLR-D04MA-NMS-400 | Contrinex photoelectric sensor, tubular, smooth, stainless steel housing, through-beam emitter, visible red light emission, 0-600mm sensing distance, 10-30 VDC operating voltage, 3-wire, 3-pin M8 quick-disconnect. | Stock | 41 | 42.5
LLR-D04MA-NMS-404 | Contrinex photoelectric sensor, tubular, smooth, stainless steel housing, through-beam receiver, 0-600mm sensing distance, 10-30 VDC operating voltage, dark-on, PNP, 3-wire, 3-pin M8 quick-disconnect. | Stock | 53 | 55
LLR-M05MA-NMK-302 | Contrinex photoelectric sensor, tubular, threaded, stainless steel housing, through-beam receiver, 0-600mm sensing distance, 10-30 VDC operating voltage, dark-on, NPN, 3-wire, pigtail. | Stock | 53 | 55
LLR-M05MA-NMK-400 | Contrinex photoelectric sensor, tubular, threaded, stainless steel housing, through-beam emitter, visible red light emission, 0-600mm sensing distance, 10-30 VDC operating voltage, 3-wire, pigtail. | Stock | 41 | 42.5
LLR-M05MA-NMK-404 | Contrinex photoelectric sensor, tubular, threaded, stainless steel housing, through-beam receiver, 0-600mm sensing distance, 10-30 VDC operating voltage, dark-on, PNP, 3-wire, pigtail. | Stock | 53 | 55
LLR-M05MA-NMS-302 | Contrinex photoelectric sensor, tubular, threaded, stainless steel housing, through-beam receiver, 0-600mm sensing distance, 10-30 VDC operating voltage, dark-on, NPN, 3-wire, 3-pin M8 quick-disconnect. | Stock | 53 | 55
LLR-M05MA-NMS-400 | Contrinex photoelectric sensor, tubular, threaded, stainless steel housing, through-beam emitter, visible red light emission, 0-600mm sensing distance, 10-30 VDC operating voltage, 3-wire, 3-pin M8 quick-disconnect. | Stock | 41 | 42.5
LLR-M05MA-NMS-404 | Contrinex photoelectric sensor, tubular, threaded, stainless steel housing, through-beam receiver, 0-600mm sensing distance, 10-30 VDC operating voltage, dark-on, PNP, 3-wire, 3-pin M8 quick-disconnect. | Stock | 53 | 55
LLR-M12MA-NMK-101 | Contrinex photoelectric sensor, tubular, threaded, chrome-plated brass housing, through-beam receiver, 0-10m sensing distance, 10-30 VDC operating voltage, complementary light-on/dark-on, NPN, 4-wire, pigtail. | Stock | 38
LLR-M12MA-NMK-400 | Contrinex photoelectric sensor, tubular, threaded, chrome-plated brass housing, through-beam emitter, visible red light emission, 0-10m sensing distance, 10-30 VDC operating voltage, 3-wire, pigtail. | Stock | 27.5
LLR-M12MA-NMK-603 | Contrinex photoelectric sensor, tubular, threaded, chrome-plated brass housing, through-beam receiver, 0-10m sensing distance, 10-30 VDC operating voltage, complementary light-on/dark-on, PNP, 4-wire, pigtail. | Stock | 38
LLR-M12MA-NMS-101 | Contrinex photoelectric sensor, tubular, threaded, chrome-plated brass housing, through-beam receiver, 0-10m sensing distance, 10-30 VDC operating voltage, complementary light-on/dark-on, NPN, 4-wire, 4-pin M12 quick-disconnect. | Stock | 38
LLR-M12MA-NMS-400 | Contrinex photoelectric sensor, tubular, threaded, chrome-plated brass housing, through-beam emitter, visible red light emission, 0-10m sensing distance, 10-30 VDC operating voltage, 3-wire, 4-pin M12 quick-disconnect. | Stock | 27.5
LLR-M12MA-NMS-603 | Contrinex photoelectric sensor, tubular, threaded, chrome-plated brass housing, through-beam receiver, 0-10m sensing distance, 10-30 VDC operating voltage, complementary light-on/dark-on, PNP, 4-wire, 4-pin M12 quick-disconnect. | Stock | 38
LLR-M18MA-NMS-101 | Contrinex photoelectric sensor, tubular, threaded, stainless steel housing, through-beam receiver, 0-30m sensing distance, 10-30 VDC operating voltage, complementary light-on/dark-on, NPN, 4-wire, 4-pin M12 quick-disconnect. | Stock | 38
LLR-M18MA-NMS-400 | Contrinex photoelectric sensor, tubular, threaded, stainless steel housing, through-beam emitter, visible red light emission, 0-30m sensing distance, 10-30 VDC operating voltage, 3-wire, 4-pin M12 quick-disconnect. | Stock | 27.5
LLR-M18MA-NMS-603 | Contrinex photoelectric sensor, tubular, threaded, stainless steel housing, through-beam receiver, 0-30m sensing distance, 10-30 VDC operating voltage, complementary light-on/dark-on, PNP, 4-wire, 4-pin M12 quick-disconnect. | Stock | 38
LLR-M18PA-NMK-101 | Contrinex photoelectric sensor, tubular, threaded, ABS plastic housing, through-beam receiver, 0-30m sensing distance, 10-30 VDC operating voltage, complementary light-on/dark-on, NPN, 4-wire, pigtail. | Stock | 22
LLR-M18PA-NMK-400 | Contrinex photoelectric sensor, tubular, threaded, ABS plastic housing, through-beam emitter, visible red light emission, 0-30m sensing distance, 10-30 VDC operating voltage, 3-wire, pigtail. | Stock | 19
LLR-M18PA-NMK-603 | Contrinex photoelectric sensor, tubular, threaded, ABS plastic housing, through-beam receiver, 0-30m sensing distance, 10-30 VDC operating voltage, complementary light-on/dark-on, PNP, 4-wire, pigtail. | Stock | 22
LLR-M18PA-NMS-101 | Contrinex photoelectric sensor, tubular, threaded, ABS plastic housing, through-beam receiver, 0-30m sensing distance, 10-30 VDC operating voltage, complementary light-on/dark-on, NPN, 4-wire, 4-pin M12 quick-disconnect. | Stock | 22
LLR-M18PA-NMS-400 | Contrinex photoelectric sensor, tubular, threaded, ABS plastic housing, through-beam emitter, visible red light emission, 0-30m sensing distance, 10-30 VDC operating voltage, 3-wire, 4-pin M12 quick-disconnect. | Stock | 19
LLR-M18PA-NMS-603 | Contrinex photoelectric sensor, tubular, threaded, ABS plastic housing, through-beam receiver, 0-30m sensing distance, 10-30 VDC operating voltage, complementary light-on/dark-on, PNP, 4-wire, 4-pin M12 quick-disconnect. | Stock | 22
LLW-M18PA-000 | Contrinex right-angle beam adapter, ABS plastic, 18mm. For use with Contrinex LLR 18mm photoelectrics. Mirror allows 90 degree light detection. | Stock | 7
LM-001D | Koyo right angle bracket. For use with Koyo TRDA-20 series encoders. Mounting hardware included. Requires TRDA-20SND or TRDA-25SND replacement mounting flange and (4) customer-supplied #6-32 UNC x 1/2in fasteners. | Stock | 38 | 43.5
LM45-1001-12 | Flowline Switch-Pak level sensor extension, 12in length, polypropylene. For use with Flowline Switch-Tek level switches. | Stock | 49.5 | 50
LM45-7001-0000 | Flowline Switch-Pak level sensor extension installation fittings, PVC. For use with Flowline Switch-Tek level switches. | Stock | 33.5 | 35
LM50-1001 | Flowline side mount bracket, polypropylene, 2in female NPT. For use with Flowline DL34, LU23, LU28, LU29, LU74, LU78, LU81, LU83, LU84, UG01, UG03, UG06, US01, US03 and US06 series ultrasonic level sensors. | Stock | 35
LM50-1001-1 | Flowline side mount bracket, polypropylene, 2in female NPT. For use with Flowline DL14, DL24, DS14, DL10, DX10, LU27, LU77 and LU80 series ultrasonic level sensors. 2in male NPT to 1in female NPT reducer bushing (PVC) included. | Stock | 46
LM52-1400 | Flowline reducer bushing, PVC, 2in male NPT to 1in female NPT. For use with Flowline DL14, DL24, DS14, DL10, DX10, LU27, LU77 and LU80 series ultrasonic level sensors. | Stock | 15
LM52-1850 | Flowline mounting flange, CPVC, 1in female NPT. For use with Flowline DL14, DL24, DS14, DL10, DX10, LU27, LU77 and LU80 series ultrasonic level sensors. | Stock | 65
LM52-1890 | Flowline low-profile bulkhead fitting, PVC, 1in female NPT to slip socket. For use with Flowline DL14, DL24, DS14, DL10, DX10, LU27, LU77 and LU80 series ultrasonic level sensors. Mounting hardware included. | Stock | 52
LM52-2400 | Flowline reducer bushing, PVC, 3in male NPT to 2in female NPT. For use with Flowline DL34, LU23, LU28, LU29, LU74, LU78, LU81, LU83, LU84, UG01, UG03, UG06, US01, US03 and US06 series ultrasonic level sensors. | Stock | 34
LM52-2850 | Flowline mounting flange, CPVC, 2in female NPT. For use with Flowline DL34, LU23, LU28, LU29, LU74, LU78, LU81, LU83, LU84, UG01, UG03, UG06, US01, US03 and US06 series ultrasonic level sensors. | Stock | 112
LM52-2890 | Flowline low-profile bulkhead fitting, PVC, 2in female NPT to slip socket. For use with Flowline DL34, LU23, LU28, LU29, LU74, LU78, LU81, LU83, LU84, UG01, UG03, UG06, US01, US03 and US06 series ultrasonic level sensors. Mounting hardware included. | Stock | 86
LM52-3800 | Flowline reducer bushing, PVC, 4in male NPT to 2in female NPT. For use with Flowline DL34, LU23, LU28, LU29, LU74, LU78, LU81, LU83, LU84, UG01, UG03, UG06, US01, US03 and US06 series ultrasonic level sensors. | Stock | 118
LM52-3850 | Flowline mounting flange, CPVC, 3in female NPT. For use with Flowline UG12 series ultrasonic level sensors. | Stock | 198
LM52-3890 | Flowline low-profile bulkhead fitting, PVC, 3in female NPT to slip socket. For use with Flowline UG12 series ultrasonic level sensors. Mounting hardware included. | Stock | 135
LM90-1001 | Cable gland, 1/2in male NPT thread type, nylon, accepts 0.180 to 0.400in (4.6 to 10.2mm) diameter cable. Buna N sealing gland included. | Stock | 6
LMC-133005 | IDEM safety switch set, non-contact coded magnetic, (2) N.C. safety output(s), (1) N.O. monitoring output(s), 316 stainless steel housing, 88 x 25mm, pigtail, 6.5ft/2m cable length. | Stock | 140 | 156
LMC-133006 | IDEM safety switch set, non-contact coded magnetic, (2) N.C. safety output(s), (1) N.O. monitoring output(s), 316 stainless steel housing, 88 x 25mm, pigtail, 16.4ft/5m cable length. | Stock | 150 | 164
LMC-133007 | IDEM safety switch set, non-contact coded magnetic, (2) N.C. safety output(s), (1) N.O. monitoring output(s), 316 stainless steel housing, 88 x 25mm, pigtail, 32.8ft/10m cable length. | Stock | 166 | 179
LMC-133008 | IDEM safety switch set, non-contact coded magnetic, (2) N.C. safety output(s), (1) N.O. monitoring output(s), 316 stainless steel housing, 88 x 25mm, 8-pin M12 quick-disconnect, 9.8in/250mm cable length. | Stock | 174 | 184
LMF-406201 | IDEM safety switch actuator, replacement, non-contact master coded RFID, 316 stainless steel housing, 25 x 88mm. | Stock | 41.5 | 53.5
LMF-M-406102 | IDEM safety switch set, non-contact master coded RFID, (2) N.C. safety output(s), (1) N.O. monitoring output(s), 316 stainless steel housing, 25 x 88mm, pigtail, 16.4ft/5m cable length. | Stock | 201 | 221
LMF-M-406103 | IDEM safety switch set, non-contact master coded RFID, (2) N.C. safety output(s), (1) N.O. monitoring output(s), 316 stainless steel housing, 25 x 88mm, pigtail, 32.8ft/10m cable length. | Stock | 214 | 236
LMF-M-406104 | IDEM safety switch set, non-contact master coded RFID, (2) N.C. safety output(s), (1) N.O. monitoring output(s), 316 stainless steel housing, 25 x 88mm, 8-pin M12 quick-disconnect, 9.8in/250mm cable length. | Stock | 219 | 242
LMF-U-406002 | IDEM safety switch set, non-contact uniquely coded RFID, (2) N.C. safety output(s), (1) N.O. monitoring output(s), 316 stainless steel housing, 25 x 88mm, pigtail, 16.4ft/5m cable length. | Stock | 201 | 221
LMF-U-406003 | IDEM safety switch set, non-contact uniquely coded RFID, (2) N.C. safety output(s), (1) N.O. monitoring output(s), 316 stainless steel housing, 25 x 88mm, pigtail, 32.8ft/10m cable length. | Stock | 214 | 236
LMF-U-406004 | IDEM safety switch set, non-contact uniquely coded RFID, (2) N.C. safety output(s), (1) N.O. monitoring output(s), 316 stainless steel housing, 25 x 88mm, 8-pin M12 quick-disconnect, 9.8in/250mm cable length. | Stock | 219 | 242
LMR-133013 | IDEM safety switch set, non-contact magnetic, (2) N.C. safety output(s), (1) N.O. monitoring output(s), 316 stainless steel housing, 88 x 25mm, pigtail, 6.5ft/2m cable length. | Stock | 170 | 179
LMR-133014 | IDEM safety switch set, non-contact magnetic, (2) N.C. safety output(s), (1) N.O. monitoring output(s), 316 stainless steel housing, 88 x 25mm, pigtail, 16.4ft/5m cable length. | Stock | 177 | 188
LMR-133015 | IDEM safety switch set, non-contact magnetic, (2) N.C. safety output(s), (1) N.O. monitoring output(s), 316 stainless steel housing, 88 x 25mm, pigtail, 32.8ft/10m cable length. | Stock | 193 | 202
LMR-133016 | IDEM safety switch set, non-contact magnetic, (2) N.C. safety output(s), (1) N.O. monitoring output(s), 316 stainless steel housing, 88 x 25mm, 8-pin M12 quick-disconnect, 9.8in/250mm cable length. | Stock | 196 | 208
LP15-1405 | Flowline Switch-Tek guard capacitance liquid level switch, any orientation mount, 2.6in insertion length, polypropylene wetted parts, -40 to 176 deg F, 3/4in male NPT process connection, SPST relay, N.O./N.C. selectable. | Stock | 265
LPC-110005 | IDEM safety switch set, non-contact coded magnetic, (2) N.C. safety output(s), (1) N.O. monitoring output(s), plastic housing, 88 x 25mm, pigtail, 6.5ft/2m cable length. | Stock | 88 | 95
LPC-110006 | IDEM safety switch set, non-contact coded magnetic, (2) N.C. safety output(s), (1) N.O. monitoring output(s), plastic housing, 88 x 25mm, pigtail, 16.4ft/5m cable length. | Stock | 96 | 104
LPC-110007 | IDEM safety switch set, non-contact coded magnetic, (2) N.C. safety output(s), (1) N.O. monitoring output(s), plastic housing, 88 x 25mm, pigtail, 32.8ft/10m cable length. | Stock | 110 | 118
LPC-110008 | IDEM safety switch set, non-contact coded magnetic, (2) N.C. safety output(s), (1) N.O. monitoring output(s), plastic housing, 88 x 25mm, 8-pin M12 quick-disconnect, 9.8in/250mm cable length. | Stock | 117 | 124
LPCS08-12 | SureMotion linear precision ground shaft, 1060 steel, RC60-65, 10RMS, 0.4995in diameter, 12in length. | Stock | 11 | 11.5
LPCS08-24 | SureMotion linear precision ground shaft, 1060 steel, RC60-65, 10RMS, 0.4995in diameter, 24in length. | Stock | 21 | 22
LPCS08-36 | SureMotion linear precision ground shaft, 1060 steel, RC60-65, 10RMS, 0.4995in diameter, 36in length. | Stock | 30.5 | 31.5
LPCS12-12 | SureMotion linear precision ground shaft, 1060 steel, RC60-65, 10RMS, 0.7495in diameter, 12in length. | Stock | 18 | 18.5
LPCS12-24 | SureMotion linear precision ground shaft, 1060 steel, RC60-65, 10RMS, 0.7495in diameter, 24in length. | Stock | 30.5 | 31.5
LPCS12-36 | SureMotion linear precision ground shaft, 1060 steel, RC60-65, 10RMS, 0.7495in diameter, 36in length. | Stock | 46 | 48
LPCS16-12 | SureMotion linear precision ground shaft, 1060 steel, RC60-65, 10RMS, 0.9995in diameter, 12in length. | Stock | 25.5 | 26.5
LPCS16-24 | SureMotion linear precision ground shaft, 1060 steel, RC60-65, 10RMS, 0.9995in diameter, 24in length. | Stock | 44.5 | 46.5
LPCS16-36 | SureMotion linear precision ground shaft, 1060 steel, RC60-65, 10RMS, 0.9995in diameter, 36in length. | Stock | 64 | 67
LPF-M-404101 | IDEM safety switch set, non-contact master coded RFID, (2) N.C. safety output(s), (1) N.O. monitoring output(s), plastic housing, 88 x 25mm, pigtail, 6.5ft/2m cable length. | Stock | 119 | 127
LPF-M-404102 | IDEM safety switch set, non-contact master coded RFID, (2) N.C. safety output(s), (1) N.O. monitoring output(s), plastic housing, 88 x 25mm, pigtail, 16.4ft/5m cable length. | Stock | 136 | 144
LPF-M-404103 | IDEM safety switch set, non-contact master coded RFID, (2) N.C. safety output(s), (1) N.O. monitoring output(s), plastic housing, 88 x 25mm, pigtail, 32.8ft/10m cable length. | Stock | 149 | 159
LPF-M-404104 | IDEM safety switch set, non-contact master coded RFID, (2) N.C. safety output(s), (1) N.O. monitoring output(s), plastic housing, 88 x 25mm, 8-pin M12 quick-disconnect, 9.8in/250mm cable length. | Stock | 156 | 165
LPF-M-404201 | IDEM safety switch actuator, replacement, non-contact master coded RFID, 88 x 25mm. | Stock | 27.5 | 35
LPF-U-404001 | IDEM safety switch set, non-contact uniquely coded RFID, (2) N.C. safety output(s), (1) N.O. monitoring output(s), plastic housing, 88 x 25mm, pigtail, 6.5ft/2m cable length. | Stock | 119 | 127
LPF-U-404002 | IDEM safety switch set, non-contact uniquely coded RFID, (2) N.C. safety output(s), (1) N.O. monitoring output(s), plastic housing, 88 x 25mm, pigtail, 16.4ft/5m cable length. | Stock | 136 | 144
LPF-U-404003 | IDEM safety switch set, non-contact uniquely coded RFID, (2) N.C. safety output(s), (1) N.O. monitoring output(s), plastic housing, 88 x 25mm, pigtail, 32.8ft/10m cable length. | Stock | 149 | 159
LPF-U-404004 | IDEM safety switch set, non-contact uniquely coded RFID, (2) N.C. safety output(s), (1) N.O. monitoring output(s), plastic housing, 88 x 25mm, 8-pin M12 quick-disconnect, 9.8in/250mm cable length. | Stock | 156 | 165
LPM1-A-ENC | ProSense digital panel meter, field mount, 17mm 5-digit black LCD, bar graph LCD, backlight, analog input, loop powered. | Stock | 188 | 201
LPM1-A-HAZ | ProSense digital panel meter, field mount, 17mm 5-digit black LCD, bar graph LCD, backlight, analog input, loop powered, hazardous location rated. | Stock | 280 | 299
LPM1-A-PNL | ProSense digital panel meter, panel mount, 1/8 DIN, 17mm 5-digit black LCD, bar graph LCD, backlight, analog input, loop powered. | Stock | 132 | 141
LPM1-BKT1 | ProSense wall/pipe mount bracket, for use with LPM1-A-ENC and LPM1-A-HAZ digital panel meters. Hardware included. | Stock | 29 | 31
LPR-110013 | IDEM safety switch set, non-contact magnetic, (2) N.C. safety output(s), (1) N.O. monitoring output(s), plastic housing, 88 x 25mm, pigtail, 6.5ft/2m cable length. | Stock | 104 | 114
LPR-110014 | IDEM safety switch set, non-contact magnetic, (2) N.C. safety output(s), (1) N.O. monitoring output(s), plastic housing, 88 x 25mm, pigtail, 16.4ft/5m cable length. | Stock | 113 | 123
LPR-110015 | IDEM safety switch set, non-contact magnetic, (2) N.C. safety output(s), (1) N.O. monitoring output(s), plastic housing, 88 x 25mm, pigtail, 32.8ft/10m cable length. | Stock | 126 | 137
LPSS08-12 | SureMotion linear precision ground shaft, 440C stainless steel, RC50-55, 10RMS, 0.4995in diameter, 12in length. | Stock | 34 | 35.5
LPSS08-24 | SureMotion linear precision ground shaft, 440C stainless steel, RC50-55, 10RMS, 0.4995in diameter, 24in length. | Stock | 63 | 66
LPSS08-36 | SureMotion linear precision ground shaft, 440C stainless steel, RC50-55, 10RMS, 0.4995in diameter, 36in length. | Stock | 95 | 99
LPSS12-12 | SureMotion linear precision ground shaft, 440C stainless steel, RC50-55, 10RMS, 0.7495in diameter, 12in length. | Stock | 48.5 | 50
LPSS12-24 | SureMotion linear precision ground shaft, 440C stainless steel, RC50-55, 10RMS, 0.7495in diameter, 24in length. | Stock | 92 | 96
LPSS12-36 | SureMotion linear precision ground shaft, 440C stainless steel, RC50-55, 10RMS, 0.7495in diameter, 36in length. | Stock | 139 | 145
LPSS16-12 | SureMotion linear precision ground shaft, 440C stainless steel, RC50-55, 10RMS, 0.9995in diameter, 12in length. | Stock | 67 | 70
LPSS16-24 | SureMotion linear precision ground shaft, 440C stainless steel, RC50-55, 10RMS, 0.9995in diameter, 24in length. | Stock | 126 | 131
LPSS16-36 | SureMotion linear precision ground shaft, 440C stainless steel, RC50-55, 10RMS, 0.9995in diameter, 36in length. | Stock | 190 | 198
LR-2010 | AutomationDirect LR series line reactor, 230 VAC, 10hp, 3-phase, 30.8A, 3% impedance, input or output side. For use with multiple AC drives. | Stock | 154 | 176
LR-2015 | AutomationDirect LR series line reactor, 230 VAC, 15hp, 3-phase, 46.2A, 3% impedance, input or output side. For use with multiple AC drives. | Stock | 179 | 208
LR-2020 | AutomationDirect LR series line reactor, 230 VAC, 20hp, 3-phase, 59.4A, 3% impedance, input or output side. For use with multiple AC drives. | Stock | 195 | 227
LR-2025 | AutomationDirect LR series line reactor, 230 VAC, 25hp, 3-phase, 74.8A, 3% impedance, input or output side. For use with multiple AC drives. | Stock | 288 | 335
LR-2030 | AutomationDirect LR series line reactor, 230 VAC, 30hp, 3-phase, 88A, 3% impedance, input or output side. For use with multiple AC drives. | Stock | 312 | 357
LR-2040 | AutomationDirect LR series line reactor, 230 VAC, 40hp, 3-phase, 114A, 3% impedance, input or output side. For use with multiple AC drives. | Stock | 431 | 501
LR-2050 | AutomationDirect LR series line reactor, 230 VAC, 50hp, 3-phase, 143A, 3% impedance, input or output side. For use with multiple AC drives. | Stock | 502 | 585
LR-2060 | AutomationDirect LR series line reactor, 208/240 VAC, 60hp, 3-phase, 169A, 3% impedance, input or output side. For use with multiple AC drives. | Stock | 563 | 651
LR-2075 | AutomationDirect LR series line reactor, 208/240 VAC, 75hp, 3-phase, 211A, 3% impedance, input or output side. For use with multiple AC drives. | Stock | 578 | 669
LR-2100 | AutomationDirect LR series line reactor, 208/240 VAC, 100hp, 3-phase, 273A, 3% impedance, input or output side. For use with multiple AC drives. | Stock | 637 | 737
LR2-10P2-1PH | AutomationDirect LR2 series line reactor, 110 VAC, 1/4hp, 1-phase, 7.5A, 3% impedance, input side only. For use with multiple AC drives. | Stock | 79 | 110
LR2-10P5-1PH | AutomationDirect LR2 series line reactor, 110 VAC, 1/2hp, 1-phase, 10.6A, 3% impedance, input side only. For use with multiple AC drives. | Stock | 87 | 113
LR2-11P0-1PH | AutomationDirect LR2 series line reactor, 110 VAC, 1hp, 1-phase, 16.7A, 5% impedance, input side only. For use with multiple AC drives. | Stock | 116 | 151
LR2-11P5-1PH | AutomationDirect LR2 series line reactor, 110 VAC, 1-1/2hp, 1-phase, 30.8A, 3% impedance, input side only. For use with multiple AC drives. | Stock | 137 | 160
LR-21P0-1PH | AutomationDirect LR series line reactor, 230 VAC, 1hp, 1-phase, 8A, 3% impedance, input side only. For use with multiple AC drives. | Stock | 72 | 75
LR2-20P2 | AutomationDirect LR2 series line reactor, 208/240 VAC, 1/4hp, 3-phase, 3A, 3% impedance, input or output side. For use with multiple AC drives. | Stock | 68 | 69
LR2-20P2-1PH | AutomationDirect LR2 series line reactor, 208/240 VAC, 1/4hp, 1-phase, 3.4A, 3% impedance, input side only. For use with multiple AC drives. | Stock | 66 | 70
LR2-20P5 | AutomationDirect LR2 series line reactor, 208/240 VAC, 1/2hp, 3-phase, 4.8A, 3% impedance, input or output side. For use with multiple AC drives. | Stock | 73 | 77
LR2-20P5-1PH | AutomationDirect LR2 series line reactor, 208/240 VAC, 1/2hp, 1-phase, 6.2A, 3% impedance, input side only. For use with multiple AC drives. | Stock | 81 | 83
LR2-20P7 | AutomationDirect LR2 series line reactor, 208/240 VAC, 3/4hp, 3-phase, 7.6A, 3% impedance, input or output side. For use with multiple AC drives. | Stock | 81 | 85
LR2-21P0 | AutomationDirect LR2 series line reactor, 208/240 VAC, 1hp, 3-phase, 11A, 3% impedance, input or output side. For use with multiple AC drives. | Stock | 90 | 91
LR2-21P0-1PH | AutomationDirect LR2 series line reactor, 208/240 VAC, 1hp, 1-phase, 7.5A, 5% impedance, input side only. For use with multiple AC drives. | Stock | 109 | 115
LR2-21P5 | AutomationDirect LR2 series line reactor, 208/240 VAC, 1-1/2hp, 3-phase, 11A, 3% impedance, input or output side. For use with multiple AC drives. | Stock | 81 | 91
LR2-21P5-1PH | AutomationDirect LR2 series line reactor, 208/240 VAC, 1-1/2hp, 1-phase, 11A, 3% impedance, input side only. For use with multiple AC drives. | Stock | 97 | 92
LR2-22P0 | AutomationDirect LR2 series line reactor, 208/240 VAC, 2hp, 3-phase, 11A, 3% impedance, input or output side. For use with multiple AC drives. | Stock | 91 | 92
LR2-22P0-1PH | AutomationDirect LR2 series line reactor, 208/240 VAC, 2hp, 1-phase, 16.7A, 5% impedance, input side only. For use with multiple AC drives. | Stock | 116 | 151
LR-22P0-1PH | AutomationDirect LR series line reactor, 230 VAC, 2hp, 1-phase, 12A, 3% impedance, input side only. For use with multiple AC drives. | Stock | 80 | 83
LR-23P0 | AutomationDirect LR series line reactor, 230 VAC, 3hp, 3-phase, 10.6A, 3% impedance, input or output side. For use with multiple AC drives. | Stock | 92 | 119
LR-23P0-1PH | AutomationDirect LR series line reactor, 230 VAC, 3hp, 1-phase, 17A, 3% impedance, input side only. For use with multiple AC drives. | Stock | 109 | 113
LR2-40P2 | AutomationDirect LR2 series line reactor, 480 VAC, 1/4hp, 3-phase, 0.7A, 3% impedance, input or output side. For use with multiple AC drives. | Stock | 52 | 53
LR2-40P3 | AutomationDirect LR2 series line reactor, 480 VAC, 1/3hp, 3-phase, 0.8A, 3% impedance, input or output side. For use with multiple AC drives. | Stock | 53 | 54
LR2-40P5 | AutomationDirect LR2 series line reactor, 480 VAC, 1/2hp, 3-phase, 1.1A, 3% impedance, input or output side. For use with multiple AC drives. | Stock | 54 | 55
LR2-40P7 | AutomationDirect LR2 series line reactor, 480 VAC, 3/4hp, 3-phase, 1.6A, 3% impedance, input or output side. For use with multiple AC drives. | Stock | 57 | 58
LR2-41P0 | AutomationDirect LR2 series line reactor, 480 VAC, 1hp, 3-phase, 2.1A, 3% impedance, input or output side. For use with multiple AC drives. | Stock | 59 | 62
LR2-41P5 | AutomationDirect LR2 series line reactor, 480 VAC, 1-1/2hp, 3-phase, 3A, 3% impedance, input or output side. For use with multiple AC drives. | Stock | 67 | 69
LR2-42P0 | AutomationDirect LR2 series line reactor, 480 VAC, 2hp, 3-phase, 3.4A, 3% impedance, input or output side. For use with multiple AC drives. | Stock | 66 | 70
LR2-43P0 | AutomationDirect LR2 series line reactor, 480 VAC, 3hp, 3-phase, 4.8A, 3% impedance, input or output side. For use with multiple AC drives. | Stock | 73 | 77
LR2-44P0 | AutomationDirect LR2 series line reactor, 480 VAC, 4hp, 3-phase, 6.2A, 3% impedance, input or output side. For use with multiple AC drives. | Stock | 81 | 83
LR2-45P0 | AutomationDirect LR2 series line reactor, 480 VAC, 5hp, 3-phase, 7.6A, 3% impedance, input or output side. For use with multiple AC drives. | Stock | 81 | 85
LR2-47P5 | AutomationDirect LR2 series line reactor, 480 VAC, 7-1/2hp, 3-phase, 11A, 3% impedance, input or output side. For use with multiple AC drives. | Stock | 91 | 92
LR2-51P0 | AutomationDirect LR2 series line reactor, 600 VAC, 1hp, 3-phase, 1.7A, 3% impedance, input or output side. For use with multiple AC drives. | Stock | 64 | 66
LR2-51P5 | AutomationDirect LR2 series line reactor, 600 VAC, 1-1/2hp, 3-phase, 2.4A, 3% impedance, input or output side. For use with multiple AC drives. | Stock | 81 | 83
LR2-52P0 | AutomationDirect LR2 series line reactor, 600 VAC, 2hp, 3-phase, 2.7A, 3% impedance, input or output side. For use with multiple AC drives. | Stock | 86 | 84
LR2-53P0 | AutomationDirect LR2 series line reactor, 600 VAC, 3hp, 3-phase, 3.9A, 3% impedance, input or output side. For use with multiple AC drives. | Stock | 87 | 86
LR2-54P0 | AutomationDirect LR2 series line reactor, 600 VAC, 4hp, 3-phase, 4.9A, 3% impedance, input or output side. For use with multiple AC drives. | Stock | 92 | 95
LR2-55P0 | AutomationDirect LR2 series line reactor, 600 VAC, 5hp, 3-phase, 6.1A, 3% impedance, input or output side. For use with multiple AC drives. | Stock | 96 | 98
LR2-57P5 | AutomationDirect LR2 series line reactor, 600 VAC, 7-1/2hp, 3-phase, 9A, 3% impedance, input or output side. For use with multiple AC drives. | Stock | 112 | 109
LR-25P0 | AutomationDirect LR series line reactor, 230 VAC, 5hp, 3-phase, 16.7A, 3% impedance, input or output side. For use with multiple AC drives. | Stock | 121 | 141
LR-27P5 | AutomationDirect LR series line reactor, 230 VAC, 7-1/2hp, 3-phase, 24.2A, 3% impedance, input or output side. For use with multiple AC drives. | Stock | 129 | 150
LR2-AP1 | AutomationDirect LR2 series adapter plate, for use with LR2-20P2-1PH, LR2-20P2, LR-20P5, LR2-40xx to LR2-43xx, and LR2-51xx to LR2-52xx line reactors. Adapter and mounting hardware included. Allows specified LR2 reactors to be panel mounted. | Stock | 15 | 18.5
LR2-AP2 | AutomationDirect LR2 series adapter plate, for use with LR2-20P2-1PH, LR2-20P2, LR-20P5, LR2-40xx to LR2-43xx, and LR2-51xx to LR2-52xx line reactors. Adapter and mounting hardware included. Allows specified LR2 reactors to be panel mounted. | Stock | 15 | 18.5
LR2-DR1 | AutomationDirect LR2 series DIN rail adapter, for use with LR2-20P2-1PH, LR2-20P2, LR-20P5, LR2-40xx to LR2-43xx, and LR2-51xx to LR2-52xx line reactors. Clips and mounting hardware included. Allows specified LR2 reactors to be mounted on 35mm DIN rail. | Stock | 15 | 18.5
LR2-DR2 | AutomationDirect LR2 series DIN rail adapter, for use with LR2-20P5-1PH, LR2-20P7, LR2-21xx to LR2-22xx, LR2-44xx to LR2-47xx, and LR2-53xx to LR2-57xx line reactors. Adapter and mounting hardware included. Allows specified LR2 reactors to be mounted on 35mm DIN rail. | Stock | 28 | 29.5
LR-4010 | AutomationDirect LR series line reactor, 460 VAC, 10hp, 3-phase, 14A, 3% impedance, input or output side. For use with multiple AC drives. | Stock | 129 | 157
LR-4015 | AutomationDirect LR series line reactor, 460 VAC, 15hp, 3-phase, 21A, 3% impedance, input or output side. For use with multiple AC drives. | Stock | 148 | 173
LR-4020 | AutomationDirect LR series line reactor, 460 VAC, 20hp, 3-phase, 27A, 3% impedance, input or output side. For use with multiple AC drives. | Stock | 163 | 200
LR-4025 | AutomationDirect LR series line reactor, 460 VAC, 25hp, 3-phase, 34A, 3% impedance, input or output side. For use with multiple AC drives. | Stock | 174 | 203
LR4-02WJNW | Patlite body unit, 40mm diameter, 24 VDC, NPN/PNP polarity, off-white, direct mount, IP65. For use with 40mm terminal elements. | Stock | 41.5 | 43
LR-4030 | AutomationDirect LR series line reactor, 460 VAC, 30hp, 3-phase, 40A, 3% impedance, input or output side. For use with multiple AC drives. | Stock | 218 | 253
LR-4040 | AutomationDirect LR series line reactor, 460 VAC, 40hp, 3-phase, 52A, 3% impedance, input or output side. For use with multiple AC drives. | Stock | 239 | 279
LR-4050 | AutomationDirect LR series line reactor, 460 VAC, 50hp, 3-phase, 65A, 3% impedance, input or output side. For use with multiple AC drives. | Stock | 280 | 326
LR-4060 | AutomationDirect LR series line reactor, 460 VAC, 60hp, 3-phase, 77A, 3% impedance, input or output side. For use with multiple AC drives. | Stock | 289 | 337
LR-4075 | AutomationDirect LR series line reactor, 460 VAC, 75hp, 3-phase, 96A, 3% impedance, input or output side. For use with multiple AC drives. | Stock | 438 | 510
LR-4100 | AutomationDirect LR series line reactor, 460 VAC, 100hp, 3-phase, 124A, 3% impedance, input or output side. For use with multiple AC drives. | Stock | 530 | 612
LR-4125 | AutomationDirect LR series line reactor, 460 VAC, 125hp, 3-phase, 156A, 3% impedance, input or output side. For use with multiple AC drives. | Stock | 614 | 700
LR-4150 | AutomationDirect LR series line reactor, 460 VAC, 150hp, 3-phase, 180A, 3% impedance, input or output side. For use with multiple AC drives. | Stock | 697 | 811
LR-4200 | AutomationDirect LR series line reactor, 460 VAC, 200hp, 3-phase, 240A, 3% impedance, input or output side. For use with multiple AC drives. | Stock | 929 | 1082
LR4-202LJBW-RG | Patlite LED signal tower, (2) tiers, 40mm diameter, red/green, permanent or flashing (60 fpm +/- 2 fpm) light function, (4) alarms, 24 VDC, NPN/PNP polarity, colored lens, 80mm body length, off-white, 360 degree viewing angle, pole mount, IP54. | Stock | 116 | 121
LR4-202LJNW-RG | Patlite LED signal tower, (2) tiers, 40mm diameter, red/green, permanent light function, 24 VDC, NPN/PNP polarity, colored lens, 80mm body length, off-white, 360 degree viewing angle, pole mount, IP54. | Stock | 77 | 80
LR4-202WJBW-RG | Patlite LED signal tower, (2) tiers, 40mm diameter, red/green, permanent or flashing (60 fpm +/- 2 fpm) light function, (4) alarms, 24 VDC, NPN/PNP polarity, colored lens, 80mm body length, off-white, 360 degree viewing angle, direct mount, IP65. | Stock | 98 | 102
LR4-202WJNW-RG | Patlite LED signal tower, (2) tiers, 40mm diameter, red/green, permanent light function, 24 VDC, NPN/PNP polarity, colored lens, 80mm body length, off-white, 360 degree viewing angle, direct mount, IP65. | Stock | 67 | 70
LR-4250 | AutomationDirect LR series line reactor, 460 VAC, 250hp, 3-phase, 302A, 3% impedance, input or output side. For use with multiple AC drives. | Stock | 973 | 1166
LR4-2M2LJBW-RG | Patlite LED signal tower, (2) tiers, 40mm diameter, red/green, permanent or flashing (60 fpm +/- 2 fpm) light function, (4) alarms, 100-240 VAC, colored lens, 150mm body length, off-white, 360 degree viewing angle, pole mount, IP54. | Stock | 160 | 166
LR4-2M2LJNW-RG | Patlite LED signal tower, (2) tiers, 40mm diameter, red/green, permanent light function, 100-240 VAC, colored lens, 150mm body length, off-white, 360 degree viewing angle, pole mount, IP54. | Stock | 123 | 128
LR4-2M2WJBW-RG | Patlite LED signal tower, (2) tiers, 40mm diameter, red/green, permanent or flashing (60 fpm +/- 2 fpm) light function, (4) alarms, 100-240 VAC, colored lens, 150mm body length, off-white, 360 degree viewing angle, direct mount, IP65. | Stock | 140 | 146
LR4-2M2WJNW-RG | Patlite LED signal tower, (2) tiers, 40mm diameter, red/green, permanent light function, 100-240 VAC, colored lens, 150mm body length, off-white, 360 degree viewing angle, direct mount, IP65. | Stock | 102 | 106
LR-4300 | AutomationDirect LR series line reactor, 460 VAC, 300hp, 3-phase, 361A, 3% impedance, input or output side. For use with multiple AC drives. | Stock | 1023 | 1191
LR4-302LJBW-RYG | Patlite LED signal tower, (3) tiers, 40mm diameter, red/amber/green, permanent or flashing (60 fpm +/- 2 fpm) light function, (4) alarms, 24 VDC, NPN/PNP polarity, colored lens, 80mm body length, off-white, 360 degree viewing angle, pole mount, IP54. | Stock | 134 | 139
LR4-302LJNW-RYG | Patlite LED signal tower, (3) tiers, 40mm diameter, red/amber/green, permanent light function, 24 VDC, NPN/PNP polarity, colored lens, 80mm body length, off-white, 360 degree viewing angle, pole mount, IP54. | Stock | 98 | 102
LR4-302WJBW-RYG | Patlite LED signal tower, (3) tiers, 40mm diameter, red/amber/green, permanent or flashing (60 fpm +/- 2 fpm) light function, (4) alarms, 24 VDC, NPN/PNP polarity, colored lens, 80mm body length, off-white, 360 degree viewing angle, direct mount, IP65. | Stock | 119 | 124
LR4-302WJNW-RYG | Patlite LED signal tower, (3) tiers, 40mm diameter, red/amber/green, permanent light function, 24 VDC, NPN/PNP polarity, colored lens, 80mm body length, off-white, 360 degree viewing angle, direct mount, IP65. | Stock | 82 | 85
LR4-3M2LJBW-RYG | Patlite LED signal tower, (3) tiers, 40mm diameter, red/amber/green, permanent or flashing (60 fpm +/- 2 fpm) light function, (4) alarms, 100-240 VAC, colored lens, 150mm body length, off-white, 360 degree viewing angle, pole mount, IP54. | Stock | 174 | 181
LR4-3M2LJNW-RYG | Patlite LED signal tower, (3) tiers, 40mm diameter, red/amber/green, permanent light function, 100-240 VAC, colored lens, 150mm body length, off-white, 360 degree viewing angle, pole mount, IP54. | Stock | 140 | 146
LR4-3M2WJBW-RYG | Patlite LED signal tower, (3) tiers, 40mm diameter, red/amber/green, permanent or flashing (60 fpm +/- 2 fpm) light function, (4) alarms, 100-240 VAC, colored lens, 150mm body length, off-white, 360 degree viewing angle, direct mount, IP65. | Stock | 160 | 166
LR4-3M2WJNW-RYG | Patlite LED signal tower, (3) tiers, 40mm diameter, red/amber/green, permanent light function, 100-240 VAC, colored lens, 150mm body length, off-white, 360 degree viewing angle, direct mount, IP65. | Stock | 122 | 127
LR4-402LJBW-RYGB | Patlite LED signal tower, (4) tiers, 40mm diameter, red/amber/green/blue, permanent or flashing (60 fpm +/- 2 fpm) light function, (4) alarms, 24 VDC, NPN/PNP polarity, colored lens, 80mm body length, off-white, 360 degree viewing angle, pole mount, IP54. | Stock | 155 | 161
LR4-402LJNW-RYGB | Patlite LED signal tower, (4) tiers, 40mm diameter, red/amber/green/blue, permanent light function, 24 VDC, NPN/PNP polarity, colored lens, 80mm body length, off-white, 360 degree viewing angle, pole mount, IP54. | Stock | 123 | 128
LR4-402WJBW-RYGB | Patlite LED signal tower, (4) tiers, 40mm diameter, red/amber/green/blue, permanent or flashing (60 fpm +/- 2 fpm) light function, (4) alarms, 24 VDC, NPN/PNP polarity, colored lens, 80mm body length, off-white, 360 degree viewing angle, direct mount, IP65. | Stock | 140 | 146
LR4-402WJNW-RYGB | Patlite LED signal tower, (4) tiers, 40mm diameter, red/amber/green/blue, permanent light function, 24 VDC, NPN/PNP polarity, colored lens, 80mm body length, off-white, 360 degree viewing angle, direct mount, IP65. | Stock | 109 | 113
LR4-4M2LJBW-RYGB | Patlite LED signal tower, (4) tiers, 40mm diameter, red/amber/green/blue, permanent or flashing (60 fpm +/- 2 fpm) light function, (4) alarms, 100-240 VAC, colored lens, 150mm body length, off-white, 360 degree viewing angle, pole mount, IP54. | Stock | 202 | 210
LR4-4M2LJNW-RYGB | Patlite LED signal tower, (4) tiers, 40mm diameter, red/amber/green/blue, permanent light function, 100-240 VAC, colored lens, 150mm body length, off-white, 360 degree viewing angle, pole mount, IP54. | Stock | 164 | 171
LR4-4M2WJBW-RYGB | Patlite LED signal tower, (4) tiers, 40mm diameter, red/amber/green/blue, permanent or flashing (60 fpm +/- 2 fpm) light function, (4) alarms, 100-240 VAC, colored lens, 150mm body length, off-white, 360 degree viewing angle, direct mount, IP65. | Stock | 174 | 181
LR4-4M2WJNW-RYGB | Patlite LED signal tower, (4) tiers, 40mm diameter, red/amber/green/blue, permanent light function, 100-240 VAC, colored lens, 150mm body length, off-white, 360 degree viewing angle, direct mount, IP65. | Stock | 155 | 161
LR4-BW | Patlite buzzer element, electronic sound, 85 dB at 1m, 2 kHz to 4 kHz tone frequency, (4) selectable tone(s), 24 VDC, polycarbonate housing, off-white, IP65. For use with LR4 series signal towers. | Stock | 26.5 | 27.5
LR4-E-B | Patlite LED light element, 40mm diameter, blue, permanent or flashing (60 fpm +/- 2 fpm) light function, 24 VDC, colored lens. For use with LR4 series signal towers. | Stock | 23 | 24
LR4-E-BZ | Patlite LED light element, 40mm diameter, blue, permanent or flashing (60 fpm +/- 2 fpm) light function, 24 VDC, clear lens. For use with LR4 series signal towers. | Stock | 25 | 26
LR4-E-C | Patlite LED light element, 40mm diameter, clear/white, permanent or flashing (60 fpm +/- 2 fpm) light function, 24 VDC, clear lens. For use with LR4 series signal towers. | Stock | 23 | 24
LR4-E-G | Patlite LED light element, 40mm diameter, green, permanent or flashing (60 fpm +/- 2 fpm) light function, 24 VDC, colored lens. For use with LR4 series signal towers. | Stock | 23 | 24
LR4-E-GZ | Patlite LED light element, 40mm diameter, green, permanent or flashing (60 fpm +/- 2 fpm) light function, 24 VDC, clear lens. For use with LR4 series signal towers. | Stock | 25 | 26
LR4-E-R | Patlite LED light element, 40mm diameter, red, permanent or flashing (60 fpm +/- 2 fpm) light function, 24 VDC, colored lens. For use with LR4 series signal towers. | Stock | 19 | 20
LR4-E-RZ | Patlite LED light element, 40mm diameter, red, permanent or flashing (60 fpm +/- 2 fpm) light function, 24 VDC, clear lens. For use with LR4 series signal towers. | Stock | 21 | 22
LR4-E-Y | Patlite LED light element, 40mm diameter, yellow, permanent or flashing (60 fpm +/- 2 fpm) light function, 24 VDC, colored lens. For use with LR4 series signal towers. | Stock | 19 | 20
LR4-E-YZ | Patlite LED light element, 40mm diameter, yellow, permanent or flashing (60 fpm +/- 2 fpm) light function, 24 VDC, clear lens. For use with LR4 series signal towers. | Stock | 21 | 22
LR4-M2WJNW | Patlite body unit, 40mm diameter, 100-240 VAC, NPN polarity, off-white, direct mount, IP65. For use with 40mm terminal elements. | Stock | 60 | 62
LR-5010 | AutomationDirect LR series line reactor, 575 VAC, 10hp, 3-phase, 11A, 3% impedance, input or output side. For use with multiple AC drives. | Stock | 131 | 171
LR5-E-GZ | Patlite LED light element, 50mm diameter, green, permanent or flashing (60 fpm +/- 3 fpm) light function, 24 VDC, clear lens. For use with HSST series manual signal tower station kit. | Stock | 24.5 | 25.5
LR5-E-RZ | Patlite LED light element, 50mm diameter, red, permanent or flashing (60 fpm +/- 3 fpm) light function, 24 VDC, clear lens. For use with HSST series manual signal tower station kit. | Stock | 18.5 | 19
LR5-E-YZ | Patlite LED light element, 50mm diameter, yellow, permanent or flashing (60 fpm +/- 3 fpm) light function, 24 VDC, clear lens. For use with HSST series manual signal tower station kit. | Stock | 18.5 | 19
LRE19-025R-00-10A | Alliance Sensors inductive linear position sensor, slide, 25mm stroke, 6.4mm shaft diameter, 0-10 VDC output, 19mm diameter x 90.5mm body, rod eyes mount, pigtail, 3.2ft/1m cable length. | Stock | 299 | 311
LRE19-050R-00-10A | Alliance Sensors inductive linear position sensor, slide, 50mm stroke, 6.4mm shaft diameter, 0-10 VDC output, 19mm diameter x 120.4mm body, rod eyes mount, pigtail, 3.2ft/1m cable length. | Stock | 320 | 333
LRE19-075R-00-10A | Alliance Sensors inductive linear position sensor, slide, 75mm stroke, 6.4mm shaft diameter, 0-10 VDC output, 19mm diameter x 145.8mm body, rod eyes mount, pigtail, 3.2ft/1m cable length. | Stock | 340 | 354
LRE19-100R-00-10A | Alliance Sensors inductive linear position sensor, slide, 100mm stroke, 6.4mm shaft diameter, 0-10 VDC output, 19mm diameter x 171.2mm body, rod eyes mount, pigtail, 3.2ft/1m cable length. | Stock | 360 | 374
LRE19-150R-00-10A | Alliance Sensors inductive linear position sensor, slide, 150mm stroke, 6.4mm shaft diameter, 0-10 VDC output, 19mm diameter x 222.0mm body, rod eyes mount, pigtail, 3.2ft/1m cable length. | Stock | 390 | 406
LRE19-200R-00-10A | Alliance Sensors inductive linear position sensor, slide, 200mm stroke, 6.4mm shaft diameter, 0-10 VDC output, 19mm diameter x 272.8mm body, rod eyes mount, pigtail, 3.2ft/1m cable length. | Stock | 430 | 447
LRE27-025R-00-10A | Alliance Sensors inductive linear position sensor, slide, 25mm stroke, 9.5mm shaft diameter, 0-10 VDC output, 27mm diameter x 114.3mm body, rod eyes mount, pigtail, 3.2ft/1m cable length. | Stock | 390 | 406
LRE27-050R-00-10A | Alliance Sensors inductive linear position sensor, slide, 50mm stroke, 9.5mm shaft diameter, 0-10 VDC output, 27mm diameter x 127.0mm body, rod eyes mount, pigtail, 3.2ft/1m cable length. | Stock | 410 | 426
LRE27-075R-00-10A | Alliance Sensors inductive linear position sensor, slide, 75mm stroke, 9.5mm shaft diameter, 0-10 VDC output, 27mm diameter x 152.4mm body, rod eyes mount, pigtail, 3.2ft/1m cable length. | Stock | 435 | 452
LRE27-100R-00-10A | Alliance Sensors inductive linear position sensor, slide, 100mm stroke, 9.5mm shaft diameter, 0-10 VDC output, 27mm diameter x 177.8mm body, rod eyes mount, pigtail, 3.2ft/1m cable length. | Stock | 460 | 478
LRE27-150R-00-10A | Alliance Sensors inductive linear position sensor, slide, 150mm stroke, 9.5mm shaft diameter, 0-10 VDC output, 27mm diameter x 228.6mm body, rod eyes mount, pigtail, 3.2ft/1m cable length. | Stock | 485 | 504
LRI19-025R-00-20A | Alliance Sensors inductive linear position sensor, slide, 25mm stroke, 6.4mm shaft diameter, 4-20 mA output, 19mm diameter x 90.5mm body, rod eyes mount, pigtail, 3.2ft/1m cable length. | Stock | 299 | 311
LRI19-050R-00-20A | Alliance Sensors inductive linear position sensor, slide, 50mm stroke, 6.4mm shaft diameter, 4-20 mA output, 19mm diameter x 120.4mm body, rod eyes mount, pigtail, 3.2ft/1m cable length. | Stock | 320 | 333
LRI19-075R-00-20A | Alliance Sensors inductive linear position sensor, slide, 75mm stroke, 6.4mm shaft diameter, 4-20 mA output, 19mm diameter x 145.8mm body, rod eyes mount, pigtail, 3.2ft/1m cable length. | Stock | 340 | 354
LRI19-100R-00-20A | Alliance Sensors inductive linear position sensor, slide, 100mm stroke, 6.4mm shaft diameter, 4-20 mA output, 19mm diameter x 171.2mm body, rod eyes mount, pigtail, 3.2ft/1m cable length. | Stock | 360 | 374
LRI19-150R-00-20A | Alliance Sensors inductive linear position sensor, slide, 150mm stroke, 6.4mm shaft diameter, 4-20 mA output, 19mm diameter x 222.0mm body, rod eyes mount, pigtail, 3.2ft/1m cable length. | Stock | 390 | 406
LRI19-200R-00-20A | Alliance Sensors inductive linear position sensor, slide, 200mm stroke, 6.4mm shaft diameter, 4-20 mA output, 19mm diameter x 272.8mm body, rod eyes mount, pigtail, 3.2ft/1m cable length. | Stock | 430 | 447
LRI27-025R-00-20A | Alliance Sensors inductive linear position sensor, slide, 25mm stroke, 9.5mm shaft diameter, 4-20 mA output, 27mm diameter x 114.3mm body, rod eyes mount, pigtail, 3.2ft/1m cable length. | Stock | 390 | 406
LRI27-050R-00-20A | Alliance Sensors inductive linear position sensor, slide, 50mm stroke, 9.5mm shaft diameter, 4-20 mA output, 27mm diameter x 127.0mm body, rod eyes mount, pigtail, 3.2ft/1m cable length. | Stock | 410 | 426
LRI27-075R-00-20A | Alliance Sensors inductive linear position sensor, slide, 75mm stroke, 9.5mm shaft diameter, 4-20 mA output, 27mm diameter x 152.4mm body, rod eyes mount, pigtail, 3.2ft/1m cable length. | Stock | 435 | 452
LRI27-100R-00-20A | Alliance Sensors inductive linear position sensor, slide, 100mm stroke, 9.5mm shaft diameter, 4-20 mA output, 27mm diameter x 177.8mm body, rod eyes mount, pigtail, 3.2ft/1m cable length. | Stock | 460 | 478
LRI27-150R-00-20A | Alliance Sensors inductive linear position sensor, slide, 150mm stroke, 9.5mm shaft diameter, 4-20 mA output, 27mm diameter x 228.6mm body, rod eyes mount, pigtail, 3.2ft/1m cable length. | Stock | 485 | 504
LRLE27-200R-00-10A | Alliance Sensors inductive linear position sensor, slide, 200mm stroke, 9.5mm shaft diameter, 0-10 VDC output, 27mm diameter x 292.1mm body, rod eyes mount, pigtail, 3.2ft/1m cable length. | Stock | 533 | 554
LRLE27-250R-00-10A | Alliance Sensors inductive linear position sensor, slide, 250mm stroke, 9.5mm shaft diameter, 0-10 VDC output, 27mm diameter x 342.0mm body, rod eyes mount, pigtail, 3.2ft/1m cable length. | Stock | 559 | 581
LRLE27-300R-00-10A | Alliance Sensors inductive linear position sensor, slide, 300mm stroke, 9.5mm shaft diameter, 0-10 VDC output, 27mm diameter x 393.7mm body, rod eyes mount, pigtail, 3.2ft/1m cable length. | Stock | 589 | 613
LRLE27-350R-00-10A | Alliance Sensors inductive linear position sensor, slide, 350mm stroke, 9.5mm shaft diameter, 0-10 VDC output, 27mm diameter x 444.5mm body, rod eyes mount, pigtail, 3.2ft/1m cable length. | Stock | 624 | 649
LRLE27-400R-00-10A | Alliance Sensors inductive linear position sensor, slide, 400mm stroke, 9.5mm shaft diameter, 0-10 VDC output, 27mm diameter x 495.3mm body, rod eyes mount, pigtail, 3.2ft/1m cable length. | Stock | 659 | 685
LRLE27-450R-00-10A | Alliance Sensors inductive linear position sensor, slide, 450mm stroke, 9.5mm shaft diameter, 0-10 VDC output, 27mm diameter x 546.1mm body, rod eyes mount, pigtail, 3.2ft/1m cable length. | Stock | 689 | 717
LRLI27-200R-00-20A | Alliance Sensors inductive linear position sensor, slide, 200mm stroke, 9.5mm shaft diameter, 4-20 mA output, 27mm diameter x 292.1mm body, rod eyes mount, pigtail, 3.2ft/1m cable length. | Stock | 533 | 554
LRLI27-250R-00-20A | Alliance Sensors inductive linear position sensor, slide, 250mm stroke, 9.5mm shaft diameter, 4-20 mA output, 27mm diameter x 342.0mm body, rod eyes mount, pigtail, 3.2ft/1m cable length. | Stock | 559 | 581
LRLI27-300R-00-20A | Alliance Sensors inductive linear position sensor, slide, 300mm stroke, 9.5mm shaft diameter, 4-20 mA output, 27mm diameter x 393.7mm body, rod eyes mount, pigtail, 3.2ft/1m cable length. | Stock | 589 | 613
LRLI27-350R-00-20A | Alliance Sensors inductive linear position sensor, slide, 350mm stroke, 9.5mm shaft diameter, 4-20 mA output, 27mm diameter x 444.5mm body, rod eyes mount, pigtail, 3.2ft/1m cable length. | Stock | 624 | 649
LRLI27-400R-00-20A | Alliance Sensors inductive linear position sensor, slide, 400mm stroke, 9.5mm shaft diameter, 4-20 mA output, 27mm diameter x 495.3mm body, rod eyes mount, pigtail, 3.2ft/1m cable length. | Stock | 659 | 685
LRLI27-450R-00-20A | Alliance Sensors inductive linear position sensor, slide, 450mm stroke, 9.5mm shaft diameter, 4-20 mA output, 27mm diameter x 546.1mm body, rod eyes mount, pigtail, 3.2ft/1m cable length. | Stock | 689 | 717
LRR-M12MA-NMK-101 | Contrinex photoelectric sensor, tubular, threaded, retroreflective, visible red light emission, 0.15-4m sensing distance, complementary light-on/dark-on, NPN, 4-wire, pigtail. | Stock | 45.5
LRR-M12MA-NMK-603 | Contrinex photoelectric sensor, tubular, threaded, retroreflective, visible red light emission, 0.15-4m sensing distance, complementary light-on/dark-on, PNP, 4-wire, pigtail. | Stock | 45.5
LRR-M12MA-NMS-101 | Contrinex photoelectric sensor, tubular, threaded, retroreflective, visible red light emission, 0.15-4m sensing distance, complementary light-on/dark-on, NPN, 4-wire, 4-pin M12 quick-disconnect. | Stock | 45.5
LRR-M12MA-NMS-603 | Contrinex photoelectric sensor, tubular, threaded, retroreflective, visible red light emission, 0.15-4m sensing distance, complementary light-on/dark-on, PNP, 4-wire, 4-pin M12 quick-disconnect. | Stock | 45.5
LRR-M18MA-NMS-101 | Contrinex photoelectric sensor, tubular, threaded, retroreflective, visible red light emission, 0.02-7m sensing distance, complementary light-on/dark-on, NPN, 4-wire, 4-pin M12 quick-disconnect. | Stock | 41.5
LRR-M18MA-NMS-603 | Contrinex photoelectric sensor, tubular, threaded, retroreflective, visible red light emission, 0.02-7m sensing distance, complementary light-on/dark-on, PNP, 4-wire, 4-pin M12 quick-disconnect. | Stock | 41.5
LRR-M18PA-NMK-101 | Contrinex photoelectric sensor, tubular, threaded, polarized retroreflective, visible red light emission, 0.02-7m sensing distance, complementary light-on/dark-on, NPN, 4-wire, pigtail. | Stock | 26
LRR-M18PA-NMK-603 | Contrinex photoelectric sensor, tubular, threaded, polarized retroreflective, visible red light emission, 0.02-7m sensing distance, complementary light-on/dark-on, PNP, 4-wire, pigtail. | Stock | 26
LRR-M18PA-NMS-101 | Contrinex photoelectric sensor, tubular, threaded, polarized retroreflective, visible red light emission, 0.02-7m sensing distance, complementary light-on/dark-on, NPN, 4-wire, 4-pin M12 quick-disconnect. | Stock | 26
LRR-M18PA-NMS-603 | Contrinex photoelectric sensor, tubular, threaded, polarized retroreflective, visible red light emission, 0.02-7m sensing distance, complementary light-on/dark-on, PNP, 4-wire, 4-pin M12 quick-disconnect. | Stock | 26
LRSE18-013A-00-10A | Alliance Sensors inductive linear position sensor, spring loaded, 12.5mm stroke, 6.4mm shaft diameter, 0-10 VDC output, 19mm diameter x 88.9mm body, M18 x 1 mount, pigtail, 3.2ft/1m cable length. | Stock | 366 | 381
LRSE18-025A-00-10A | Alliance Sensors inductive linear position sensor, spring loaded, 25mm stroke, 6.4mm shaft diameter, 0-10 VDC output, 19mm diameter x 101.6mm body, M18 x 1 mount, pigtail, 3.2ft/1m cable length. | Stock | 390 | 406
LRSE18-050A-00-10A | Alliance Sensors inductive linear position sensor, spring loaded, 50mm stroke, 6.4mm shaft diameter, 0-10 VDC output, 19mm diameter x 129.0mm body, M18 x 1 mount, pigtail, 3.2ft/1m cable length. | Stock | 415 | 432
LRSE18-075A-00-10A | Alliance Sensors inductive linear position sensor, spring loaded, 75mm stroke, 6.4mm shaft diameter, 0-10 VDC output, 19mm diameter x 166.5mm body, M18 x 1 mount, pigtail, 3.2ft/1m cable length. | Stock | 440 | 458
LRSE18-100A-00-10A | Alliance Sensors inductive linear position sensor, spring loaded, 100mm stroke, 6.4mm shaft diameter, 0-10 VDC output, 19mm diameter x 194.1mm body, M18 x 1 mount, pigtail, 3.2ft/1m cable length. | Stock | 464 | 483
LRSI18-013A-00-20A | Alliance Sensors inductive linear position sensor, spring loaded, 12.5mm stroke, 6.4mm shaft diameter, 4-20 mA output, 19mm diameter x 88.9mm body, M18 x 1 mount, pigtail, 3.2ft/1m cable length. | Stock | 366 | 381
LRSI18-025A-00-20A | Alliance Sensors inductive linear position sensor, spring loaded, 25mm stroke, 6.4mm shaft diameter, 4-20 mA output, 19mm diameter x 101.6mm body, M18 x 1 mount, pigtail, 3.2ft/1m cable length. | Stock | 390 | 406
LRSI18-050A-00-20A | Alliance Sensors inductive linear position sensor, spring loaded, 50mm stroke, 6.4mm shaft diameter, 4-20 mA output, 19mm diameter x 129.0mm body, M18 x 1 mount, pigtail, 3.2ft/1m cable length. | Stock | 415 | 432