LRSI18-075A-00-20A | Alliance Sensors inductive linear position sensor, spring loaded, 75mm stroke, 6.4mm shaft diameter, 4-20 mA output, 19mm diameter x 166.5mm body, M18 x 1 mount, pigtail, 3.2ft/1m cable length. | Stock | 440 | 458
LRSI18-100A-00-20A | Alliance Sensors inductive linear position sensor, spring loaded, 100mm stroke, 6.4mm shaft diameter, 4-20 mA output, 19mm diameter x 194.1mm body, M18 x 1 mount, pigtail, 3.2ft/1m cable length. | Stock | 464 | 483
LS7-302BWC9-RYGNN | Patlite LED signal tower, (3) tiers, 70mm diameter, red/amber/green, permanent light function, (1) alarm, 24 VDC, NPN/PNP polarity, clear lens, 270mm body length, off-white, 360 degree viewing angle, direct mount, IP69K. | Stock | 334 | 347
LS7-302BWC-RYGNN | Patlite LED signal tower, (3) tiers, 70mm diameter, red/amber/green, permanent light function, (1) alarm, 24 VDC, NPN/PNP polarity, clear lens, 284mm body length, off-white, 360 degree viewing angle, direct mount, IP54. | Stock | 193 | 201
LS7-302DBWC9-RYGNN | Patlite LED signal tower, (3) tiers, 70mm diameter, red/amber/green, permanent light function, (1) alarm, 24 VDC, NPN/PNP polarity, clear lens, 270mm body length, dark gray, 360 degree viewing angle, direct mount, IP69K. | Stock | 345 | 359
LS7-302DBWC-RYGNN | Patlite LED signal tower, (3) tiers, 70mm diameter, red/amber/green, permanent light function, (1) alarm, 24 VDC, NPN/PNP polarity, clear lens, 284mm body length, dark gray, 360 degree viewing angle, direct mount, IP54. | Stock | 193 | 201
LS7-302DWC9-RYGNN | Patlite LED signal tower, (3) tiers, 70mm diameter, red/amber/green, permanent light function, 24 VDC, NPN/PNP polarity, clear lens, 230mm body length, dark gray, 360 degree viewing angle, direct mount, IP69K. | Stock | 298 | 310
LS7-302DWC-RYGNN | Patlite LED signal tower, (3) tiers, 70mm diameter, red/amber/green, permanent light function, 24 VDC, NPN/PNP polarity, clear lens, 244mm body length, dark gray, 360 degree viewing angle, direct mount, IP65. | Stock | 150 | 156
LS7-302WC9-RYGNN | Patlite LED signal tower, (3) tiers, 70mm diameter, red/amber/green, permanent light function, 24 VDC, NPN/PNP polarity, clear lens, 230mm body length, off-white, 360 degree viewing angle, direct mount, IP69K. | Stock | 302 | 314
LS7-302WC-RYGNN | Patlite LED signal tower, (3) tiers, 70mm diameter, red/amber/green, permanent light function, 24 VDC, NPN/PNP polarity, clear lens, 244mm body length, off-white, 360 degree viewing angle, direct mount, IP65. | Stock | 150 | 156
LS7-502BWC9-RYGBC | Patlite LED signal tower, (5) tiers, 70mm diameter, red/amber/green/blue/clear, permanent light function, (1) alarm, 24 VDC, NPN/PNP polarity, clear lens, 270mm body length, off-white, 360 degree viewing angle, direct mount, IP69K. | Stock | 421 | 438
LS7-502BWC-RYGBC | Patlite LED signal tower, (5) tiers, 70mm diameter, red/amber/green/blue/clear, permanent light function, (1) alarm, 24 VDC, NPN/PNP polarity, clear lens, 284mm body length, off-white, 360 degree viewing angle, direct mount, IP54. | Stock | 286 | 297
LS7-502DBWC9-RYGBC | Patlite LED signal tower, (5) tiers, 70mm diameter, red/amber/green/blue/clear, permanent light function, (1) alarm, 24 VDC, NPN/PNP polarity, clear lens, 270mm body length, dark gray, 360 degree viewing angle, direct mount, IP69K. | Stock | 431 | 448
LS7-502DBWC-RYGBC | Patlite LED signal tower, (5) tiers, 70mm diameter, red/amber/green/blue/clear, permanent light function, (1) alarm, 24 VDC, NPN/PNP polarity, clear lens, 284mm body length, dark gray, 360 degree viewing angle, direct mount, IP54. | Stock | 286 | 297
LS7-502DWC9-RYGBC | Patlite LED signal tower, (5) tiers, 70mm diameter, red/amber/green/blue/clear, permanent light function, 24 VDC, NPN/PNP polarity, clear lens, 230mm body length, dark gray, 360 degree viewing angle, direct mount, IP69K. | Stock | 388 | 404
LS7-502DWC-RYGBC | Patlite LED signal tower, (5) tiers, 70mm diameter, red/amber/green/blue/clear, permanent light function, 24 VDC, NPN/PNP polarity, clear lens, 244mm body length, dark gray, 360 degree viewing angle, direct mount, IP65. | Stock | 244 | 254
LS7-502WC9-RYGBC | Patlite LED signal tower, (5) tiers, 70mm diameter, red/amber/green/blue/clear, permanent light function, 24 VDC, NPN/PNP polarity, clear lens, 230mm body length, off-white, 360 degree viewing angle, direct mount, IP69K. | Stock | 388 | 404
LS7-502WC-RYGBC | Patlite LED signal tower, (5) tiers, 70mm diameter, red/amber/green/blue/clear, permanent light function, 24 VDC, NPN/PNP polarity, clear lens, 244mm body length, off-white, 360 degree viewing angle, direct mount, IP65. | Stock | 244 | 254
LSMB-16M25M | NITRA mounting bracket, switch, aluminum. For use with L16M and L25M series rodless cylinders. Mounting screws included. | Stock | 11.25 | 11.5
LSMM-172003 | IDEM safety limit switch, brass plunger, (2) N.C. safety output(s), (1) N.O. monitoring output(s), slow action break before make, die-cast zinc aluminum, pigtail, 6.5ft/2m cable length. | Stock | 41.5 | 44.5
LSMM-172004 | IDEM safety limit switch, brass plunger, (1) N.C. safety output(s), (1) N.O. monitoring output(s), snap action, die-cast zinc aluminum, pigtail, 6.5ft/2m cable length. | Stock | 41.5 | 44.5
LSMM-172007 | IDEM safety limit switch, plunger with brass roller, (2) N.C. safety output(s), (1) N.O. monitoring output(s), slow action break before make, die-cast zinc aluminum, pigtail, 6.5ft/2m cable length. | Stock | 45.5 | 49
LSMM-172008 | IDEM safety limit switch, plunger with brass roller, (1) N.C. safety output(s), (1) N.O. monitoring output(s), snap action, die-cast zinc aluminum, pigtail, 6.5ft/2m cable length. | Stock | 45.5 | 49
LSMM-172014 | IDEM safety limit switch, side rotary lever with polyester roller, (2) N.C. safety output(s), (1) N.O. monitoring output(s), slow action break before make, die-cast zinc aluminum, pigtail, 6.5ft/2m cable length. | Stock | 48.5 | 53
LSMM-172016 | IDEM safety limit switch, side rotary lever with polyester roller, (1) N.C. safety output(s), (1) N.O. monitoring output(s), snap action, die-cast zinc aluminum, pigtail, 6.5ft/2m cable length. | Stock | 48.5 | 53
LSMM-172018 | IDEM safety limit switch, brass plunger and fixing nuts, (2) N.C. safety output(s), (1) N.O. monitoring output(s), slow action break before make, die-cast zinc aluminum, pigtail, 6.5ft/2m cable length. | Stock | 42.5 | 46
LSMM-172020 | IDEM safety limit switch, brass plunger and fixing nuts, (1) N.C. safety output(s), (1) N.O. monitoring output(s), snap action, die-cast zinc aluminum, pigtail, 6.5ft/2m cable length. | Stock | 42.5 | 46
LSMM-172022 | IDEM safety limit switch, plunger with brass roller and fixing nuts, (2) N.C. safety output(s), (1) N.O. monitoring output(s), slow action break before make, die-cast zinc aluminum, pigtail, 6.5ft/2m cable length. | Stock | 44.5 | 47.5
LSMM-172024 | IDEM safety limit switch, plunger with brass roller and fixing nuts, (1) N.C. safety output(s), (1) N.O. monitoring output(s), snap action, die-cast zinc aluminum, pigtail, 6.5ft/2m cable length. | Stock | 44.5 | 47.5
LSPM-170003 | IDEM safety limit switch, brass plunger, (2) N.C. safety output(s), (1) N.O. monitoring output(s), slow action break before make, polyester, pigtail, 6.5ft/2m cable length. | Stock | 31 | 34
LSPM-170004 | IDEM safety limit switch, brass plunger, (1) N.C. safety output(s), (1) N.O. monitoring output(s), snap action, polyester, pigtail, 6.5ft/2m cable length. | Stock | 31 | 34
LSPM-170007 | IDEM safety limit switch, plunger with brass roller, (2) N.C. safety output(s), (1) N.O. monitoring output(s), slow action break before make, polyester, pigtail, 6.5ft/2m cable length. | Stock | 33.5 | 36
LSPM-170008 | IDEM safety limit switch, plunger with brass roller, (1) N.C. safety output(s), (1) N.O. monitoring output(s), snap action, polyester, pigtail, 6.5ft/2m cable length. | Stock | 33.5 | 36
LSPM-170014 | IDEM safety limit switch, side rotary lever with polyester roller, (2) N.C. safety output(s), (1) N.O. monitoring output(s), slow action break before make, polyester, pigtail, 6.5ft/2m cable length. | Stock | 37.5 | 41
LSPM-170016 | IDEM safety limit switch, side rotary lever with polyester roller, (1) N.C. safety output(s), (1) N.O. monitoring output(s), snap action, polyester, pigtail, 6.5ft/1.9m cable length. | Stock | 37.5 | 41
LSPM-170018 | IDEM safety limit switch, brass plunger and fixing nuts, (2) N.C. safety output(s), (1) N.O. monitoring output(s), slow action break before make, polyester, pigtail, 6.5ft/2m cable length. | Stock | 32 | 35.5
LSPM-170020 | IDEM safety limit switch, brass plunger and fixing nuts, (1) N.C. safety output(s), (1) N.O. monitoring output(s), snap action, polyester, pigtail, 6.5ft/2m cable length. | Stock | 32 | 35.5
LSPM-170022 | IDEM safety limit switch, plunger with brass roller and fixing nuts, (2) N.C. safety output(s), (1) N.O. monitoring output(s), slow action break before make, polyester, pigtail, 6.5ft/2m cable length. | Stock | 34.5 | 37.5
LSPM-170024 | IDEM safety limit switch, plunger with brass roller and fixing nuts, (1) N.C. safety output(s), (1) N.O. monitoring output(s), snap action, polyester, pigtail, 6.5ft/2m cable length. | Stock | 34.5 | 37.5
LSPS-171002 | IDEM safety limit switch, polyester plunger, (2) N.C. safety output(s), (1) N.O. monitoring output(s), slow action break before make, polyester, 1/2in female NPT conduit. | Stock | 22 | 24.5
LSPS-171008 | IDEM safety limit switch, polyester plunger, (1) N.C. safety output(s), (1) N.O. monitoring output(s), snap action, polyester, 1/2in female NPT conduit. | Stock | 22 | 24.5
LSPS-171011 | IDEM safety limit switch, plunger with polyester roller, (2) N.C. safety output(s), (1) N.O. monitoring output(s), slow action break before make, polyester, 1/2in female NPT conduit. | Stock | 22 | 25
LSPS-171017 | IDEM safety limit switch, plunger with polyester roller, (1) N.C. safety output(s), (1) N.O. monitoring output(s), snap action, polyester, 1/2in female NPT conduit. | Stock | 22 | 25
LSPS-171020 | IDEM safety limit switch, hinge lever with polyester roller, (2) N.C. safety output(s), (1) N.O. monitoring output(s), slow action break before make, polyester, 1/2in female NPT conduit. | Stock | 23 | 25.5
LSPS-171026 | IDEM safety limit switch, hinge lever with polyester roller, (1) N.C. safety output(s), (1) N.O. monitoring output(s), snap action, polyester, 1/2in female NPT conduit. | Stock | 23 | 25.5
LSPS-171047 | IDEM safety limit switch, side rotary adjustable lever with large rubber roller, (2) N.C. safety output(s), (1) N.O. monitoring output(s), slow action break before make, polyester, 1/2in female NPT conduit. | Stock | 27 | 29.5
LSPS-171053 | IDEM safety limit switch, side rotary adjustable lever with large rubber roller, (1) N.C. safety output(s), (1) N.O. monitoring output(s), snap action, polyester, 1/2in female NPT conduit. | Stock | 27 | 29.5
LSPS-171056 | IDEM safety limit switch, side rotary adjustable lever with polyester roller, (2) N.C. safety output(s), (1) N.O. monitoring output(s), slow action break before make, polyester, 1/2in female NPT conduit. | Stock | 28 | 30
LSPS-171062 | IDEM safety limit switch, side rotary adjustable lever with polyester roller, (1) N.C. safety output(s), (1) N.O. monitoring output(s), snap action, polyester, 1/2in female NPT conduit. | Stock | 28 | 30
LSPS-171065 | IDEM safety limit switch, side rotary adjustable brass rod, (2) N.C. safety output(s), (1) N.O. monitoring output(s), slow action break before make, polyester, 1/2in female NPT conduit. | Stock | 24 | 27
LSPS-171071 | IDEM safety limit switch, side rotary adjustable brass rod, (1) N.C. safety output(s), (1) N.O. monitoring output(s), snap action, polyester, 1/2in female NPT conduit. | Stock | 24 | 27
LST25 | WEG Electric incoming power terminal block, 3-pole, maximum current 63A, 20-8 AWG. For use with MPW40 series manual motor protectors. Required when using a MPW40 in a UL Type E application 32A and less. | Stock | 16 | 17
LT-M-0050-S-L | Gefran potentiometer linear position sensor, slide, 50mm stroke, 6mm shaft diameter, 32 x 33 x 113mm body, channel mount, 18mm DIN 43650 Form A. | Stock | 149
LT-M-0075-S-L | Gefran potentiometer linear position sensor, slide, 75mm stroke, 6mm shaft diameter, 32 x 33 x 138mm body, channel mount, 18mm DIN 43650 Form A. | Stock | 157
LT-M-0100-S-L | Gefran potentiometer linear position sensor, slide, 100mm stroke, 6mm shaft diameter, 32 x 33 x 163mm body, channel mount, 18mm DIN 43650 Form A. | Stock | 160
LT-M-0130-S-L | Gefran potentiometer linear position sensor, slide, 130mm stroke, 6mm shaft diameter, 32 x 33 x 193mm body, channel mount, 18mm DIN 43650 Form A. | Stock | 167
LT-M-0150-S-L | Gefran potentiometer linear position sensor, slide, 150mm stroke, 6mm shaft diameter, 32 x 33 x 213mm body, channel mount, 18mm DIN 43650 Form A. | Stock | 175
LT-M-0175-S-L | Gefran potentiometer linear position sensor, slide, 175mm stroke, 6mm shaft diameter, 32 x 33 x 238mm body, channel mount, 18mm DIN 43650 Form A. | Stock | 180
LT-M-0200-S-L | Gefran potentiometer linear position sensor, slide, 200mm stroke, 6mm shaft diameter, 32 x 33 x 264mm body, channel mount, 18mm DIN 43650 Form A. | Stock | 183
LT-M-0250-S-L | Gefran potentiometer linear position sensor, slide, 250mm stroke, 6mm shaft diameter, 32 x 33 x 314mm body, channel mount, 18mm DIN 43650 Form A. | Stock | 204
LT-M-0300-S-L | Gefran potentiometer linear position sensor, slide, 300mm stroke, 6mm shaft diameter, 32 x 33 x 364mm body, channel mount, 18mm DIN 43650 Form A. | Stock | 207
LT-M-0400-S-L | Gefran potentiometer linear position sensor, slide, 400mm stroke, 6mm shaft diameter, 32 x 33 x 466mm body, channel mount, 18mm DIN 43650 Form A. | Stock | 289
LTR-D04MA-NLK-301 | Contrinex photoelectric sensor, tubular, smooth, diffuse, visible red light emission, 0-60mm sensing distance, light-on, NPN, 1 kHz switching frequency, stainless steel housing, pigtail. | Stock | 67 | 70
LTR-D04MA-NLK-403 | Contrinex photoelectric sensor, tubular, smooth, diffuse, visible red light emission, 0-60mm sensing distance, light-on, PNP, 1 kHz switching frequency, stainless steel housing, pigtail. | Stock | 67 | 70
LTR-D04MA-NLS-301 | Contrinex photoelectric sensor, tubular, smooth, diffuse, visible red light emission, 0-60mm sensing distance, light-on, NPN, 1 kHz switching frequency, stainless steel housing, 3-pin M8 quick-disconnect. | Stock | 67 | 70
LTR-D04MA-NLS-403 | Contrinex photoelectric sensor, tubular, smooth, diffuse, visible red light emission, 0-60mm sensing distance, light-on, PNP, 1 kHz switching frequency, stainless steel housing, 3-pin M8 quick-disconnect. | Stock | 67 | 70
LTR-D04MA-NMK-301 | Contrinex photoelectric sensor, tubular, smooth, diffuse, visible red light emission, 0-24mm sensing distance, light-on, NPN, 1 kHz switching frequency, stainless steel housing, pigtail. | Stock | 95 | 99
LTR-D04MA-NMK-403 | Contrinex photoelectric sensor, tubular, smooth, diffuse, visible red light emission, 0-24mm sensing distance, light-on, PNP, 1 kHz switching frequency, stainless steel housing, pigtail. | Stock | 95 | 99
LTR-D04MA-NMS-301 | Contrinex photoelectric sensor, tubular, smooth, diffuse, visible red light emission, 0-24mm sensing distance, light-on, NPN, 1 kHz switching frequency, stainless steel housing, 3-pin M8 quick-disconnect. | Stock | 95 | 99
LTR-D04MA-NMS-403 | Contrinex photoelectric sensor, tubular, smooth, diffuse, visible red light emission, 0-24mm sensing distance, light-on, PNP, 1 kHz switching frequency, stainless steel housing, 3-pin M8 quick-disconnect. | Stock | 95 | 99
LTR-D04MA-NSK-301 | Contrinex photoelectric sensor, tubular, smooth, diffuse, visible red light emission, 0-12mm sensing distance, light-on, NPN, 1 kHz switching frequency, stainless steel housing, pigtail. | Stock | 95 | 99
LTR-D04MA-NSK-403 | Contrinex photoelectric sensor, tubular, smooth, diffuse, visible red light emission, 0-12mm sensing distance, light-on, PNP, 1 kHz switching frequency, stainless steel housing, pigtail. | Stock | 95 | 99
LTR-D04MA-NSS-301 | Contrinex photoelectric sensor, tubular, smooth, diffuse, visible red light emission, 0-12mm sensing distance, light-on, NPN, 1 kHz switching frequency, stainless steel housing, 3-pin M8 quick-disconnect. | Stock | 95 | 99
LTR-D04MA-NSS-403 | Contrinex photoelectric sensor, tubular, smooth, diffuse, visible red light emission, 0-12mm sensing distance, light-on, PNP, 1 kHz switching frequency, stainless steel housing, 3-pin M8 quick-disconnect. | Stock | 95 | 99
LTR-D04MA-WXK-301 | Contrinex photoelectric sensor, tubular, smooth, diffuse, visible red light emission, 0-120mm sensing distance, light-on, NPN, teach-in wire, 1 kHz switching frequency, stainless steel housing, pigtail. | Stock | 83 | 86
LTR-D04MA-WXK-403 | Contrinex photoelectric sensor, tubular, smooth, diffuse, visible red light emission, 0-120mm sensing distance, light-on, PNP, teach-in wire, 1 kHz switching frequency, stainless steel housing, pigtail. | Stock | 83 | 86
LTR-M05MA-NLK-301 | Contrinex photoelectric sensor, tubular, threaded, diffuse, visible red light emission, 0-60mm sensing distance, light-on, NPN, 1 kHz switching frequency, stainless steel housing, pigtail. | Stock | 67 | 70
LTR-M05MA-NLK-403 | Contrinex photoelectric sensor, tubular, threaded, diffuse, visible red light emission, 0-60mm sensing distance, light-on, PNP, 1 kHz switching frequency, stainless steel housing, pigtail. | Stock | 67 | 70
LTR-M05MA-NLS-301 | Contrinex photoelectric sensor, tubular, threaded, diffuse, visible red light emission, 0-60mm sensing distance, light-on, NPN, 1 kHz switching frequency, stainless steel housing, 3-pin M8 quick-disconnect. | Stock | 67 | 70
LTR-M05MA-NLS-403 | Contrinex photoelectric sensor, tubular, threaded, diffuse, visible red light emission, 0-60mm sensing distance, light-on, PNP, 1 kHz switching frequency, stainless steel housing, 3-pin M8 quick-disconnect. | Stock | 67 | 70
LTR-M05MA-NMK-301 | Contrinex photoelectric sensor, tubular, threaded, diffuse, visible red light emission, 0-24mm sensing distance, light-on, NPN, 1 kHz switching frequency, stainless steel housing, pigtail. | Stock | 95 | 99
LTR-M05MA-NMK-403 | Contrinex photoelectric sensor, tubular, threaded, diffuse, visible red light emission, 0-24mm sensing distance, light-on, PNP, 1 kHz switching frequency, stainless steel housing, pigtail. | Stock | 95 | 99
LTR-M05MA-NMS-301 | Contrinex photoelectric sensor, tubular, threaded, diffuse, visible red light emission, 0-24mm sensing distance, light-on, NPN, 1 kHz switching frequency, stainless steel housing, 3-pin M8 quick-disconnect. | Stock | 95 | 99
LTR-M05MA-NMS-403 | Contrinex photoelectric sensor, tubular, threaded, diffuse, visible red light emission, 0-24mm sensing distance, light-on, PNP, 1 kHz switching frequency, stainless steel housing, 3-pin M8 quick-disconnect. | Stock | 95 | 99
LTR-M05MA-NSK-301 | Contrinex photoelectric sensor, tubular, threaded, diffuse, visible red light emission, 0-12mm sensing distance, light-on, NPN, 1 kHz switching frequency, stainless steel housing, pigtail. | Stock | 95 | 99
LTR-M05MA-NSK-403 | Contrinex photoelectric sensor, tubular, threaded, diffuse, visible red light emission, 0-12mm sensing distance, light-on, PNP, 1 kHz switching frequency, stainless steel housing, pigtail. | Stock | 95 | 99
LTR-M05MA-NSS-301 | Contrinex photoelectric sensor, tubular, threaded, diffuse, visible red light emission, 0-12mm sensing distance, light-on, NPN, 1 kHz switching frequency, stainless steel housing, 3-pin M8 quick-disconnect. | Stock | 95 | 99
LTR-M05MA-NSS-403 | Contrinex photoelectric sensor, tubular, threaded, diffuse, visible red light emission, 0-12mm sensing distance, light-on, PNP, 1 kHz switching frequency, stainless steel housing, 3-pin M8 quick-disconnect. | Stock | 95 | 99
LTR-M05MA-WXK-301 | Contrinex photoelectric sensor, tubular, threaded, diffuse, visible red light emission, 0-120mm sensing distance, light-on, NPN, teach-in wire, 1 kHz switching frequency, stainless steel housing, pigtail. | Stock | 83 | 86
LTR-M05MA-WXK-403 | Contrinex photoelectric sensor, tubular, threaded, diffuse, visible red light emission, 0-120mm sensing distance, light-on, PNP, teach-in wire, 1 kHz switching frequency, stainless steel housing, pigtail. | Stock | 83 | 86
LTR-M12MA-PMK-101 | Contrinex photoelectric sensor, tubular, threaded, diffuse, visible red light emission, 5-800mm sensing distance, complementary light-on/dark-on, NPN, potentiometer, 1.5 kHz switching frequency, chrome-plated brass housing, pigtail. | Stock | 40.5
LTR-M12MA-PMK-603 | Contrinex photoelectric sensor, tubular, threaded, diffuse, visible red light emission, 5-800mm sensing distance, complementary light-on/dark-on, PNP, potentiometer, 1.5 kHz switching frequency, chrome-plated brass housing, pigtail. | Stock | 40.5
LTR-M12MA-PMS-101 | Contrinex photoelectric sensor, tubular, threaded, diffuse, visible red light emission, 5-800mm sensing distance, complementary light-on/dark-on, NPN, potentiometer, 1.5 kHz switching frequency, chrome-plated brass housing, 4-pin M12 quick-disconnect. | Stock | 40.5
LTR-M12MA-PMS-603 | Contrinex photoelectric sensor, tubular, threaded, diffuse, visible red light emission, 5-800mm sensing distance, complementary light-on/dark-on, PNP, potentiometer, 1.5 kHz switching frequency, chrome-plated brass housing, 4-pin M12 quick-disconnect. | Stock | 40.5
LTR-M18MA-PMS-101 | Contrinex photoelectric sensor, tubular, threaded, diffuse, visible red light emission, 3-1200mm sensing distance, complementary light-on/dark-on, NPN, potentiometer, 1.5 kHz switching frequency, stainless steel housing, 4-pin M12 quick-disconnect. | Stock | 40.5
LTR-M18MA-PMS-603 | Contrinex photoelectric sensor, tubular, threaded, diffuse, visible red light emission, 3-1200mm sensing distance, complementary light-on/dark-on, PNP, potentiometer, 1.5 kHz switching frequency, stainless steel housing, 4-pin M12 quick-disconnect. | Stock | 40.5
LTR-M18PA-PMK-101 | Contrinex photoelectric sensor, tubular, threaded, diffuse, visible red light emission, 3-1200mm sensing distance, complementary light-on/dark-on, NPN, potentiometer, 1.5 kHz switching frequency, ABS plastic housing, pigtail. | Stock | 22
LTR-M18PA-PMK-603 | Contrinex photoelectric sensor, tubular, threaded, diffuse, visible red light emission, 3-1200mm sensing distance, complementary light-on/dark-on, PNP, potentiometer, 1.5 kHz switching frequency, ABS plastic housing, pigtail. | Stock | 22
LTR-M18PA-PMS-101 | Contrinex photoelectric sensor, tubular, threaded, diffuse, visible red light emission, 3-1200mm sensing distance, complementary light-on/dark-on, NPN, potentiometer, 1.5 kHz switching frequency, ABS plastic housing, 4-pin M12 quick-disconnect. | Stock | 22
LTR-M18PA-PMS-603 | Contrinex photoelectric sensor, tubular, threaded, diffuse, visible red light emission, 3-1200mm sensing distance, complementary light-on/dark-on, PNP, potentiometer, 1.5 kHz switching frequency, ABS plastic housing, 4-pin M12 quick-disconnect. | Stock | 22
LTW-M18PA-000 | Contrinex right-angle beam adapter, ABS plastic, 18mm. For use with Contrinex LTR/LRR 18mm photoelectrics. Mirror allows 90 degree light detection. | Stock | 7
LU10-1305 | Flowline Switch-Tek ultrasonic liquid level switch, any orientation mount, 0.7in insertion length, polypropylene wetted parts, -40 to 176 deg F, 3/4in male NPT process connection, SPST relay, N.O./N.C. selectable. | Stock | 285
LU10-1405 | Flowline Switch-Tek ultrasonic liquid level switch, any orientation mount, 2.1in insertion length, polypropylene wetted parts, -40 to 176 deg F, 3/4in male NPT process connection, SPST relay, N.O./N.C. selectable. | Stock | 295
LU23-00 | Flowline EchoSonic II ultrasonic liquid level sensor, 18ft (5.5m) sensing range, 4-20 mA, 14-28 VDC operating voltage, 2in male NPT process connection. | Stock | 685
LU27-00 | Flowline EchoSonic II ultrasonic liquid level sensor, 9.8ft (3m) sensing range, 4-20 mA, 14-28 VDC operating voltage, 1in male NPT process connection. | Stock | 585
LU28-00 | Flowline EchoSonic II ultrasonic liquid level sensor, 26.2ft (8m) sensing range, 4-20 mA, 14-28 VDC operating voltage, 2in male NPT process connection. | Stock | 785
LU29-00 | Flowline EchoSonic II ultrasonic liquid level sensor, 32.8ft (10m) sensing range, 4-20 mA, 14-28 VDC operating voltage, 2in male NPT process connection. | Stock | 885
LU74-5004 | Flowline EchoSwitch ultrasonic liquid level sensor, 18ft (5.5m) sensing range, 4-20 mA or (1) SPDT relay, (2) SPST-N.O. relays, 95-250 VAC operating voltage, LCD digital display with pushbuttons, 2in male NPT process connection. | Stock | 845
LU77-5004 | Flowline EchoSwitch ultrasonic liquid level sensor, 9.8ft (3m) sensing range, 4-20 mA or (1) SPDT relay, (2) SPST-N.O. relays, 95-250 VAC operating voltage, LCD digital display with pushbuttons, 1in male NPT process connection. | Stock | 795
LU78-5004 | Flowline EchoSwitch ultrasonic liquid level sensor, 26.2ft (8m) sensing range, 4-20 mA or (1) SPDT relay, (2) SPST-N.O. relays, 95-250 VAC operating voltage, LCD digital display with pushbuttons, 2in male NPT process connection. | Stock | 895
LU80-5101 | Flowline EchoSpan ultrasonic liquid level sensor, 9.8ft (3m) sensing range, 4-20 mA, 12-28 VDC operating voltage, LCD digital display with pushbuttons, 1in male NPT process connection. | Stock | 745
LU81-5101 | Flowline EchoSpan ultrasonic liquid level sensor, 18ft (5.5m) sensing range, 4-20 mA, 12-28 VDC operating voltage, LCD digital display with pushbuttons, 2in male NPT process connection. | Stock | 845
LU83-5101 | Flowline EchoSpan ultrasonic liquid level sensor, 26.2ft (8m) sensing range, 4-20 mA, 12-28 VDC operating voltage, LCD digital display with pushbuttons, 2in male NPT process connection. | Stock | 945
LU84-5101 | Flowline EchoSpan ultrasonic liquid level sensor, 32.8ft (10m) sensing range, 4-20 mA, 12-28 VDC operating voltage, LCD digital display with pushbuttons, 2in male NPT process connection. | Stock | 1045
LV10-1301 | Flowline Switch-Tek float liquid level switch, vertical mount, 4.3in insertion length, 1.0in diameter slosh shield float, polypropylene wetted parts, -40 to 194 deg F, 3/4in male NPT process connection, SPDT reed switch. | Stock | 120
LZ12-1405 | Flowline Switch-Tek vibration fork liquid level switch, any orientation mount, 2.3in insertion length, Ryton wetted parts, -40 to 176 deg F, 3/4in male NPT process connection, SPST relay, N.O./N.C. selectable, 10ft 24AWG 5-conductor shielded cable. | Stock | 305
M100806HLL | AttaBox MachoBox series enclosure, NEMA 1/3R/4X/6P/12, 10 x 8 x 6in (HxWxD), wall mount, fiberglass reinforced polyester, gray, single-door, (1) twist-lock latch. | from vendor up to 5 business days | 146 | 172
M100806HPL | AttaBox MachoBox series enclosure, NEMA 1/3R/4X/6P/12, 10 x 8 x 6in (HxWxD), wall mount, fiberglass reinforced polyester, gray, single-door, (1) quick-release latch, padlock hasp and staple. | Stock | 143 | 131
M100806HW | AttaBox MachoBox series enclosure, NEMA 1/3R/4X/6P/12, 10 x 8 x 6in (HxWxD), wall mount, fiberglass reinforced polyester, gray, hinged screw cover. | from vendor up to 5 business days | 125 | 115
M100806W | AttaBox MachoBox series enclosure, NEMA 1/3R/4X/6P/12, 10 x 8 x 6in (HxWxD), wall mount, fiberglass reinforced polyester, gray, screw cover. | from vendor up to 5 business days | 117 | 107
M10088SSH | AttaBox MachoBox series enclosure, NEMA 1/3/4X/12, 10 x 8 x 8in (HxWxD), wall mount, fiberglass reinforced polyester, gray, clamshell single-door, (1) twist-lock latch, padlock hasp and staple. | Stock | 233 | 274
M1008HALL | AttaBox MachoBox series enclosure, NEMA 1/3R/4X/6P/12, 10 x 8 x 5in (HxWxD), wall mount, fiberglass reinforced polyester, gray, crowned single-door, (1) twist-lock latch. | from vendor up to 5 business days | 146 | 172
M1008HAPL | AttaBox MachoBox series enclosure, NEMA 1/3R/4X/6P/12, 10 x 8 x 5in (HxWxD), wall mount, fiberglass reinforced polyester, gray, crowned single-door, (2) quick-release latches, padlock hasp and staple. | Stock | 107 | 126
M1008HLL | AttaBox MachoBox series enclosure, NEMA 1/3R/4X/6P/12, 10 x 8 x 4in (HxWxD), wall mount, fiberglass reinforced polyester, gray, single-door, (1) twist-lock latch. | Stock | 138 | 163
M1008HPL | AttaBox MachoBox series enclosure, NEMA 1/3R/4X/6P/12, 10 x 8 x 4in (HxWxD), wall mount, fiberglass reinforced polyester, gray, single-door, (2) quick-release latches, padlock hasp and staple. | Stock | 104 | 123
M1008HW | AttaBox MachoBox series enclosure, NEMA 1/3R/4X/6P/12, 10 x 8 x 4in (HxWxD), wall mount, fiberglass reinforced polyester, gray, hinged screw cover. | Stock | 91 | 107
M1008HWA | AttaBox MachoBox series enclosure, NEMA 1/3R/4X/6P/12, 10 x 8 x 5in (HxWxD), wall mount, fiberglass reinforced polyester, gray, crowned hinged screw cover. | Stock | 94 | 111
M1008W | AttaBox MachoBox series enclosure, NEMA 1/3R/4X/6P/12, 10 x 8 x 4in (HxWxD), wall mount, fiberglass reinforced polyester, gray, screw cover. | Stock | 74 | 87
M1008WA | AttaBox MachoBox series enclosure, NEMA 1/3R/4X/6P/12, 10 x 8 x 5in (HxWxD), wall mount, fiberglass reinforced polyester, gray, crowned screw cover. | from vendor up to 5 business days | 87 | 103
M121010SSH | AttaBox MachoBox series enclosure, NEMA 1/3/4X/12, 12 x 10 x 10in (HxWxD), wall mount, fiberglass reinforced polyester, gray, clamshell single-door, (1) twist-lock latch, padlock hasp and staple. | Stock | 254 | 300
M1210HLL | AttaBox MachoBox series enclosure, NEMA 1/3R/4X/6P/12, 12 x 10 x 5in (HxWxD), wall mount, fiberglass reinforced polyester, gray, single-door, (2) twist-lock latches. | Stock | 158 | 186
M1210HPL | AttaBox MachoBox series enclosure, NEMA 1/3R/4X/6P/12, 12 x 10 x 5in (HxWxD), wall mount, fiberglass reinforced polyester, gray, single-door, (2) quick-release latches, padlock hasp and staple. | Stock | 119 | 140
M1210HW | AttaBox MachoBox series enclosure, NEMA 1/3R/4X/6P/12, 12 x 10 x 5in (HxWxD), wall mount, fiberglass reinforced polyester, gray, hinged screw cover. | Stock | 106 | 125
M1210W | AttaBox MachoBox series enclosure, NEMA 1/3R/4X/6P/12, 12 x 10 x 5in (HxWxD), wall mount, fiberglass reinforced polyester, gray, screw cover. | Stock | 99 | 117
M12-195L | WON M12 series mini rail, stainless steel, 8 x 12 x 195mm. For use with M12 series bearings. | Stock | 29.5
M12-320L | WON M12 series mini rail, stainless steel, 8 x 12 x 320mm. For use with M12 series bearings. | Stock | 48
M12-470L | WON M12 series mini rail, stainless steel, 8 x 12 x 470mm. For use with M12 series bearings. | Stock | 71
M12-695L | WON M12 series mini rail, stainless steel, 8 x 12 x 695mm. For use with M12 series bearings. | Stock | 106
M12LUUG0 | WON M12 series mini bearing block, full ball recirculating, rectangular long, end seal, stainless steel. For use with M12 series rails. | Stock | 51
M12NUUG0 | WON M12 series mini bearing block, full ball recirculating, rectangular, end seal, stainless steel. For use with M12 series rails. | Stock | 44
M141212SSH | AttaBox MachoBox series enclosure, NEMA 1/3/4X/12, 14 x 12 x 12in (HxWxD), wall mount, fiberglass reinforced polyester, gray, clamshell single-door, (2) twist-lock latches, padlock hasp and staple. | from vendor up to 5 business days | 331 | 390
M1412HLL | AttaBox MachoBox series enclosure, NEMA 1/3R/4X/6P/12, 14 x 12 x 6in (HxWxD), wall mount, fiberglass reinforced polyester, gray, single-door, (2) twist-lock latches. | Stock | 200 | 235
M1412HPL | AttaBox MachoBox series enclosure, NEMA 1/3R/4X/6P/12, 14 x 12 x 6in (HxWxD), wall mount, fiberglass reinforced polyester, gray, single-door, (2) quick-release latches, padlock hasp and staple. | Stock | 151 | 178
M1412HW | AttaBox MachoBox series enclosure, NEMA 1/3R/4X/6P/12, 14 x 12 x 6in (HxWxD), wall mount, fiberglass reinforced polyester, gray, hinged screw cover. | Stock | 123 | 145
M1412W | AttaBox MachoBox series enclosure, NEMA 1/3R/4X/6P/12, 14 x 12 x 6in (HxWxD), wall mount, fiberglass reinforced polyester, gray, screw cover. | Stock | 116 | 137
M161412SSH | AttaBox MachoBox series enclosure, NEMA 1/3/4X/12, 16 x 14 x 12in (HxWxD), wall mount, fiberglass reinforced polyester, gray, clamshell single-door, (2) twist-lock latches, padlock hasp and staple. | Stock | 349 | 411
M1614HLL | AttaBox MachoBox series enclosure, NEMA 1/3R/4X/6P/12, 16 x 14 x 6in (HxWxD), wall mount, fiberglass reinforced polyester, gray, single-door, (2) twist-lock latches. | Stock | 217 | 256
M1614HPL | AttaBox MachoBox series enclosure, NEMA 1/3R/4X/6P/12, 16 x 14 x 6in (HxWxD), wall mount, fiberglass reinforced polyester, gray, single-door, (2) quick-release latches, padlock hasp and staple. | Stock | 164 | 193
M1614HW | AttaBox MachoBox series enclosure, NEMA 1/3R/4X/6P/12, 16 x 14 x 6in (HxWxD), wall mount, fiberglass reinforced polyester, gray, hinged screw cover. | Stock | 142 | 167
M1614W | AttaBox MachoBox series enclosure, NEMA 1/3R/4X/6P/12, 16 x 14 x 6in (HxWxD), wall mount, fiberglass reinforced polyester, gray, screw cover. | Stock | 136 | 160
M181617SSH | AttaBox MachoBox series enclosure, NEMA 1/3/4X/12, 18 x 16 x 17in (HxWxD), wall mount, fiberglass reinforced polyester, gray, clamshell single-door, (2) twist-lock latches, padlock hasp and staple. | from vendor up to 5 business days | 436 | 514
M1816HLL | AttaBox MachoBox series enclosure, NEMA 1/3R/4X/6P/12, 18 x 16 x 8in (HxWxD), wall mount, fiberglass reinforced polyester, gray, single-door, (2) twist-lock latches. | Stock | 282 | 332
M1816HPL | AttaBox MachoBox series enclosure, NEMA 1/3R/4X/6P/12, 18 x 16 x 8in (HxWxD), wall mount, fiberglass reinforced polyester, gray, single-door, (2) quick-release latches, padlock hasp and staple. | Stock | 213 | 251
M1816HW | AttaBox MachoBox series enclosure, NEMA 1/3R/4X/6P/12, 18 x 16 x 8in (HxWxD), wall mount, fiberglass reinforced polyester, gray, hinged screw cover. | Stock | 188 | 221
M1816W | AttaBox MachoBox series enclosure, NEMA 1/3R/4X/6P/12, 18 x 16 x 8in (HxWxD), wall mount, fiberglass reinforced polyester, gray, screw cover. | Stock | 180 | 212
M201617SSH | AttaBox MachoBox series enclosure, NEMA 1/3/4X/12, 20 x 16 x 17in (HxWxD), wall mount, fiberglass reinforced polyester, gray, clamshell single-door, (2) twist-lock latches, padlock hasp and staple. | from vendor up to 15 business days | 729 | 858
M2016HLL | AttaBox MachoBox series enclosure, NEMA 1/3R/4X/6P/12, 20 x 16 x 8in (HxWxD), wall mount, fiberglass reinforced polyester, gray, single-door, (2) twist-lock latches. | Stock | 472 | 555
M2016HPL | AttaBox MachoBox series enclosure, NEMA 1/3R/4X/6P/12, 20 x 16 x 8in (HxWxD), wall mount, fiberglass reinforced polyester, gray, single-door, (2) quick-release latches, padlock hasp and staple. | Stock | 337 | 397
M2016HW | AttaBox MachoBox series enclosure, NEMA 1/3R/4X/6P/12, 20 x 16 x 8in (HxWxD), wall mount, fiberglass reinforced polyester, gray, hinged screw cover. | Stock | 324 | 382
M2016W | AttaBox MachoBox series enclosure, NEMA 1/3R/4X/6P/12, 20 x 16 x 8in (HxWxD), wall mount, fiberglass reinforced polyester, gray, screw cover. | Stock | 314 | 370
M20203PT | AttaBox MachoBox series enclosure, NEMA 1/3/3R/4/4X/12/13, 20 x 20 x 10in (HxWxD), wall mount, fiberglass reinforced polyester, gray, single-door, 3-point keylocking handle. | from vendor up to 15 business days | 629 | 741
M2020HPL | AttaBox MachoBox series enclosure, NEMA 1/3/3R/4/4X/12/13, 20 x 20 x 10in (HxWxD), wall mount, fiberglass reinforced polyester, gray, single-door, (2) quick-release latches, padlock hasp and staple. | Stock | 507 | 597
M2020HPLSL | AttaBox MachoBox series enclosure, NEMA 1/3/3R/4/4X/12/13, 20 x 20 x 10in (HxWxD), fiberglass reinforced polyester, Pantone 428 C glacier gray, single-door, slotted twist-lock latch. | from vendor up to 15 business days | 580 | 683
M24203PT | AttaBox MachoBox series enclosure, NEMA 1/3/3R/4/4X/12/13, 24 x 20 x 10in (HxWxD), wall mount, fiberglass reinforced polyester, gray, single-door, 3-point keylocking handle. | from vendor up to 15 business days | 763 | 899
M2420HPL | AttaBox MachoBox series enclosure, NEMA 1/3/3R/4/4X/12/13, 24 x 20 x 10in (HxWxD), wall mount, fiberglass reinforced polyester, gray, single-door, (4) quick-release latches, padlock hasp and staple. | Stock | 730 | 859
M2420HPLSL | AttaBox MachoBox series enclosure, NEMA 1/3/3R/4/4X/12/13, 24 x 20 x 10in (HxWxD), fiberglass reinforced polyester, Pantone 428 C glacier gray, single-door, slotted twist-lock latch. | from vendor up to 15 business days | 834 | 982
M24243PT | AttaBox MachoBox series enclosure, NEMA 1/3/3R/4/4X/12/13, 24 x 24 x 10in (HxWxD), wall mount, fiberglass reinforced polyester, gray, single-door, 3-point keylocking handle. | from vendor up to 15 business days | 986 | 1161
M2424HPL | AttaBox MachoBox series enclosure, NEMA 1/3/3R/4/4X/12/13, 24 x 24 x 10in (HxWxD), wall mount, fiberglass reinforced polyester, gray, single-door, (4) quick-release latches, padlock hasp and staple. | Stock | 864 | 1018
M2424HPLSL | AttaBox MachoBox series enclosure, NEMA 1/3/3R/4/4X/12/13, 24 x 24 x 10in (HxWxD), fiberglass reinforced polyester, Pantone 428 C glacier gray, single-door, slotted twist-lock latch. | from vendor up to 15 business days | 999 | 1177
M2430HPL | AttaBox MachoBox series enclosure, NEMA 1/3/3R/4/4X/12/13, 24 x 30 x 10in (HxWxD), wall mount, fiberglass reinforced polyester, Pantone 428 C glacier gray, single-door, (3) quick-release latches, padlock hasp and staple. | from vendor up to 15 business days | 953 | 1122
M2430HPLSL | AttaBox MachoBox series enclosure, NEMA 1/3/3R/4/4X/12/13, 24 x 30 x 10in (HxWxD), fiberglass reinforced polyester, Pantone 428 C glacier gray, single-door, slotted twist-lock latch. | from vendor up to 15 business days | 1378 | 1623
M3024HPL | AttaBox MachoBox series enclosure, NEMA 1/3/3R/4/4X/12/13, 30 x 24 x 10in (HxWxD), wall mount, fiberglass reinforced polyester, Pantone 428 C glacier gray, single-door, (3) quick-release latches, padlock hasp and staple. | Stock | 874 | 1030
M3024HPLSL | AttaBox MachoBox series enclosure, NEMA 1/3/3R/4/4X/12/13, 30 x 24 x 10in (HxWxD), fiberglass reinforced polyester, Pantone 428 C glacier gray, single-door, slotted twist-lock latch. | from vendor up to 15 business days | 1267 | 1492
M3024SPK | AttaBox swing panel, 3003-H14 aluminum. For use with 30x24 (HxW) M3024HPL MachoBox series enclosures. | Stock | 276 | 325
M3024SPMK | AttaBox swing panel mounting kit, for use with 30x24 (HxW) M2430HPL & M3024HPL MachoBox series enclosures, includes (8) swing panel mounts with mounting screws. | Stock | 52 | 61
M550 | Southwire data/video cable tester, for Cat 7, Cat 7a, Cat 6a, Cat 6, Cat 5e, Cat 5, Cat 4, Cat 3 and Coax. | Stock | 43.5 | 45
M5-A | ReeR muting sensor, sender/receiver pair, A coding. For use with ReeR Safegate light curtains. | Stock | 106 | 110
M5-B | ReeR muting sensor, sender/receiver pair, B coding. For use with ReeR Safegate light curtains. | Stock | 106
M604HLL | AttaBox MachoBox series enclosure, NEMA 1/3R/4X/6P/12, 6 x 4 x 4in (HxWxD), wall mount, fiberglass reinforced polyester, gray, single-door, (1) twist-lock latch. | Stock | 121 | 142
M604HPL | AttaBox MachoBox series enclosure, NEMA 1/3R/4X/6P/12, 6 x 4 x 4in (HxWxD), wall mount, fiberglass reinforced polyester, gray, single-door, (1) quick-release latch, padlock hasp and staple. | Stock | 91 | 107
M604HW | AttaBox MachoBox series enclosure, NEMA 1/3R/4X/6P/12, 6 x 4 x 4in (HxWxD), wall mount, fiberglass reinforced polyester, gray, hinged screw cover. | Stock | 65 | 77
M604W | AttaBox MachoBox series enclosure, NEMA 1/3R/4X/6P/12, 6 x 4 x 4in (HxWxD), wall mount, fiberglass reinforced polyester, gray, screw cover. | Stock | 61 | 72
M606HLL | AttaBox MachoBox series enclosure, NEMA 1/3R/4X/6P/12, 6 x 6 x 4in (HxWxD), wall mount, fiberglass reinforced polyester, gray, single-door, (1) twist-lock latch. | Stock | 126 | 148
M606HPL | AttaBox MachoBox series enclosure, NEMA 1/3R/4X/6P/12, 6 x 6 x 4in (HxWxD), wall mount, fiberglass reinforced polyester, gray, single-door, (1) quick-release latch, padlock hasp and staple. | Stock | 95 | 112
M606HW | AttaBox MachoBox series enclosure, NEMA 1/3R/4X/6P/12, 6 x 6 x 4in (HxWxD), wall mount, fiberglass reinforced polyester, gray, hinged screw cover. | Stock | 75 | 88
M606W | AttaBox MachoBox series enclosure, NEMA 1/3R/4X/6P/12, 6 x 6 x 4in (HxWxD), wall mount, fiberglass reinforced polyester, gray, screw cover. | Stock | 66 | 78
M7-190L | WON M7 series mini rail, stainless steel, 5 x 7 x 190mm. For use with M7 series bearings. | Stock | 29
M7-370L | WON M7 series mini rail, stainless steel, 5 x 7 x 370mm. For use with M7 series bearings. | Stock | 56
M7-610L | WON M7 series mini rail, stainless steel, 5 x 7 x 610mm. For use with M7 series bearings. | Stock | 92
M7-85L | WON M7 series mini rail, stainless steel, 5 x 7 x 85mm. For use with M7 series bearings. | Stock | 13
M7LUUG0 | WON M7 series mini bearing block, full ball recirculating, rectangular long, end seal, stainless steel. For use with M7 series rails. | Stock | 43
M7NUUG0 | WON M7 series mini bearing block, full ball recirculating, rectangular, end seal, stainless steel. For use with M7 series rails. | Stock | 38
M8068SSH | AttaBox MachoBox series enclosure, NEMA 1/3/4X/12, 8 x 6 x 8in (HxWxD), wall mount, fiberglass reinforced polyester, gray, clamshell single-door, (1) twist-lock latch, padlock hasp and staple. | from vendor up to 5 business days | 204 | 240
M806HLL | AttaBox MachoBox series enclosure, NEMA 1/3R/4X/6P/12, 8 x 6 x 4in (HxWxD), wall mount, fiberglass reinforced polyester, gray, single-door, (1) twist-lock latch. | Stock | 127 | 150
M806HPL | AttaBox MachoBox series enclosure, NEMA 1/3R/4X/6P/12, 8 x 6 x 4in (HxWxD), wall mount, fiberglass reinforced polyester, gray, single-door, (1) quick-release latch, padlock hasp and staple. | Stock | 96 | 113
M806HW | AttaBox MachoBox series enclosure, NEMA 1/3R/4X/6P/12, 8 x 6 x 4in (HxWxD), wall mount, fiberglass reinforced polyester, gray, hinged screw cover. | Stock | 77 | 91
M806W | AttaBox MachoBox series enclosure, NEMA 1/3R/4X/6P/12, 8 x 6 x 4in (HxWxD), wall mount, fiberglass reinforced polyester, gray, screw cover. | Stock | 70 | 82
M8088SSH | AttaBox MachoBox series enclosure, NEMA 1/3/4X/12, 8 x 8 x 8in (HxWxD), wall mount, fiberglass reinforced polyester, gray, clamshell single-door, (1) twist-lock latch, padlock hasp and staple. | from vendor up to 5 business days | 218 | 256
M808HLL | AttaBox MachoBox series enclosure, NEMA 1/3R/4X/6P/12, 8 x 8 x 4in (HxWxD), wall mount, fiberglass reinforced polyester, gray, single-door, (1) twist-lock latch. | Stock | 133 | 157
M808HPL | AttaBox MachoBox series enclosure, NEMA 1/3R/4X/6P/12, 8 x 8 x 4in (HxWxD), wall mount, fiberglass reinforced polyester, gray, single-door, (1) quick-release latch, padlock hasp and staple. | Stock | 130 | 153
M808HW | AttaBox MachoBox series enclosure, NEMA 1/3R/4X/6P/12, 8 x 8 x 4in (HxWxD), wall mount, fiberglass reinforced polyester, gray, hinged screw cover. | Stock | 110 | 130
M808W | AttaBox MachoBox series enclosure, NEMA 1/3R/4X/6P/12, 8 x 8 x 4in (HxWxD), wall mount, fiberglass reinforced polyester, gray, screw cover. | from vendor up to 5 business days | 93 | 110
M9-175L | WON M9 series mini rail, stainless steel, 6 x 9 x 175mm. For use with M9 series bearings. | Stock | 23
M9-495L | WON M9 series mini rail, stainless steel, 6 x 9 x 495mm. For use with M9 series bearings. | Stock | 64
M9-695L | WON M9 series mini rail, stainless steel, 6 x 9 x 695mm. For use with M9 series bearings. | Stock | 90
M9-95L | WON M9 series mini rail, stainless steel, 6 x 9 x 95mm. For use with M9 series bearings. | Stock | 12.5
M9LUUG0 | WON M9 series mini bearing block, full ball recirculating, rectangular long, end seal, stainless steel. For use with M9 series rails. | Stock | 47
M9NUUG0 | WON M9 series mini bearing block, full ball recirculating, rectangular, end seal, stainless steel. For use with M9 series rails. | Stock | 40
MAE-AP-1A | AutomationDirect magnetic proximity sensor, tubular, 8mm diameter x 50mm body, 316L stainless steel housing, PNP, N.O. output, 60mm sensing distance, flush, 5 kHz switching frequency, IP67, pigtail. | Stock | 53 | 57
MAE-AP-1F | AutomationDirect magnetic proximity sensor, tubular, 8mm diameter x 60mm body, 316L stainless steel housing, PNP, N.O. output, 60mm sensing distance, flush, 5 kHz switching frequency, IP67, 3-pin M8 quick-disconnect. | Stock | 53 | 57
MAFK1-A0-1H | AutomationDirect magnetic proximity sensor, tubular, 18mm diameter x 60mm body, 316L stainless steel housing, PNP, N.O. output, 70mm sensing distance, flush, 5 kHz switching frequency, IP68 IP69K, 4-pin M12 quick-disconnect. | Stock | 54 | 58
MAFM1-A0-1H | AutomationDirect magnetic proximity sensor, tubular, 12mm diameter x 60mm body, 316L stainless steel housing, PNP, N.O. output, 60mm sensing distance, flush, 5 kHz switching frequency, IP68 IP69K, 4-pin M12 quick-disconnect. | Stock | 48 | 52
MAG-1 | AutomationDirect damping magnet, M1.0, samarium cobalt. For use with magnetic proximity sensors. | Stock | 4 | 4.25
MAG-3 | AutomationDirect damping magnet, M3.0, barium ferrite. For use with magnetic proximity sensors. | Stock | 4 | 4.25
MAG-4 | AutomationDirect damping magnet, M4.0, barium ferrite. For use with magnetic proximity sensors. | Stock | 4 | 4.25
MAG-5 | AutomationDirect damping magnet, M5.0, barium ferrite. For use with magnetic proximity sensors. | Stock | 6.75 | 7.25
MA-L2P-TRX | ReeR L-type muting arm pair, active/passive pair, 2 parallel beams, one way. For use with ReeR Safegate light curtains. | Stock | 235 | 244
MA-L2X | ReeR L-type muting arm pair, sender/receiver pair, 2 crossed beams, one way. For use with ReeR Safegate light curtains. | Stock | 230 | 239
MA-T2X | ReeR T-type muting arm pair, sender/receiver pair, 2 crossed beams, two way. For use with ReeR Safegate light curtains. | Stock | 346 | 360
MA-T4P-TRX | ReeR T-type muting arm pair, active/passive pair, 4 parallel beams, two way. For use with ReeR Safegate light curtains. | Stock | 434 | 451
MB12-110L | WON MB12 series wide mini rail, stainless steel, 8.5 x 24 x 110mm. For use with MB12 series bearings. | Stock | 52
MB12-270L | WON MB12 series wide mini rail, stainless steel, 8.5 x 24 x 270mm. For use with MB12 series bearings. | Stock | 129
MB12-430L | WON MB12 series wide mini rail, stainless steel, 8.5 x 24 x 430mm. For use with MB12 series bearings. | Stock | 206
MB12-750L | WON MB12 series wide mini rail, stainless steel, 8.5 x 24 x 750mm. For use with MB12 series bearings. | Stock | 355
MB12LUUG0 | WON MB12 series wide mini bearing block, full ball recirculating, rectangular long, end seal, stainless steel. For use with MB12 series rails. | Stock | 62
MB12NUUG0 | WON MB12 series wide mini bearing block, full ball recirculating, rectangular, end seal, stainless steel. For use with MB12 series rails. | Stock | 56
MB7-200L | WON MB7 series wide mini rail, stainless steel, 5.5 x 14 x 200mm. For use with MB7 series bearings. | Stock | 60
MB7-410L | WON MB7 series wide mini rail, stainless steel, 5.5 x 14 x 410mm. For use with MB7 series bearings. | Stock | 125
MB7-690L | WON MB7 series wide mini rail, stainless steel, 5.5 x 14 x 690mm. For use with MB7 series bearings. | Stock | 188
MB7-80L | WON MB7 series wide mini rail, stainless steel, 5.5 x 14 x 80mm. For use with MB7 series bearings. | Stock | 24
MB7LUUG0 | WON MB7 series wide mini bearing block, full ball recirculating, rectangular long, end seal, stainless steel. For use with MB7 series rails. | Stock | 53
MB7NUUG0 | WON MB7 series wide mini bearing block, full ball recirculating, rectangular, end seal, stainless steel. For use with MB7 series rails. | Stock | 48
MB9-200L | WON MB9 series wide mini rail, stainless steel, 7 x 18 x 200mm. For use with MB9 series bearings. | Stock | 78
MB9-410L | WON MB9 series wide mini rail, stainless steel, 7 x 18 x 410mm. For use with MB9 series bearings. | Stock | 160
MB9-690L | WON MB9 series wide mini rail, stainless steel, 7 x 18 x 690mm. For use with MB9 series bearings. | Stock | 240
MB9-80L | WON MB9 series wide mini rail, stainless steel, 7 x 18 x 80mm. For use with MB9 series bearings. | Stock | 31
MB9LUUG0 | WON MB9 series wide mini bearing block, full ball recirculating, rectangular long, end seal, stainless steel. For use with MB9 series rails. | Stock | 59
MB9NUUG0 | WON MB9 series wide mini bearing block, full ball recirculating, rectangular, end seal, stainless steel. For use with MB9 series rails. | Stock | 54
MB-GATEWAY | AutomationDirect Modbus gateway, Ethernet to serial, (1) Ethernet 10/100Base-T (RJ45) and (1) RS-422/485 (6-pin terminal) port(s), (12) simultaneous Ethernet connections, (128) serial device(s), 12-24 VDC required. | Stock | 242 | 252
MB-GW-CON | AutomationDirect connector pack, package of 2. For use with MB-GATEWAY. (1) 3-pin power connector and (1) 6-pin serial connector included. | Stock | 18.5 | 19
MBT10M-12R | NITRA pneumatic push-to-connect fitting, male, branch tee, rotating, thermoplastic (PBT) body, nickel-plated brass threads, (2) 10mm tube to R1/2 BSPT connection(s). Package of 5. | Stock | 21.5 | 23.5
MBT10M-14R | NITRA pneumatic push-to-connect fitting, male, branch tee, rotating, thermoplastic (PBT) body, nickel-plated brass threads, (2) 10mm tube to R1/4 BSPT connection(s). Package of 5. | Stock | 15.5 | 17
MBT10M-18R | NITRA pneumatic push-to-connect fitting, male, branch tee, rotating, thermoplastic (PBT) body, nickel-plated brass threads, (2) 10mm tube to R1/8 BSPT connection(s). Package of 5. | Stock | 18 | 19.5
MBT10M-38R | NITRA pneumatic push-to-connect fitting, male, branch tee, rotating, thermoplastic (PBT) body, nickel-plated brass threads, (2) 10mm tube to R3/8 BSPT connection(s). Package of 5. | Stock | 16 | 17.5
MBT12-12N | NITRA pneumatic push-to-connect fitting, male, branch tee, rotating, thermoplastic (PBT) body, nickel-plated brass threads, (2) 1/2in tube to 1/2in NPT connection(s). Package of 5. | Stock | 22.5 | 24.5
MBT12-14N | NITRA pneumatic push-to-connect fitting, male, branch tee, rotating, thermoplastic (PBT) body, nickel-plated brass threads, (2) 1/2in tube to 1/4in NPT connection(s). Package of 5. | Stock | 21.5 | 23.5
MBT12-38N | NITRA pneumatic push-to-connect fitting, male, branch tee, rotating, thermoplastic (PBT) body, nickel-plated brass threads, (2) 1/2in tube to 3/8in NPT connection(s). Package of 5. | Stock | 21.5 | 23.5
MBT12M-14R | NITRA pneumatic push-to-connect fitting, male, branch tee, rotating, thermoplastic (PBT) body, nickel-plated brass threads, (2) 12mm tube to R1/4 BSPT connection(s). Package of 5. | Stock | 21 | 23
MBT12M-38R | NITRA pneumatic push-to-connect fitting, male, branch tee, rotating, thermoplastic (PBT) body, nickel-plated brass threads, (2) 12mm tube to R3/8 BSPT connection(s). Package of 5. | Stock | 21.5 | 23.5
MBT14-14N | NITRA pneumatic push-to-connect fitting, male, branch tee, rotating, thermoplastic (PBT) body, nickel-plated brass threads, (2) 1/4in tube to 1/4in NPT connection(s). Package of 5. | Stock | 12.5 | 13.5
MBT14-18N | NITRA pneumatic push-to-connect fitting, male, branch tee, rotating, thermoplastic (PBT) body, nickel-plated brass threads, (2) 1/4in tube to 1/8in NPT connection(s). Package of 5. | Stock | 12.5 | 13.5
MBT14-38N | NITRA pneumatic push-to-connect fitting, male, branch tee, rotating, thermoplastic (PBT) body, nickel-plated brass threads, (2) 1/4in tube to 3/8in NPT connection(s). Package of 5. | Stock | 16.5 | 18
MBT16M-12R | NITRA fitting, branch tee, (2) 16mm tube to R1/2 BSPT connection(s), thermoplastic (PBT) body, nickel-plated brass threads. Package of 3. | Stock | 30 | 32.5
MBT16M-38R | NITRA fitting, branch tee, (2) 16mm tube to R3/8 BSPT connection(s), thermoplastic (PBT) body, nickel-plated brass threads. Package of 3. | Stock | 29 | 31.5
MBT18-10N | NITRA pneumatic push-to-connect fitting, male, branch tee, rotating, thermoplastic (PBT) body, nickel-plated brass threads, (2) 1/8in tube to #10-32 threaded connection(s). Package of 5. | Stock | 17.5 | 19
MBT18-18N | NITRA pneumatic push-to-connect fitting, male, branch tee, rotating, thermoplastic (PBT) body, nickel-plated brass threads, (2) 1/8in tube to 1/8in NPT connection(s). Package of 5. | Stock | 15.5 | 17
MBT38-12N | NITRA pneumatic push-to-connect fitting, male, branch tee, rotating, thermoplastic (PBT) body, nickel-plated brass threads, (2) 3/8in tube to 1/2in NPT connection(s). Package of 5. | Stock | 21.5 | 23.5
MBT38-14N | NITRA pneumatic push-to-connect fitting, male, branch tee, rotating, thermoplastic (PBT) body, nickel-plated brass threads, (2) 3/8in tube to 1/4in NPT connection(s). Package of 5. | Stock | 15 | 16.5
MBT38-18N | NITRA pneumatic push-to-connect fitting, male, branch tee, rotating, thermoplastic (PBT) body, nickel-plated brass threads, (2) 3/8in tube to 1/8in NPT connection(s). Package of 5. | Stock | 15 | 16.5
MBT38-38N | NITRA pneumatic push-to-connect fitting, male, branch tee, rotating, thermoplastic (PBT) body, nickel-plated brass threads, (2) 3/8in tube to 3/8in NPT connection(s). Package of 5. | Stock | 15.5 | 17
MBT4M-14R | NITRA pneumatic push-to-connect fitting, male, branch tee, rotating, thermoplastic (PBT) body, nickel-plated brass threads, (2) 5/32in (4mm) tube to R1/4 BSPT connection(s). Package of 5. | Stock | 12 | 13
MBT4M-18R | NITRA pneumatic push-to-connect fitting, male, branch tee, rotating, thermoplastic (PBT) body, nickel-plated brass threads, (2) 5/32in (4mm) tube to R1/8 BSPT connection(s). Package of 5. | Stock | 12 | 13
MBT4M-M5 | NITRA pneumatic push-to-connect fitting, male, branch tee, rotating, thermoplastic (PBT) body, nickel-plated brass threads, (2) 5/32in (4mm) tube to M5 X 0.8 threaded connection(s). Package of 5. | Stock | 13 | 14
MBT516-14N | NITRA pneumatic push-to-connect fitting, male, branch tee, rotating, thermoplastic (PBT) body, nickel-plated brass threads, (2) 5/16in (8mm) tube to 1/4in NPT connection(s). Package of 5. | Stock | 14.5 | 16
MBT516-18N | NITRA pneumatic push-to-connect fitting, male, branch tee, rotating, thermoplastic (PBT) body, nickel-plated brass threads, (2) 5/16in (8mm) tube to 1/8in NPT connection(s). Package of 5. | Stock | 14.5 | 16
MBT516-38N | NITRA pneumatic push-to-connect fitting, male, branch tee, rotating, thermoplastic (PBT) body, nickel-plated brass threads, (2) 5/16in (8mm) tube to 3/8in NPT connection(s). Package of 5. | Stock | 15.5 | 17
MBT532-14N | NITRA pneumatic push-to-connect fitting, male, branch tee, rotating, thermoplastic (PBT) body, nickel-plated brass threads, (2) 5/32in (4mm) tube to 1/4in NPT connection(s). Package of 5. | Stock | 12 | 13
MBT532-18N | NITRA pneumatic push-to-connect fitting, male, branch tee, rotating, thermoplastic (PBT) body, nickel-plated brass threads, (2) 5/32in (4mm) tube to 1/8in NPT connection(s). Package of 5. | Stock | 12 | 13
MBT6M-14R | NITRA pneumatic push-to-connect fitting, male, branch tee, rotating, thermoplastic (PBT) body, nickel-plated brass threads, (2) 6mm tube to R1/4 BSPT connection(s). Package of 5. | Stock | 12.5 | 13.5
MBT6M-18R | NITRA pneumatic push-to-connect fitting, male, branch tee, rotating, thermoplastic (PBT) body, nickel-plated brass threads, (2) 6mm tube to R1/8 BSPT connection(s). Package of 5. | Stock | 12 | 13
MBT6M-38R | NITRA pneumatic push-to-connect fitting, male, branch tee, rotating, thermoplastic (PBT) body, nickel-plated brass threads, (2) 6mm tube to R3/8 BSPT connection(s). Package of 5. | Stock | 16 | 17.5
MBT6M-M5 | NITRA pneumatic push-to-connect fitting, male, branch tee, rotating, thermoplastic (PBT) body, nickel-plated brass threads, (2) 6mm tube to M5 X 0.8 threaded connection(s). Package of 5. | Stock | 13 | 14
MBT8M-12R | NITRA pneumatic push-to-connect fitting, male, branch tee, rotating, thermoplastic (PBT) body, nickel-plated brass threads, (2) 5/16in (8mm) tube to R1/2 BSPT connection(s). Package of 5. | Stock | 17.5 | 19
MBT8M-14R | NITRA pneumatic push-to-connect fitting, male, branch tee, rotating, thermoplastic (PBT) body, nickel-plated brass threads, (2) 5/16in (8mm) tube to R1/4 BSPT connection(s). Package of 5. | Stock | 14 | 15.5
MBT8M-18R | NITRA pneumatic push-to-connect fitting, male, branch tee, rotating, thermoplastic (PBT) body, nickel-plated brass threads, (2) 5/16in (8mm) tube to R1/8 BSPT connection(s). Package of 5. | Stock | 15.5 | 17
MBT8M-38R | NITRA pneumatic push-to-connect fitting, male, branch tee, rotating, thermoplastic (PBT) body, nickel-plated brass threads, (2) 5/16in (8mm) tube to R3/8 BSPT connection(s). Package of 5. | Stock | 16 | 17.5
MCGL16-6-635 | AutomationDirect encoder coupling, 6mm to 1/4in bore, aluminum alloy body, setscrew. For use with Koyo TRD-S and TRDA-2E series encoders. | Stock | 20.5 | 23.5
MCGL20-8-635 | AutomationDirect encoder coupling, 8mm to 1/4in bore, aluminum alloy body, setscrew. For use with Koyo TRD-N/NA and TRDA-2E series encoders. | Stock | 29.5 | 33.5
MCGL20-8-952 | AutomationDirect encoder coupling, 8mm to 3/8in bore, aluminum alloy body, setscrew. For use with Koyo TRD-N/NA and TRDA-20/25 series encoders. | Stock | 29.5 | 33.5
MCGL25-10-635 | AutomationDirect encoder coupling, 10mm to 1/4in bore, aluminum alloy body, setscrew. For use with Koyo TRD-GK and TRDA-2E series encoders. | Stock | 34 | 39
MCGL25-10-952 | AutomationDirect encoder coupling, 10mm to 3/8in bore, aluminum alloy body, setscrew. For use with Koyo TRD-GK and TRDA-20/25 series encoders. | Stock | 34 | 39
MCL1 | Edison fuse, MCL series, Class Midget, fast-acting, 1A, 600 VAC, ferrule. Package of 10. Supplemental protection applications. | Stock | 102 | 106
MCL10 | Edison fuse, MCL series, Class Midget, fast-acting, 10A, 600 VAC, ferrule. Package of 10. Supplemental protection applications. | Stock | 102 | 106
MCL12 | Edison fuse, MCL series, Class Midget, fast-acting, 12A, 600 VAC, ferrule. Package of 10. Supplemental protection applications. | Stock | 122 | 127
MCL15 | Edison fuse, MCL series, Class Midget, fast-acting, 15A, 600 VAC, ferrule. Package of 10. Supplemental protection applications. | Stock | 102 | 106
MCL1-5 | Edison fuse, MCL series, Class Midget, fast-acting, 1.5A, 600 VAC, ferrule. Package of 10. Supplemental protection applications. Manufacturer part number: MCL1.5. | Stock | 112 | 116
MCL2 | Edison fuse, MCL series, Class Midget, fast-acting, 2A, 600 VAC, ferrule. Package of 10. Supplemental protection applications. | Stock | 102 | 106
MCL20 | Edison fuse, MCL series, Class Midget, fast-acting, 20A, 600 VAC, ferrule. Package of 10. Supplemental protection applications. | Stock | 102 | 106
MCL25 | Edison fuse, MCL series, Class Midget, fast-acting, 25A, 600 VAC, ferrule. Package of 10. Supplemental protection applications. | Stock | 102 | 106
MCL2-5 | Edison fuse, MCL series, Class Midget, fast-acting, 2.5A, 600 VAC, ferrule. Package of 10. Supplemental protection applications. Manufacturer part number: MCL2.5. | Stock | 129 | 134
MCL3 | Edison fuse, MCL series, Class Midget, fast-acting, 3A, 600 VAC, ferrule. Package of 10. Supplemental protection applications. | Stock | 102 | 106
MCL30 | Edison fuse, MCL series, Class Midget, fast-acting, 30A, 600 VAC, ferrule. Package of 10. Supplemental protection applications. | Stock | 102 | 106
MCL35 | Edison fuse, MCL series, Class Midget, fast-acting, 35A, 600 VAC, ferrule. Package of 10. Supplemental protection applications. | Stock | 133 | 138
MCL3-5 | Edison fuse, MCL series, Class Midget, fast-acting, 3.5A, 600 VAC, ferrule. Package of 10. Supplemental protection applications. Manufacturer part number: MCL3.5. | Stock | 133 | 138
MCL4 | Edison fuse, MCL series, Class Midget, fast-acting, 4A, 600 VAC, ferrule. Package of 10. Supplemental protection applications. | Stock | 105 | 109
MCL40 | Edison fuse, MCL series, Class Midget, fast-acting, 40A, 600 VAC, ferrule. Package of 10. Supplemental protection applications. | Stock | 119 | 124
MCL5 | Edison fuse, MCL series, Class Midget, fast-acting, 5A, 600 VAC, ferrule. Package of 10. Supplemental protection applications. | Stock | 102 | 106
MCL-5 | Edison fuse, MCL series, Class Midget, fast-acting, 0.5A, 600 VAC, ferrule. Package of 10. Supplemental protection applications. Manufacturer part number: MCL0.5. | Stock | 110 | 114
MCL50 | Edison fuse, MCL series, Class Midget, fast-acting, 50A, 600 VAC, ferrule. Package of 10. Supplemental protection applications. | Stock | 135 | 140
MCL6 | Edison fuse, MCL series, Class Midget, fast-acting, 6A, 600 VAC, ferrule. Package of 10. Supplemental protection applications. | Stock | 100 | 104
MCL8 | Edison fuse, MCL series, Class Midget, fast-acting, 8A, 600 VAC, ferrule. Package of 10. Supplemental protection applications. | Stock | 105 | 109
MCTC-10-4S-1 | Southwire flexible multi-conductor control cable, 4 conductors (includes ground), 10 AWG, PVC/Nylon conductor insulation material, black with white numbers and green/yellow ground, shielded, TPE jacket, gray, cut to length. | Stock | 3.8 | 3.952
MCTC-12-4S-1 | Southwire flexible multi-conductor control cable, 4 conductors (includes ground), 12 AWG, PVC/Nylon conductor insulation material, black with white numbers and green/yellow ground, shielded, TPE jacket, gray, cut to length. | Stock | 2.37 | 2.4648
MCTC-14-3S-1 | Southwire flexible multi-conductor control cable, 3 conductors (includes ground), 14 AWG, PVC/Nylon conductor insulation material, black with white numbers and green/yellow ground, shielded, TPE jacket, gray, cut to length. | Stock | 1.61 | 1.6744
MCTC-14-4S-1 | Southwire flexible multi-conductor control cable, 4 conductors (includes ground), 14 AWG, PVC/Nylon conductor insulation material, black with white numbers and green/yellow ground, shielded, TPE jacket, gray, cut to length. | Stock | 1.94 | 2.0176
MCTC-14-7S-1 | Southwire flexible multi-conductor control cable, 7 conductors (includes ground), 14 AWG, PVC/Nylon conductor insulation material, black with white numbers and green/yellow ground, shielded, TPE jacket, gray, cut to length. | Stock | 2.87 | 2.9848
MCTC-16-12S-1 | Southwire flexible multi-conductor control cable, 12 conductors (includes ground), 16 AWG, PVC/Nylon conductor insulation material, black with white numbers and green/yellow ground, shielded, TPE jacket, gray, cut to length. | Stock | 3.22 | 3.3488
MCTC-16-25S-1 | Southwire flexible multi-conductor control cable, 25 conductors (includes ground), 16 AWG, PVC/Nylon conductor insulation material, black with white numbers and green/yellow ground, shielded, TPE jacket, gray, cut to length. | Stock | 5.5 | 5.72
MCTC-16-3S-1 | Southwire flexible multi-conductor control cable, 3 conductors (includes ground), 16 AWG, PVC/Nylon conductor insulation material, black with white numbers and green/yellow ground, shielded, TPE jacket, gray, cut to length. | Stock | 1.25 | 1.3
MCTC-16-4S-1 | Southwire flexible multi-conductor control cable, 4 conductors (includes ground), 16 AWG, PVC/Nylon conductor insulation material, black with white numbers and green/yellow ground, shielded, TPE jacket, gray, cut to length. | Stock | 1.39 | 1.4456
MCTC-16-5S-1 | Southwire flexible multi-conductor control cable, 5 conductors (includes ground), 16 AWG, PVC/Nylon conductor insulation material, black with white numbers and green/yellow ground, shielded, TPE jacket, gray, cut to length. | Stock | 1.65 | 1.716
MCTC-16-7S-1 | Southwire flexible multi-conductor control cable, 7 conductors (includes ground), 16 AWG, PVC/Nylon conductor insulation material, black with white numbers and green/yellow ground, shielded, TPE jacket, gray, cut to length. | Stock | 1.98 | 2.0592
MCTC-16-9S-1 | Southwire flexible multi-conductor control cable, 9 conductors (includes ground), 16 AWG, PVC/Nylon conductor insulation material, black with white numbers and green/yellow ground, shielded, TPE jacket, gray, cut to length. | Stock | 2.39 | 2.4856
MCTC-18-12S-1 | Southwire flexible multi-conductor control cable, 12 conductors (includes ground), 18 AWG, PVC/Nylon conductor insulation material, black with white numbers and green/yellow ground, shielded, TPE jacket, gray, cut to length. | Stock | 2.08 | 2.1632
MCTC-18-25S-1 | Southwire flexible multi-conductor control cable, 25 conductors (includes ground), 18 AWG, PVC/Nylon conductor insulation material, black with white numbers and green/yellow ground, shielded, TPE jacket, gray, cut to length. | Stock | 3.94 | 4.0976
MCTC-18-3S-1 | Southwire flexible multi-conductor control cable, 3 conductors (includes ground), 18 AWG, PVC/Nylon conductor insulation material, black with white numbers and green/yellow ground, shielded, TPE jacket, gray, cut to length. | Stock | 1.07 | 1.1128
MCTC-18-4S-1 | Southwire flexible multi-conductor control cable, 4 conductors (includes ground), 18 AWG, PVC/Nylon conductor insulation material, black with white numbers and green/yellow ground, shielded, TPE jacket, gray, cut to length. | Stock | 1.19 | 1.2376
MCTC-18-5S-1 | Southwire flexible multi-conductor control cable, 5 conductors (includes ground), 18 AWG, PVC/Nylon conductor insulation material, black with white numbers and green/yellow ground, shielded, TPE jacket, gray, cut to length. | Stock | 1.29 | 1.3416
MCTC-18-7S-1 | Southwire flexible multi-conductor control cable, 7 conductors (includes ground), 18 AWG, PVC/Nylon conductor insulation material, black with white numbers and green/yellow ground, shielded, TPE jacket, gray, cut to length. | Stock | 1.52 | 1.5808
MCTC-18-9S-1 | Southwire flexible multi-conductor control cable, 9 conductors (includes ground), 18 AWG, PVC/Nylon conductor insulation material, black with white numbers and green/yellow ground, shielded, TPE jacket, gray, cut to length. | Stock | 1.82 | 1.8928
MD4-0112T | ViewMarq MD4 series industrial LED message display, 1 line x 12 characters, 1.5in and 2in, (2) serial and (1) Ethernet port for configuration and external message control, NEMA 4/12, indoor use only. | Stock | 603 | 627
MD4-0124T | ViewMarq MD4 series industrial LED message display, 1 line x 24 characters, 1.5in and 2in, (2) serial and (1) Ethernet port for configuration and external message control, NEMA 4/12, indoor use only. | Stock | 834 | 867
MD4-0212T | ViewMarq MD4 series industrial LED message display, 2 line x 12 characters, 1.5in, 2in and 4in, (2) serial and (1) Ethernet port for configuration and external message control, NEMA 4/12, indoor use only. | Stock | 856 | 890
MD4-0224T | ViewMarq MD4 series industrial LED message display, 2 line x 24 characters, 1.5in, 2in and 4in, (2) serial and (1) Ethernet port for configuration and external message control, NEMA 4/12, indoor use only. | Stock | 1295 | 1347
MD4-0412T | ViewMarq MD4 series industrial LED message display, 4 line x 12 characters, 1.5in, 2in, 4in, 6in and 8in, (2) serial and (1) Ethernet port for configuration and external message control, NEMA 4/12, indoor use only. | Stock | 1269 | 1320
MD4-0424T | ViewMarq MD4 series industrial LED message display, 4 line x 24 characters, 1.5in, 2in, 4in, 6in and 8in, (2) serial and (1) Ethernet port for configuration and external message control, NEMA 4/12, indoor use only. | Stock | 2147 | 2233
MDA1 | Bussmann fuse, MDA series, small dimension, time-delay, 1A, 250 VAC, ceramic tube. Package of 5. Supplemental, electronic protection applications. Manufacturer part number: MDA-1-R. | Stock | 18.25 | 19
MDA10 | Bussmann fuse, MDA series, small dimension, time-delay, 10A, 250 VAC, ceramic tube. Package of 5. Supplemental, electronic protection applications. Manufacturer part number: MDA-10-R. | Stock | 12.25 | 12.5
MDA12 | Bussmann fuse, MDA series, small dimension, time-delay, 12A, 250 VAC, ceramic tube. Package of 5. Supplemental, electronic protection applications. Manufacturer part number: MDA-12-R. | Stock | 12.25 | 12.5
MDA15 | Bussmann fuse, MDA series, small dimension, time-delay, 15A, 250 VAC, ceramic tube. Package of 5. Supplemental, electronic protection applications. Manufacturer part number: MDA-15-R. | Stock | 12.25 | 12.5
MDA2 | Bussmann fuse, MDA series, small dimension, time-delay, 2A, 250 VAC, ceramic tube. Package of 5. Supplemental, electronic protection applications. Manufacturer part number: MDA-2-R. | Stock | 18.25 | 19
MDA20 | Bussmann fuse, MDA series, small dimension, time-delay, 20A, 250 VAC, ceramic tube. Package of 5. Supplemental, electronic protection applications. Manufacturer part number: MDA-20-R. | Stock | 12.5 | 13
MDA3 | Bussmann fuse, MDA series, small dimension, time-delay, 3A, 250 VAC, ceramic tube. Package of 5. Supplemental, electronic protection applications. Manufacturer part number: MDA-3-R. | Stock | 12.25 | 12.5
MDA4 | Bussmann fuse, MDA series, small dimension, time-delay, 4A, 250 VAC, ceramic tube. Package of 5. Supplemental, electronic protection applications. Manufacturer part number: MDA-4-R. | Stock | 12.25 | 12.5
MDA5 | Bussmann fuse, MDA series, small dimension, time-delay, 5A, 250 VAC, ceramic tube. Package of 5. Supplemental, electronic protection applications. Manufacturer part number: MDA-5-R. | Stock | 12.25 | 12.5
MDA-5 | Bussmann fuse, MDA series, small dimension, time-delay, 0.5A, 250 VAC, ceramic tube. Package of 5. Supplemental, electronic protection applications. Manufacturer part number: MDA-1/2-R. | Stock | 18.25 | 19
MDA8 | Bussmann fuse, MDA series, small dimension, time-delay, 8A, 250 VAC, ceramic tube. Package of 5. Supplemental, electronic protection applications. Manufacturer part number: MDA-8-R. | Stock | 12.25 | 12.5
MD-BRK-1 | ViewMarq wall mounting bracket assembly, replacement. Package of 2. For use with ViewMarq message display. | Stock | 47 | 49
MD-BRK-2 | ViewMarq chain mounting brackets, replacement. Package of 2. For use with ViewMarq message display. | Stock | 23 | 24
MD-COM-COV | ViewMarq communications cover, replacement. For use with ViewMarq message display. (1) cover and (2) 1/2in NPT cable gland and (1) 3/4in NPT cable gland with 6mm and 10mm hole plugs included. | Stock | 20.5 | 21.5
MDL-0625 | Bussmann fuse, MDL series, small dimension, time-delay, 0.0625A, 250 VAC, glass tube. Package of 5. Supplemental, electronic protection applications. Manufacturer part number: MDL-1/16-R. | Stock | 17.75 | 18.5
MDL1 | Bussmann fuse, MDL series, small dimension, time-delay, 1A, 250 VAC, glass tube. Package of 5. Supplemental, electronic protection applications. Manufacturer part number: MDL-1-R. | Stock | 10.25 | 10.5
MDL10 | Bussmann fuse, MDL series, small dimension, time-delay, 10A, 32 VAC, glass tube. Package of 5. Supplemental, electronic protection applications. Manufacturer part number: MDL-10-R. | Stock | 10.25 | 10.5
MDL15 | Bussmann fuse, MDL series, small dimension, time-delay, 15A, 32 VAC, glass tube. Package of 5. Supplemental, electronic protection applications. Manufacturer part number: MDL-15-R. | Stock | 11 | 11.5
MDL1-5 | Bussmann fuse, MDL series, small dimension, time-delay, 1.5A, 250 VAC, glass tube. Package of 5. Supplemental, electronic protection applications. Manufacturer part number: MDL-1-1/2-R. | Stock | 7.75 | 8
MDL2 | Bussmann fuse, MDL series, small dimension, time-delay, 2A, 250 VAC, glass tube. Package of 5. Supplemental, electronic protection applications. Manufacturer part number: MDL-2-R. | Stock | 7.75 | 8
MDL20 | Bussmann fuse, MDL series, small dimension, time-delay, 20A, 32 VAC, glass tube. Package of 5. Supplemental, electronic protection applications. Manufacturer part number: MDL-20-R. | Stock | 10.75 | 11
MDL-25 | Bussmann fuse, MDL series, small dimension, time-delay, 0.25A, 250 VAC, glass tube. Package of 5. Supplemental, electronic protection applications. Manufacturer part number: MDL-1/4-R. | Stock | 10.75 | 11
MDL2-5 | Bussmann fuse, MDL series, small dimension, time-delay, 2.5A, 250 VAC, glass tube. Package of 5. Supplemental, electronic protection applications. Manufacturer part number: MDL-2-1/2-R. | Stock | 8.5 | 8.75
MDL3 | Bussmann fuse, MDL series, small dimension, time-delay, 3A, 250 VAC, glass tube. Package of 5. Supplemental, electronic protection applications. Manufacturer part number: MDL-3-R. | Stock | 7.75 | 8
MDL4 | Bussmann fuse, MDL series, small dimension, time-delay, 4A, 250 VAC, glass tube. Package of 5. Supplemental, electronic protection applications. Manufacturer part number: MDL-4-R. | Stock | 7.75 | 8
MDL5 | Bussmann fuse, MDL series, small dimension, time-delay, 5A, 250 VAC, glass tube. Package of 5. Supplemental, electronic protection applications. Manufacturer part number: MDL-5-R. | Stock | 7.75 | 8
MDL-5 | Bussmann fuse, MDL series, small dimension, time-delay, 0.5A, 250 VAC, glass tube. Package of 5. Supplemental, electronic protection applications. Manufacturer part number: MDL-1/2-R. | Stock | 9.25 | 9.5
MDL6 | Bussmann fuse, MDL series, small dimension, time-delay, 6A, 250 VAC, glass tube. Package of 5. Supplemental, electronic protection applications. Manufacturer part number: MDL-6-R. | Stock | 7.75 | 8
MDL6-25 | Bussmann fuse, MDL series, small dimension, time-delay, 6.25A, 250 VAC, glass tube. Package of 5. Supplemental, electronic protection applications. Manufacturer part number: MDL-6-1/4-R. | Stock | 8.5 | 8.75
MDL7 | Bussmann fuse, MDL series, small dimension, time-delay, 7A, 250 VAC, glass tube. Package of 5. Supplemental, electronic protection applications. Manufacturer part number: MDL-7-R. | Stock | 8.5 | 8.75
MDL8 | Bussmann fuse, MDL series, small dimension, time-delay, 8A, 250 VAC, glass tube. Package of 5. Supplemental, electronic protection applications. Manufacturer part number: MDL-8-R. | Stock | 7.75 | 8
MDP-8.1 | Schmersal legend plate, thermoplastic, round, yellow field, yellow background, legend plate marking "blank". For use with EDRR40RT. | Stock | 3.5
MD-PGMSW | ViewMarq Windows configuration software, CD. For use with ViewMarq message display. Requires serial or Ethernet connection to ViewMarq Display. | Stock | 11 | 11.5
MD-PWR-COV | ViewMarq power connection cover, replacement. For use with ViewMarq message display. (1) cover and (1) 1/2in NPT cable gland included. | Stock | 48 | 50
MDR-AP-1A | AutomationDirect magnetic proximity sensor, rectangular, 10.2 x 27.8 x 16mm body, polybutylene terephthalate housing, PNP, N.O. output, 60mm sensing distance, flush, 5 kHz switching frequency, IP67, pigtail. | Stock | 43.5 | 47
MDR-AP-1F | AutomationDirect magnetic proximity sensor, rectangular, 10.2 x 36.8 x 16mm body, polybutylene terephthalate housing, PNP, N.O. output, 60mm sensing distance, flush, 5 kHz switching frequency, IP67, 3-pin M8 quick-disconnect. | Stock | 43.5 | 47
MD-TERM-SET | ViewMarq pluggable terminal block set, replacement. For use with ViewMarq message display. Includes (1) 2-pole DC power connector, (1) 3-pole AC power connector, (1) 10-pole discrete input connector, and (1) 6-pole serial communications connector. | Stock | 20.5 | 21.5
MD-USER-M | ViewMarq user manual, free download only. For use with ViewMarq message display. | Stock | 0
ME-102A-R | Patlite LED signal tower, (1) tier, 25mm diameter, red, permanent light function, 24 VDC, NPN polarity, clear lens, 200mm body length, silver, 360 degree viewing angle, direct mount, IP42. | Stock | 86 | 89
ME-102P-R | Patlite LED signal tower, (1) tier, 25mm diameter, red, permanent light function, 24 VDC, PNP polarity, clear lens, 200mm body length, silver, 360 degree viewing angle, direct mount, IP65. | Stock | 86 | 89
ME10M-12G | NITRA pneumatic push-to-connect fitting, male, elbow, rotating, thermoplastic (PBT) body, nickel-plated brass threads, 10mm tube to G1/2 BSPP connection(s). Package of 5. | Stock | 16 | 17.5
ME10M-12R | NITRA pneumatic push-to-connect fitting, male, elbow, rotating, thermoplastic (PBT) body, nickel-plated brass threads, 10mm tube to R1/2 BSPT connection(s). Package of 5. | Stock | 16 | 17.5
ME10M-14R | NITRA pneumatic push-to-connect fitting, male, elbow, rotating, thermoplastic (PBT) body, nickel-plated brass threads, 10mm tube to R1/4 BSPT connection(s). Package of 5. | Stock | 13 | 14
ME10M-14R-SS | NITRA pneumatic push-to-connect fitting, male, elbow, rotating, 316 stainless steel body, 316 stainless steel threads, 10mm tube to R1/4 BSPT connection(s). | Stock | 30 | 32.5
ME10M-18R | NITRA pneumatic push-to-connect fitting, male, elbow, rotating, thermoplastic (PBT) body, nickel-plated brass threads, 10mm tube to R1/8 BSPT connection(s). Package of 5. | Stock | 13 | 14
ME10M-38G | NITRA pneumatic push-to-connect fitting, male, elbow, rotating, thermoplastic (PBT) body, nickel-plated brass threads, 10mm tube to G3/8 BSPP connection(s). Package of 5. | Stock | 14 | 15.5
ME10M-38R | NITRA pneumatic push-to-connect fitting, male, elbow, rotating, thermoplastic (PBT) body, nickel-plated brass threads, 10mm tube to R3/8 BSPT connection(s). Package of 5. | Stock | 14 | 15.5
ME10M-38R-SS | NITRA pneumatic push-to-connect fitting, male, elbow, rotating, 316 stainless steel body, 316 stainless steel threads, 10mm tube to R3/8 BSPT connection(s). | Stock | 37.5 | 41
ME12-12N | NITRA pneumatic push-to-connect fitting, male, elbow, rotating, thermoplastic (PBT) body, nickel-plated brass threads, 1/2in tube to 1/2in NPT connection(s). Package of 5. | Stock | 17 | 18.5
ME12-12N-P | HydroMode potable water push-to-connect fitting, male, elbow, acetal body, acetal threads, (1) 1/2in tube to (1) 1/2in male NPT connection(s), NSF/ANSI 61. Package of 5. | Stock | 17 | 18.5
ME12-12N-SS | NITRA pneumatic push-to-connect fitting, male, elbow, rotating, 316 stainless steel body, 316 stainless steel threads, 1/2in tube to 1/2in NPT connection(s). | Stock | 50 | 54
ME12-14N | NITRA pneumatic push-to-connect fitting, male, elbow, rotating, thermoplastic (PBT) body, nickel-plated brass threads, 1/2in tube to 1/4in NPT connection(s). Package of 5. | Stock | 15 | 16.5
ME12-14N-SS | NITRA pneumatic push-to-connect fitting, male, elbow, rotating, 316 stainless steel body, 316 stainless steel threads, 1/2in tube to 1/4in NPT connection(s). | Stock | 48.5 | 53
ME12-38N | NITRA pneumatic push-to-connect fitting, male, elbow, rotating, thermoplastic (PBT) body, nickel-plated brass threads, 1/2in tube to 3/8in NPT connection(s). Package of 5. | Stock | 16 | 17.5
ME12-38N-P | HydroMode potable water push-to-connect fitting, male, elbow, acetal body, acetal threads, (1) 1/2in tube to (1) 3/8in male NPT connection(s), NSF/ANSI 61. Package of 5. | Stock | 16 | 17.5
ME12-38N-SS | NITRA pneumatic push-to-connect fitting, male, elbow, rotating, 316 stainless steel body, 316 stainless steel threads, 1/2in tube to 3/8in NPT connection(s). | Stock | 48.5 | 53
ME12M-12R | NITRA pneumatic push-to-connect fitting, male, elbow, rotating, thermoplastic (PBT) body, nickel-plated brass threads, 12mm tube to R1/2 BSPT connection(s). Package of 5. | Stock | 17 | 18.5
ME12M-14R | NITRA pneumatic push-to-connect fitting, male, elbow, rotating, thermoplastic (PBT) body, nickel-plated brass threads, 12mm tube to R1/4 BSPT connection(s). Package of 5. | Stock | 15 | 16.5
ME12M-38R | NITRA pneumatic push-to-connect fitting, male, elbow, rotating, thermoplastic (PBT) body, nickel-plated brass threads, 12mm tube to R3/8 BSPT connection(s). Package of 5. | Stock | 15.5 | 17
ME14-10N | NITRA pneumatic push-to-connect fitting, male, elbow, rotating, thermoplastic (PBT) body, nickel-plated brass threads, 1/4in tube to #10-32 threaded connection(s). Package of 5. | Stock | 7.75 | 8.5
ME14-14N | NITRA pneumatic push-to-connect fitting, male, elbow, rotating, thermoplastic (PBT) body, nickel-plated brass threads, 1/4in tube to 1/4in NPT connection(s). Package of 5. | Stock | 8 | 8.75
ME14-14N-P | HydroMode potable water push-to-connect fitting, male, elbow, acetal body, acetal threads, (1) 1/4in tube to (1) 1/4in male NPT connection(s), NSF/ANSI 61. Package of 5. | Stock | 7.5 | 8.25
ME14-14N-SS | NITRA pneumatic push-to-connect fitting, male, elbow, rotating, 316 stainless steel body, 316 stainless steel threads, 1/4in tube to 1/4in NPT connection(s). | Stock | 24 | 26
ME14-18N | NITRA pneumatic push-to-connect fitting, male, elbow, rotating, thermoplastic (PBT) body, nickel-plated brass threads, 1/4in tube to 1/8in NPT connection(s). Package of 5. | Stock | 7.75 | 8.5
ME14-18N-P | HydroMode potable water push-to-connect fitting, male, elbow, acetal body, acetal threads, (1) 1/4in tube to (1) 1/8in male NPT connection(s), NSF/ANSI 61. Package of 5. | Stock | 6.5 | 7
ME14-18N-SS | NITRA pneumatic push-to-connect fitting, male, elbow, rotating, 316 stainless steel body, 316 stainless steel threads, 1/4in tube to 1/8in NPT connection(s). | Stock | 22.5 | 24.5
ME14-38N | NITRA pneumatic push-to-connect fitting, male, elbow, rotating, thermoplastic (PBT) body, nickel-plated brass threads, 1/4in tube to 3/8in NPT connection(s). Package of 5. | Stock | 9.25 | 10
ME14-38N-P | HydroMode potable water push-to-connect fitting, male, elbow, acetal body, acetal threads, (1) 1/4in tube to (1) 3/8in male NPT connection(s), NSF/ANSI 61. Package of 5. | Stock | 8.75 | 9.5
ME16M-12R | NITRA pneumatic push-to-connect fitting, male, elbow, rotating, thermoplastic (PBT) body, nickel-plated brass threads, 16mm tube to R1/2 BSPT connection(s). Package of 5. | Stock | 36.5 | 40
ME16M-38R | NITRA pneumatic push-to-connect fitting, male, elbow, rotating, thermoplastic (PBT) body, nickel-plated brass threads, 16mm tube to R3/8 BSPT connection(s). Package of 5. | Stock | 34 | 37
ME18-10N | NITRA pneumatic push-to-connect fitting, male, elbow, rotating, thermoplastic (PBT) body, nickel-plated brass threads, 1/8in tube to #10-32 threaded connection(s). Package of 5. | Stock | 13 | 14
ME18-14N | NITRA pneumatic push-to-connect fitting, male, elbow, rotating, thermoplastic (PBT) body, nickel-plated brass threads, 1/8in tube to 1/4in NPT connection(s). Package of 5. | Stock | 10.5 | 11.5
ME18-18N | NITRA pneumatic push-to-connect fitting, male, elbow, rotating, thermoplastic (PBT) body, nickel-plated brass threads, 1/8in tube to 1/8in NPT connection(s). Package of 5. | Stock | 9.5 | 10.5
ME18-M3 | NITRA pneumatic push-to-connect fitting, male, elbow, rotating, thermoplastic (PBT) body, nickel-plated brass threads, (1) 1/8in push-to-connect tubing to (1) M3 x 0.5 threaded connection(s). Package of 5. | Stock | 12 | 13
ME-202A-RG | Patlite LED signal tower, (2) tiers, 25mm diameter, red/green, permanent light function, 24 VDC, NPN polarity, clear lens, 200mm body length, silver, 360 degree viewing angle, direct mount, IP42. | Stock | 114 | 119
ME-202P-RG | Patlite LED signal tower, (2) tiers, 25mm diameter, red/green, permanent light function, 24 VDC, PNP polarity, clear lens, 200mm body length, silver, 360 degree viewing angle, direct mount, IP65. | Stock | 114 | 119
ME-302A-RYG | Patlite LED signal tower, (3) tiers, 25mm diameter, red/amber/green, permanent light function, 24 VDC, NPN polarity, clear lens, 200mm body length, silver, 360 degree viewing angle, direct mount, IP42. | Stock | 144 | 150
ME-302P-RYG | Patlite LED signal tower, (3) tiers, 25mm diameter, red/amber/green, permanent light function, 24 VDC, PNP polarity, clear lens, 200mm body length, silver, 360 degree viewing angle, direct mount, IP65. | Stock | 144 | 150
ME38-12N | NITRA pneumatic push-to-connect fitting, male, elbow, rotating, thermoplastic (PBT) body, nickel-plated brass threads, 3/8in tube to 1/2in NPT connection(s). Package of 5. | Stock | 16 | 17.5
ME38-14N | NITRA pneumatic push-to-connect fitting, male, elbow, rotating, thermoplastic (PBT) body, nickel-plated brass threads, 3/8in tube to 1/4in NPT connection(s). Package of 5. | Stock | 12.5 | 13.5
ME38-14N-P | HydroMode potable water push-to-connect fitting, male, elbow, acetal body, acetal threads, (1) 3/8in tube to (1) 1/4in male NPT connection(s), NSF/ANSI 61. Package of 5. | Stock | 11.5 | 12.5
ME38-14N-SS | NITRA pneumatic push-to-connect fitting, male, elbow, rotating, 316 stainless steel body, 316 stainless steel threads, 3/8in tube to 1/4in NPT connection(s). | Stock | 30 | 32.5
ME38-18N | NITRA pneumatic push-to-connect fitting, male, elbow, rotating, thermoplastic (PBT) body, nickel-plated brass threads, 3/8in tube to 1/8in NPT connection(s). Package of 5. | Stock | 12.5 | 13.5
ME38-38N | NITRA pneumatic push-to-connect fitting, male, elbow, rotating, thermoplastic (PBT) body, nickel-plated brass threads, 3/8in tube to 3/8in NPT connection(s). Package of 5. | Stock | 12.5 | 13.5
ME38-38N-P | HydroMode potable water push-to-connect fitting, male, elbow, acetal body, acetal threads, (1) 3/8in tube to (1) 3/8in male NPT connection(s), NSF/ANSI 61. Package of 5. | Stock | 12.5 | 13.5
ME38-38N-SS | NITRA pneumatic push-to-connect fitting, male, elbow, rotating, 316 stainless steel body, 316 stainless steel threads, 3/8in tube to 3/8in NPT connection(s). | Stock | 37.5 | 41
ME-402A-RYGB | Patlite LED signal tower, (4) tiers, 25mm diameter, red/amber/green/blue, permanent light function, 24 VDC, NPN polarity, clear lens, 200mm body length, silver, 360 degree viewing angle, direct mount, IP42. | Stock | 170 | 177
ME-402P-RYGB | Patlite LED signal tower, (4) tiers, 25mm diameter, red/amber/green/blue, permanent light function, 24 VDC, PNP polarity, clear lens, 200mm body length, silver, 360 degree viewing angle, direct mount, IP65. | Stock | 170 | 177
ME4M-14G | NITRA pneumatic push-to-connect fitting, male, elbow, rotating, thermoplastic (PBT) body, nickel-plated brass threads, 5/32in (4mm) tube to G1/4 BSPP connection(s). Package of 5. | Stock | 8 | 8.75
ME4M-14R | NITRA pneumatic push-to-connect fitting, male, elbow, rotating, thermoplastic (PBT) body, nickel-plated brass threads, 5/32in (4mm) tube to R1/4 BSPT connection(s). Package of 5. | Stock | 8 | 8.75
ME4M-14R-SS | NITRA pneumatic push-to-connect fitting, male, elbow, rotating, 316 stainless steel body, 316 stainless steel threads, 5/32in (4mm) tube to R1/4 BSPT connection(s). | Stock | 23.5 | 25.5
ME4M-18G | NITRA pneumatic push-to-connect fitting, male, elbow, rotating, thermoplastic (PBT) body, nickel-plated brass threads, 5/32in (4mm) tube to G1/8 BSPP connection(s). Package of 5. | Stock | 7.25 | 8
ME4M-18R | NITRA pneumatic push-to-connect fitting, male, elbow, rotating, thermoplastic (PBT) body, nickel-plated brass threads, 5/32in (4mm) tube to R1/8 BSPT connection(s). Package of 5. | Stock | 7.25 | 8
ME4M-18R-SS | NITRA pneumatic push-to-connect fitting, male, elbow, rotating, 316 stainless steel body, 316 stainless steel threads, 5/32in (4mm) tube to R1/8 BSPT connection(s). | Stock | 22 | 24
ME4M-M5 | NITRA pneumatic push-to-connect fitting, male, elbow, rotating, thermoplastic (PBT) body, nickel-plated brass threads, 5/32in (4mm) tube to M5 X 0.8 threaded connection(s). Package of 5. | Stock | 8.25 | 9
ME516-14N | NITRA pneumatic push-to-connect fitting, male, elbow, rotating, thermoplastic (PBT) body, nickel-plated brass threads, 5/16in (8mm) tube to 1/4in NPT connection(s). Package of 5. | Stock | 9.25 | 10
ME516-14N-P | HydroMode potable water push-to-connect fitting, male, elbow, acetal body, acetal threads, (1) 5/16in tube to (1) 1/4in male NPT connection(s), NSF/ANSI 61. Package of 5. | Stock | 8.75 | 9.5
ME516-18N | NITRA pneumatic push-to-connect fitting, male, elbow, rotating, thermoplastic (PBT) body, nickel-plated brass threads, 5/16in (8mm) tube to 1/8in NPT connection(s). Package of 5. | Stock | 8.75 | 9.5
ME516-38N | NITRA pneumatic push-to-connect fitting, male, elbow, rotating, thermoplastic (PBT) body, nickel-plated brass threads, 5/16in (8mm) tube to 3/8in NPT connection(s). Package of 5. | Stock | 10.5 | 11.5
ME532-10N | NITRA pneumatic push-to-connect fitting, male, elbow, rotating, thermoplastic (PBT) body, nickel-plated brass threads, 5/32in (4mm) tube to #10-32 threaded connection(s). Package of 5. | Stock | 7.25 | 8
ME532-14N | NITRA pneumatic push-to-connect fitting, male, elbow, rotating, thermoplastic (PBT) body, nickel-plated brass threads, 5/32in (4mm) tube to 1/4in NPT connection(s). Package of 5. | Stock | 8 | 8.75
ME532-18N | NITRA pneumatic push-to-connect fitting, male, elbow, rotating, thermoplastic (PBT) body, nickel-plated brass threads, 5/32in (4mm) tube to 1/8in NPT connection(s). Package of 5. | Stock | 7.25 | 8
ME532-18N-P | HydroMode potable water push-to-connect fitting, male, elbow, acetal body, acetal threads, (1) 5/32in tube to (1) 1/8in male NPT connection(s), NSF/ANSI 61. Package of 5. | Stock | 4 | 4.25
ME532-18N-SS | NITRA pneumatic push-to-connect fitting, male, elbow, rotating, 316 stainless steel body, 316 stainless steel threads, 5/32in (4mm) tube to 1/8in NPT connection(s). | Stock | 22 | 24
ME532-M3 | NITRA pneumatic push-to-connect fitting, male, elbow, rotating, thermoplastic (PBT) body, nickel-plated brass threads, (1) 5/32in (4mm) push-to-connect tubing to (1) M3 x 0.5 threaded connection(s). Package of 5. | Stock | 12 | 13
ME6M-14G | NITRA pneumatic push-to-connect fitting, male, elbow, rotating, thermoplastic (PBT) body, nickel-plated brass threads, 6mm tube to G1/4 BSPP connection(s). Package of 5. | Stock | 7.75 | 8.5
ME6M-14R | NITRA pneumatic push-to-connect fitting, male, elbow, rotating, thermoplastic (PBT) body, nickel-plated brass threads, 6mm tube to R1/4 BSPT connection(s). Package of 5. | Stock | 7.75 | 8.5
ME6M-14R-SS | NITRA pneumatic push-to-connect fitting, male, elbow, rotating, 316 stainless steel body, 316 stainless steel threads, 6mm tube to R1/4 BSPT connection(s). | Stock | 24 | 26
ME6M-18G | NITRA pneumatic push-to-connect fitting, male, elbow, rotating, thermoplastic (PBT) body, nickel-plated brass threads, 6mm tube to G1/8 BSPP connection(s). Package of 5. | Stock | 7.5 | 8.25
ME6M-18R | NITRA pneumatic push-to-connect fitting, male, elbow, rotating, thermoplastic (PBT) body, nickel-plated brass threads, 6mm tube to R1/8 BSPT connection(s). Package of 5. | Stock | 7.5 | 8.25
ME6M-18R-SS | NITRA pneumatic push-to-connect fitting, male, elbow, rotating, 316 stainless steel body, 316 stainless steel threads, 6mm tube to R1/8 BSPT connection(s). | Stock | 22.5 | 24.5
ME6M-38G | NITRA pneumatic push-to-connect fitting, male, elbow, rotating, thermoplastic (PBT) body, nickel-plated brass threads, 6mm tube to G3/8 BSPP connection(s). Package of 5. | Stock | 9 | 9.75
ME6M-38R | NITRA pneumatic push-to-connect fitting, male, elbow, rotating, thermoplastic (PBT) body, nickel-plated brass threads, 6mm tube to R3/8 BSPT connection(s). Package of 5. | Stock | 9 | 9.75
ME6M-M5 | NITRA pneumatic push-to-connect fitting, male, elbow, rotating, thermoplastic (PBT) body, nickel-plated brass threads, 6mm tube to M5 X 0.8 threaded connection(s). Package of 5. | Stock | 8.5 | 9.25
ME8M-12G | NITRA pneumatic push-to-connect fitting, male, elbow, rotating, thermoplastic (PBT) body, nickel-plated brass threads, 5/16in (8mm) tube to G1/2 BSPP connection(s). Package of 5. | Stock | 12.5 | 13.5
ME8M-12R | NITRA pneumatic push-to-connect fitting, male, elbow, rotating, thermoplastic (PBT) body, nickel-plated brass threads, 5/16in (8mm) tube to R1/2 BSPT connection(s). Package of 5. | Stock | 12.5 | 13.5
ME8M-14G | NITRA pneumatic push-to-connect fitting, male, elbow, rotating, thermoplastic (PBT) body, nickel-plated brass threads, 5/16in (8mm) tube to G1/4 BSPP connection(s). Package of 5. | Stock | 10 | 11
ME8M-14R | NITRA pneumatic push-to-connect fitting, male, elbow, rotating, thermoplastic (PBT) body, nickel-plated brass threads, 5/16in (8mm) tube to R1/4 BSPT connection(s). Package of 5. | Stock | 10 | 11
ME8M-14R-SS | NITRA pneumatic push-to-connect fitting, male, elbow, rotating, 316 stainless steel body, 316 stainless steel threads, 5/16in (8mm) tube to R1/4 BSPT connection(s). | Stock | 26.5 | 29
ME8M-18R | NITRA pneumatic push-to-connect fitting, male, elbow, rotating, thermoplastic (PBT) body, nickel-plated brass threads, 5/16in (8mm) tube to R1/8 BSPT connection(s). Package of 5. | Stock | 10 | 11
ME8M-18R-SS | NITRA pneumatic push-to-connect fitting, male, elbow, rotating, 316 stainless steel body, 316 stainless steel threads, 5/16in (8mm) tube to 1/8in BSPT connection(s). | Stock | 26 | 28.5
ME8M-38G | NITRA pneumatic push-to-connect fitting, male, elbow, rotating, thermoplastic (PBT) body, nickel-plated brass threads, 5/16in (8mm) tube to G3/8 BSPP connection(s). Package of 5. | Stock | 10.5 | 11.5
ME8M-38R | NITRA pneumatic push-to-connect fitting, male, elbow, rotating, thermoplastic (PBT) body, nickel-plated brass threads, 5/16in (8mm) tube to R3/8 BSPT connection(s). Package of 5. | Stock | 10.5 | 11.5
ME8M-38R-SS | NITRA pneumatic push-to-connect fitting, male, elbow, rotating, 316 stainless steel body, 316 stainless steel threads, 5/16in (8mm) tube to R3/8 BSPT connection(s). | Stock | 29 | 31.5
MEL10M-12R | NITRA pneumatic push-to-connect fitting, male, long elbow, rotating, thermoplastic (PBT) body, nickel-plated brass threads, 10mm tube to R1/2 BSPT connection(s). Package of 5. | Stock | 28 | 30.5
MEL10M-14R | NITRA pneumatic push-to-connect fitting, male, long elbow, rotating, thermoplastic (PBT) body, nickel-plated brass threads, 10mm tube to R1/4 BSPT connection(s). Package of 5. | Stock | 20 | 22
MEL10M-18R | NITRA pneumatic push-to-connect fitting, male, long elbow, rotating, thermoplastic (PBT) body, nickel-plated brass threads, 10mm tube to R1/8 BSPT connection(s). Package of 5. | Stock | 19 | 20.5
MEL10M-38R | NITRA pneumatic push-to-connect fitting, male, long elbow, rotating, thermoplastic (PBT) body, nickel-plated brass threads, 10mm tube to 3/8in BSPT connection(s). Package of 5. | Stock | 20 | 22
MEL12-12N | NITRA pneumatic push-to-connect fitting, male, long elbow, rotating, thermoplastic (PBT) body, nickel-plated brass threads, 1/2in tube to 1/2in NPT connection(s). Package of 5. | Stock | 29 | 31.5
MEL12-14N | NITRA pneumatic push-to-connect fitting, male, long elbow, rotating, thermoplastic (PBT) body, nickel-plated brass threads, 1/2in tube to 1/4in NPT connection(s). Package of 5. | Stock | 27.5 | 30
MEL12-38N | NITRA pneumatic push-to-connect fitting, male, long elbow, rotating, thermoplastic (PBT) body, nickel-plated brass threads, 1/2in tube to 3/8in NPT connection(s). Package of 5. | Stock | 28.5 | 31
MEL12M-12R | NITRA pneumatic push-to-connect fitting, male, long elbow, rotating, thermoplastic (PBT) body, nickel-plated brass threads, 12mm tube to R1/2 BSPT connection(s). Package of 5. | Stock | 28.5 | 31
MEL12M-14R | NITRA pneumatic push-to-connect fitting, male, long elbow, rotating, thermoplastic (PBT) body, nickel-plated brass threads, 12mm tube to R1/4 BSPT connection(s). Package of 5. | Stock | 27.5 | 30
MEL12M-38R | NITRA pneumatic push-to-connect fitting, male, long elbow, rotating, thermoplastic (PBT) body, nickel-plated brass threads, 12mm tube to 3/8in BSPT connection(s). Package of 5. | Stock | 28 | 30.5
MEL14-10N | NITRA pneumatic push-to-connect fitting, male, long elbow, rotating, thermoplastic (PBT) body, nickel-plated brass threads, 1/4in tube to #10-32 threaded connection(s). Package of 5. | Stock | 12.5 | 13.5
MEL14-14N | NITRA pneumatic push-to-connect fitting, male, long elbow, rotating, thermoplastic (PBT) body, nickel-plated brass threads, 1/4in tube to 1/4in NPT connection(s). Package of 5. | Stock | 14 | 15.5
MEL14-18N | NITRA pneumatic push-to-connect fitting, male, long elbow, rotating, thermoplastic (PBT) body, nickel-plated brass threads, 1/4in tube to 1/8in NPT connection(s). Package of 5. | Stock | 12.5 | 13.5
MEL14-38N | NITRA pneumatic push-to-connect fitting, male, long elbow, rotating, thermoplastic (PBT) body, nickel-plated brass threads, 1/4in tube to 3/8in NPT connection(s). Package of 5. | Stock | 16.5 | 18
MEL18-10N | NITRA pneumatic push-to-connect fitting, male, long elbow, rotating, thermoplastic (PBT) body, nickel-plated brass threads, 1/8in tube to #10-32 threaded connection(s). Package of 5. | Stock | 20 | 22
MEL18-18N | NITRA pneumatic push-to-connect fitting, male, long elbow, rotating, thermoplastic (PBT) body, nickel-plated brass threads, 1/8in tube to 1/8in NPT connection(s). Package of 5. | Stock | 14.5 | 16
MEL38-12N | NITRA pneumatic push-to-connect fitting, male, long elbow, rotating, thermoplastic (PBT) body, nickel-plated brass threads, 3/8in tube to 1/2in NPT connection(s). Package of 5. | Stock | 28 | 30.5
MEL38-14N | NITRA pneumatic push-to-connect fitting, male, long elbow, rotating, thermoplastic (PBT) body, nickel-plated brass threads, 3/8in tube to 1/4in NPT connection(s). Package of 5. | Stock | 19 | 20.5
MEL38-18N | NITRA pneumatic push-to-connect fitting, male, long elbow, rotating, thermoplastic (PBT) body, nickel-plated brass threads, 3/8in tube to 1/8in NPT connection(s). Package of 5. | Stock | 18.5 | 20
MEL38-38N | NITRA pneumatic push-to-connect fitting, male, long elbow, rotating, thermoplastic (PBT) body, nickel-plated brass threads, 3/8in tube to 3/8in NPT connection(s). Package of 5. | Stock | 19 | 20.5
MEL4M-14R | NITRA pneumatic push-to-connect fitting, male, long elbow, rotating, thermoplastic (PBT) body, nickel-plated brass threads, 5/32in (4mm) tube to R1/4 BSPT connection(s). Package of 5. | Stock | 14 | 15.5
MEL4M-M5 | NITRA pneumatic push-to-connect fitting, male, long elbow, rotating, thermoplastic (PBT) body, nickel-plated brass threads, 5/32in (4mm) tube to M5 X 0.8 threaded connection(s). Package of 5. | Stock | 14.5 | 16
MEL516-14N | NITRA pneumatic push-to-connect fitting, male, long elbow, rotating, thermoplastic (PBT) body, nickel-plated brass threads, 5/16in (8mm) tube to 1/4in NPT connection(s). Package of 5. | Stock | 14.5 | 16
MEL516-18N | NITRA pneumatic push-to-connect fitting, male, long elbow, rotating, thermoplastic (PBT) body, nickel-plated brass threads, 5/16in (8mm) tube to 1/8in NPT connection(s). Package of 5. | Stock | 14.5 | 16
MEL516-38N | NITRA pneumatic push-to-connect fitting, male, long elbow, rotating, thermoplastic (PBT) body, nickel-plated brass threads, 5/16in (8mm) tube to 3/8in NPT connection(s). Package of 5. | Stock | 17.5 | 19
MEL532-10N | NITRA pneumatic push-to-connect fitting, male, long elbow, rotating, thermoplastic (PBT) body, nickel-plated brass threads, 5/32in (4mm) tube to #10-32 threaded connection(s). Package of 5. | Stock | 13 | 14
MEL532-14N | NITRA pneumatic push-to-connect fitting, male, long elbow, rotating, thermoplastic (PBT) body, nickel-plated brass threads, 5/32in (4mm) tube to 1/4in NPT connection(s). Package of 5. | Stock | 14 | 15.5
MEL6M-14R | NITRA pneumatic push-to-connect fitting, male, long elbow, rotating, thermoplastic (PBT) body, nickel-plated brass threads, 6mm tube to R1/4 BSPT connection(s). Package of 5. | Stock | 13 | 14
MEL6M-18R | NITRA pneumatic push-to-connect fitting, male, long elbow, rotating, thermoplastic (PBT) body, nickel-plated brass threads, 6mm tube to R1/8 BSPT connection(s). Package of 5. | Stock | 12 | 13
MEL6M-38R | NITRA pneumatic push-to-connect fitting, male, long elbow, rotating, thermoplastic (PBT) body, nickel-plated brass threads, 6mm tube to R3/8 threaded connection(s). Package of 5. | Stock | 16.5 | 18
MEL6M-M5 | NITRA pneumatic push-to-connect fitting, male, long elbow, rotating, thermoplastic (PBT) body, nickel-plated brass threads, 6mm tube to M5 X 0.8 threaded connection(s). Package of 5. | Stock | 13 | 14
MEL8M-12R | NITRA pneumatic push-to-connect fitting, male, long elbow, rotating, thermoplastic (PBT) body, nickel-plated brass threads, 5/16in (8mm) tube to R1/2 BSPT connection(s). Package of 5. | Stock | 20.5 | 22.5
MEL8M-14R | NITRA pneumatic push-to-connect fitting, male, long elbow, rotating, thermoplastic (PBT) body, nickel-plated brass threads, 5/16in (8mm) tube to R1/4 BSPT connection(s). Package of 5. | Stock | 16.5 | 18
MEL8M-18R | NITRA pneumatic push-to-connect fitting, male, long elbow, rotating, thermoplastic (PBT) body, nickel-plated brass threads, 5/16in (8mm) tube to R1/8 BSPT connection(s). Package of 5. | Stock | 15.5 | 17
MEL8M-38R | NITRA pneumatic push-to-connect fitting, male, long elbow, rotating, thermoplastic (PBT) body, nickel-plated brass threads, 5/16in (8mm) tube to 3/8in BSPT connection(s). Package of 5. | Stock | 18 | 19.5
MEN1 | Edison fuse, MEN series, Class Midget, time-delay, 1A, 250 VAC, ferrule. Package of 10. Supplemental protection applications. | Stock | 47.5 | 49.5
MEN10 | Edison fuse, MEN series, Class Midget, time-delay, 10A, 250 VAC, ferrule. Package of 10. Supplemental protection applications. | Stock | 43 | 44.5
MEN12 | Edison fuse, MEN series, Class Midget, time-delay, 12A, 250 VAC, ferrule. Package of 10. Supplemental protection applications. | Stock | 50 | 52
MEN1-4 | Edison fuse, MEN series, Class Midget, time-delay, 1.4A, 250 VAC, ferrule. Package of 10. Supplemental protection applications. Manufacturer part number: MEN1.4. | Stock | 62 | 64
MEN15 | Edison fuse, MEN series, Class Midget, time-delay, 15A, 250 VAC, ferrule. Package of 10. Supplemental protection applications. | Stock | 45.5 | 47.5
MEN1-5 | Edison fuse, MEN series, Class Midget, time-delay, 1.5A, 250 VAC, ferrule. Package of 10. Supplemental protection applications. Manufacturer part number: MEN1.5. | Stock | 53 | 55
MEN2 | Edison fuse, MEN series, Class Midget, time-delay, 2A, 250 VAC, ferrule. Package of 10. Supplemental protection applications. | Stock | 43 | 44.5
MEN20 | Edison fuse, MEN series, Class Midget, time-delay, 20A, 250 VAC, ferrule. Package of 10. Supplemental protection applications. | Stock | 46 | 48
MEN25 | Edison fuse, MEN series, Class Midget, time-delay, 25A, 250 VAC, ferrule. Package of 10. Supplemental protection applications. | Stock | 53 | 55
MEN2-5 | Edison fuse, MEN series, Class Midget, time-delay, 2.5A, 250 VAC, ferrule. Package of 10. Supplemental protection applications. Manufacturer part number: MEN2.5. | Stock | 49 | 51
MEN3 | Edison fuse, MEN series, Class Midget, time-delay, 3A, 250 VAC, ferrule. Package of 10. Supplemental protection applications. | Stock | 45.5 | 47.5
MEN30 | Edison fuse, MEN series, Class Midget, time-delay, 30A, 250 VAC, ferrule. Package of 10. Supplemental protection applications. | Stock | 46 | 48
MEN3-5 | Edison fuse, MEN series, Class Midget, time-delay, 3.5A, 250 VAC, ferrule. Package of 10. Supplemental protection applications. Manufacturer part number: MEN3.5. | Stock | 46.5 | 48.5
MEN4 | Edison fuse, MEN series, Class Midget, time-delay, 4A, 250 VAC, ferrule. Package of 10. Supplemental protection applications. | Stock | 45.5 | 47.5
MEN5 | Edison fuse, MEN series, Class Midget, time-delay, 5A, 250 VAC, ferrule. Package of 10. Supplemental protection applications. | Stock | 43 | 44.5
MEN-5 | Edison fuse, MEN series, Class Midget, time-delay, 0.5A, 250 VAC, ferrule. Package of 10. Supplemental protection applications. Manufacturer part number: MEN0.5. | Stock | 51 | 53
MEN6 | Edison fuse, MEN series, Class Midget, time-delay, 6A, 250 VAC, ferrule. Package of 10. Supplemental protection applications. | Stock | 49 | 51
MEN-6 | Edison fuse, MEN series, Class Midget, time-delay, 0.6A, 250 VAC, ferrule. Package of 10. Supplemental protection applications. Manufacturer part number: MEN0.6. | Stock | 51 | 53
MEN7 | Edison fuse, MEN series, Class Midget, time-delay, 7A, 250 VAC, ferrule. Package of 10. Supplemental protection applications. | Stock | 46.5 | 48.5
MEN8 | Edison fuse, MEN series, Class Midget, time-delay, 8A, 250 VAC, ferrule. Package of 10. Supplemental protection applications. | Stock | 45.5 | 47.5
MEQ1 | Edison fuse, MEQ series, Class Midget, time-delay, 1A, 500 VAC, ferrule. Package of 10. Supplemental protection applications. | Stock | 104 | 108
MEQ10 | Edison fuse, MEQ series, Class Midget, time-delay, 10A, 500 VAC, ferrule. Package of 10. Supplemental protection applications. | Stock | 104 | 108
MEQ12 | Edison fuse, MEQ series, Class Midget, time-delay, 12A, 500 VAC, ferrule. Package of 10. Supplemental protection applications. | Stock | 104 | 108
MEQ15 | Edison fuse, MEQ series, Class Midget, time-delay, 15A, 500 VAC, ferrule. Package of 10. Supplemental protection applications. | Stock | 104 | 108
MEQ1-5 | Edison fuse, MEQ series, Class Midget, time-delay, 1.5A, 500 VAC, ferrule. Package of 10. Supplemental protection applications. Manufacturer part number: MEQ1.5. | Stock | 108 | 112
MEQ2 | Edison fuse, MEQ series, Class Midget, time-delay, 2A, 500 VAC, ferrule. Package of 10. Supplemental protection applications. | Stock | 104 | 108
MEQ20 | Edison fuse, MEQ series, Class Midget, time-delay, 20A, 500 VAC, ferrule. Package of 10. Supplemental protection applications. | Stock | 104 | 108
MEQ25 | Edison fuse, MEQ series, Class Midget, time-delay, 25A, 500 VAC, ferrule. Package of 10. Supplemental protection applications. | Stock | 104 | 108
MEQ-25 | Edison fuse, MEQ series, Class Midget, time-delay, 0.25A, 500 VAC, ferrule. Package of 10. Supplemental protection applications. Manufacturer part number: MEQ0.25. | Stock | 115 | 120
MEQ2-5 | Edison fuse, MEQ series, Class Midget, time-delay, 2.5A, 500 VAC, ferrule. Package of 10. Supplemental protection applications. Manufacturer part number: MEQ2.5. | Stock | 108 | 112
MEQ3 | Edison fuse, MEQ series, Class Midget, time-delay, 3A, 500 VAC, ferrule. Package of 10. Supplemental protection applications. | Stock | 104 | 108
MEQ30 | Edison fuse, MEQ series, Class Midget, time-delay, 30A, 500 VAC, ferrule. Package of 10. Supplemental protection applications. | Stock | 104 | 108
MEQ3-5 | Edison fuse, MEQ series, Class Midget, time-delay, 3.5A, 500 VAC, ferrule. Package of 10. Supplemental protection applications. Manufacturer part number: MEQ3.5. | Stock | 115 | 120
MEQ4 | Edison fuse, MEQ series, Class Midget, time-delay, 4A, 500 VAC, ferrule. Package of 10. Supplemental protection applications. | Stock | 104 | 108
MEQ4-5 | Edison fuse, MEQ series, Class Midget, time-delay, 4.5A, 500 VAC, ferrule. Package of 10. Supplemental protection applications. Manufacturer part number: MEQ4.5. | Stock | 125 | 130
MEQ5 | Edison fuse, MEQ series, Class Midget, time-delay, 5A, 500 VAC, ferrule. Package of 10. Supplemental protection applications. | Stock | 104 | 108
MEQ-5 | Edison fuse, MEQ series, Class Midget, time-delay, 0.5A, 500 VAC, ferrule. Package of 10. Supplemental protection applications. Manufacturer part number: MEQ0.5. | Stock | 108 | 112
MEQ6 | Edison fuse, MEQ series, Class Midget, time-delay, 6A, 500 VAC, ferrule. Package of 10. Supplemental protection applications. | Stock | 104 | 108
MEQ7 | Edison fuse, MEQ series, Class Midget, time-delay, 7A, 500 VAC, ferrule. Package of 10. Supplemental protection applications. | Stock | 108 | 112
MEQ8 | Edison fuse, MEQ series, Class Midget, time-delay, 8A, 500 VAC, ferrule. Package of 10. Supplemental protection applications. | Stock | 104 | 108
MES-102A-R | Patlite LED signal tower, (1) tier, 25mm diameter, red, permanent light function, 24 VDC, NPN polarity, clear lens, 40mm body length, silver, 360 degree viewing angle, direct mount, IP42. | Stock | 86 | 89
MES-102P-R | Patlite LED signal tower, (1) tier, 25mm diameter, red, permanent light function, 24 VDC, PNP polarity, clear lens, 40mm body length, silver, 360 degree viewing angle, direct mount, IP65. | Stock | 86 | 89
MES-202A-RG | Patlite LED signal tower, (2) tiers, 25mm diameter, red/green, permanent light function, 24 VDC, NPN polarity, clear lens, 40mm body length, silver, 360 degree viewing angle, direct mount, IP42. | Stock | 114 | 119
MES-202P-RG | Patlite LED signal tower, (2) tiers, 25mm diameter, red/green, permanent light function, 24 VDC, PNP polarity, clear lens, 40mm body length, silver, 360 degree viewing angle, direct mount, IP65. | Stock | 106 | 110
MES-302A-RYG | Patlite LED signal tower, (3) tiers, 25mm diameter, red/amber/green, permanent light function, 24 VDC, NPN polarity, clear lens, 40mm body length, silver, 360 degree viewing angle, direct mount, IP42. | Stock | 135 | 140
MES-302P-RYG | Patlite LED signal tower, (3) tiers, 25mm diameter, red/amber/green, permanent light function, 24 VDC, PNP polarity, clear lens, 40mm body length, silver, 360 degree viewing angle, direct mount, IP65. | Stock | 139 | 145
MES-402A-RYGB | Patlite LED signal tower, (4) tiers, 25mm diameter, red/amber/green/blue, permanent light function, 24 VDC, NPN polarity, clear lens, 40mm body length, silver, 360 degree viewing angle, direct mount, IP42. | Stock | 162 | 168
MES-402P-RYGB | Patlite LED signal tower, (4) tiers, 25mm diameter, red/amber/green/blue, permanent light function, 24 VDC, PNP polarity, clear lens, 40mm body length, silver, 360 degree viewing angle, direct mount, IP65. | Stock | 162 | 168
MET.2.2102R | SapiSelco stainless steel tooth cable tie, 3.94in length, 0.1in width, 39.68lb tensile strength, 0.94in maximum bundle diameter, natural, nylon. Package of 100. | Stock | 1.5
MET.2.2105R | SapiSelco stainless steel tooth cable tie, 7.87in length, 0.1in width, 39.68lb tensile strength, 2.17in maximum bundle diameter, natural, nylon. Package of 100. | Stock | 4 | 4.25
MET.2.2110R | SapiSelco stainless steel tooth cable tie, 5.51in length, 0.14in width, 61.73lb tensile strength, 1.42in maximum bundle diameter, natural, nylon. Package of 100. | Stock | 2
MET.2.2111R | SapiSelco stainless steel tooth cable tie, 7.87in length, 0.14in width, 61.73lb tensile strength, 2.17in maximum bundle diameter, natural, nylon. Package of 100. | Stock | 4 | 4.25
MET.2.2112R | SapiSelco stainless steel tooth cable tie, 11.02in length, 0.14in width, 61.73lb tensile strength, 3.15in maximum bundle diameter, natural, nylon. Package of 100. | Stock | 4.5 | 4.75
MET.2.2123R | SapiSelco stainless steel tooth cable tie, 7.32in length, 0.18in width, 88.18lb tensile strength, 2.01in maximum bundle diameter, natural, nylon. Package of 100. | Stock | 4.5 | 4.75
MET.2.2126R | SapiSelco stainless steel tooth cable tie, 14.17in length, 0.18in width, 88.18lb tensile strength, 4.06in maximum bundle diameter, natural, nylon. Package of 100. | Stock | 7.75 | 8
MET.2.2140R | SapiSelco stainless steel tooth cable tie, 11.42in length, 0.18in width, 88.18lb tensile strength, 3.15in maximum bundle diameter, natural, nylon. Package of 100. | Stock | 6.75 | 7
MET.2.2302R | SapiSelco stainless steel tooth cable tie, 3.94in length, 0.1in width, 39.68lb tensile strength, 0.94in maximum bundle diameter, natural, nylon. Package of 1000. | Stock | 16.5 | 17
MET.2.2305R | SapiSelco stainless steel tooth cable tie, 7.87in length, 0.1in width, 39.68lb tensile strength, 2.17in maximum bundle diameter, natural, nylon. Package of 1000. | Stock | 44.5 | 46.5
MET.2.2310R | SapiSelco stainless steel tooth cable tie, 5.51in length, 0.14in width, 61.73lb tensile strength, 1.42in maximum bundle diameter, natural, nylon. Package of 1000. | Stock | 23.5 | 24.5
MET.2.2311R | SapiSelco stainless steel tooth cable tie, 7.87in length, 0.14in width, 61.73lb tensile strength, 2.17in maximum bundle diameter, natural, nylon. Package of 1000. | Stock | 41.5 | 43
MET.2.2312R | SapiSelco stainless steel tooth cable tie, 11.02in length, 0.14in width, 61.73lb tensile strength, 3.15in maximum bundle diameter, natural, nylon. Package of 1000. | Stock | 51 | 53
MET.2.2323R | SapiSelco stainless steel tooth cable tie, 7.32in length, 0.18in width, 88.18lb tensile strength, 2.01in maximum bundle diameter, natural, nylon. Package of 1000. | Stock | 46 | 48
MET.2.2326R | SapiSelco stainless steel tooth cable tie, 14.17in length, 0.18in width, 88.18lb tensile strength, 4.06in maximum bundle diameter, natural, nylon. Package of 1000. | Stock | 79 | 82
MET.2.2340R | SapiSelco stainless steel tooth cable tie, 11.42in length, 0.18in width, 88.18lb tensile strength, 3.15in maximum bundle diameter, natural, nylon. Package of 1000. | Stock | 66 | 69
MET.2.2534R | SapiSelco stainless steel tooth cable tie, 14.17in length, 0.3in width, 176.37lb tensile strength, 3.98in maximum bundle diameter, natural, nylon. Package of 50. | Stock | 8.25 | 8.5
MET.2.2548R | SapiSelco stainless steel tooth cable tie, 13.39in length, 0.28in width, 154.32lb tensile strength, 3.54in maximum bundle diameter, natural, nylon. Package of 50. | Stock | 6.75 | 7
MET.2.2734R | SapiSelco stainless steel tooth cable tie, 14.17in length, 0.3in width, 176.37lb tensile strength, 3.98in maximum bundle diameter, natural, nylon. Package of 500. | Stock | 83 | 86
MET.2.2748R | SapiSelco stainless steel tooth cable tie, 13.39in length, 0.28in width, 154.32lb tensile strength, 3.54in maximum bundle diameter, natural, nylon. Package of 500. | Stock | 62 | 64
MET.3.2102R | SapiSelco stainless steel tooth cable tie, 3.94in length, 0.1in width, 39.68lb tensile strength, 0.94in maximum bundle diameter, black, nylon. Package of 100. | Stock | 1.5
MET.3.2105R | SapiSelco stainless steel tooth cable tie, 7.87in length, 0.1in width, 39.68lb tensile strength, 2.17in maximum bundle diameter, black, nylon. Package of 100. | Stock | 4 | 4.25
MET.3.2110R | SapiSelco stainless steel tooth cable tie, 5.51in length, 0.14in width, 61.73lb tensile strength, 1.42in maximum bundle diameter, black, nylon. Package of 100. | Stock | 2.5
MET.3.2111R | SapiSelco stainless steel tooth cable tie, 7.87in length, 0.14in width, 61.73lb tensile strength, 2.17in maximum bundle diameter, black, nylon. Package of 100. | Stock | 4 | 4.25
MET.3.2112R | SapiSelco stainless steel tooth cable tie, 11.02in length, 0.14in width, 61.73lb tensile strength, 3.15in maximum bundle diameter, black, nylon. Package of 100. | Stock | 4.5 | 4.75
MET.3.2123R | SapiSelco stainless steel tooth cable tie, 7.32in length, 0.18in width, 88.18lb tensile strength, 2.01in maximum bundle diameter, black, nylon. Package of 100. | Stock | 4.5 | 4.75
MET.3.2126R | SapiSelco stainless steel tooth cable tie, 14.17in length, 0.18in width, 88.18lb tensile strength, 4.06in maximum bundle diameter, black, nylon. Package of 100. | Stock | 8.25 | 8.5
MET.3.2140R | SapiSelco stainless steel tooth cable tie, 11.42in length, 0.18in width, 88.18lb tensile strength, 3.15in maximum bundle diameter, black, nylon. Package of 100. | Stock | 6.75 | 7
MET.3.2302R | SapiSelco stainless steel tooth cable tie, 3.94in length, 0.1in width, 39.68lb tensile strength, 0.94in maximum bundle diameter, black, nylon. Package of 1000. | Stock | 17 | 17.5
MET.3.2305R | SapiSelco stainless steel tooth cable tie, 7.87in length, 0.1in width, 39.68lb tensile strength, 2.17in maximum bundle diameter, black, nylon. Package of 1000. | Stock | 44.5 | 46.5
MET.3.2310R | SapiSelco stainless steel tooth cable tie, 5.51in length, 0.14in width, 61.73lb tensile strength, 1.42in maximum bundle diameter, black, nylon. Package of 1000. | Stock | 24 | 25
MET.3.2311R | SapiSelco stainless steel tooth cable tie, 7.87in length, 0.14in width, 61.73lb tensile strength, 2.17in maximum bundle diameter, black, nylon. Package of 1000. | Stock | 43.5 | 45
MET.3.2312R | SapiSelco stainless steel tooth cable tie, 11.02in length, 0.14in width, 61.73lb tensile strength, 3.15in maximum bundle diameter, black, nylon. Package of 1000. | Stock | 51 | 53
MET.3.2323R | SapiSelco stainless steel tooth cable tie, 7.32in length, 0.18in width, 88.18lb tensile strength, 2.01in maximum bundle diameter, black, nylon. Package of 1000. | Stock | 46.5 | 48.5
MET.3.2326R | SapiSelco stainless steel tooth cable tie, 14.17in length, 0.18in width, 88.18lb tensile strength, 4.06in maximum bundle diameter, black, nylon. Package of 1000. | Stock | 79 | 82
MET.3.2340R | SapiSelco stainless steel tooth cable tie, 11.42in length, 0.18in width, 88.18lb tensile strength, 3.15in maximum bundle diameter, black, nylon. Package of 1000. | Stock | 67 | 70
MET.3.2534R | SapiSelco stainless steel tooth cable tie, 14.17in length, 0.3in width, 176.37lb tensile strength, 3.98in maximum bundle diameter, black, nylon. Package of 50. | Stock | 8.25 | 8.5
MET.3.2548R | SapiSelco stainless steel tooth cable tie, 13.39in length, 0.28in width, 154.32lb tensile strength, 3.54in maximum bundle diameter, black, nylon. Package of 50. | Stock | 6.75 | 7
MET.3.2734R | SapiSelco stainless steel tooth cable tie, 14.17in length, 0.3in width, 176.37lb tensile strength, 3.98in maximum bundle diameter, black, nylon. Package of 500. | Stock | 82 | 85
MET.3.2748R | SapiSelco stainless steel tooth cable tie, 13.39in length, 0.28in width, 154.32lb tensile strength, 3.54in maximum bundle diameter, black, nylon. Package of 500. | Stock | 65 | 68
MFKG-P10 | Integra mounting feet kit, polycarbonate. For use with Premium series polycarbonate enclosures. Includes (4) mounting feet and mounting hardware. | Stock | 13.25 | 13.75
MFKSS-P10 | Integra mounting feet kit, 304 stainless steel. For use with Premium series polycarbonate enclosures. Includes (4) mounting feet and mounting hardware. | Stock | 36.5 | 38
MGL-1M-M-464004 | IDEM safety switch set, non-contact master coded RFID, magnetic, 24 VDC to lock, 1500N holding force, (2) N.C. safety output(s), die-cast aluminum housing, 80 x 115 x 43mm, pigtail, 16.4ft/5m cable length. | Stock | 416 | 463
MGL-1M-M-464006 | IDEM safety switch set, non-contact master coded RFID, magnetic, 24 VDC to lock, 1500N holding force, (2) N.C. safety output(s), die-cast aluminum housing, 80 x 115 x 43mm, (1) 8-pin M12 quick-disconnect, 9.8in/250mm cable length. | Stock | 434 | 483
MGL-1M-M-464102 | IDEM safety switch actuator, replacement, non-contact master coded RFID, 1500N holding force, 76 x 105 x 32mm. | Stock | 88 | 95
MGL-1M-U-464001 | IDEM safety switch set, non-contact uniquely coded RFID, magnetic, 24 VDC to lock, 1500N holding force, (2) N.C. safety output(s), die-cast aluminum housing, 80 x 115 x 43mm, pigtail, 16.4ft/5m cable length. | Stock | 416 | 463
MGL-1M-U-464003 | IDEM safety switch set, non-contact uniquely coded RFID, magnetic, 24 VDC to lock, 1500N holding force, (2) N.C. safety output(s), die-cast aluminum housing, 80 x 115 x 43mm, (1) 8-pin M12 quick-disconnect, 9.8in/250mm cable length. | Stock | 434 | 483
MGL-1P-M-463004 | IDEM safety switch set, non-contact master coded RFID, magnetic, 24 VDC to lock, 1500N holding force, (2) N.C. safety output(s), plastic housing, 80 x 115 x 43mm, pigtail, 16.4ft/5m cable length. | Stock | 404 | 439
MGL-1P-M-463006 | IDEM safety switch set, non-contact master coded RFID, magnetic, 24 VDC to lock, 1500N holding force, (2) N.C. safety output(s), plastic housing, 80 x 115 x 43mm, (1) 8-pin M12 quick-disconnect, 9.8in/250mm cable length. | Stock | 424 | 459
MGL-1P-M-463102 | IDEM safety switch actuator, replacement, non-contact master coded RFID, 1500N holding force, 76 x 105 x 32mm. | Stock | 71 | 76
MGL-1P-U-463001 | IDEM safety switch set, non-contact uniquely coded RFID, magnetic, 24 VDC to lock, 1500N holding force, (2) N.C. safety output(s), plastic housing, 80 x 115 x 43mm, pigtail, 16.4ft/5m cable length. | Stock | 404 | 439
MGL-1P-U-463003 | IDEM safety switch set, non-contact uniquely coded RFID, magnetic, 24 VDC to lock, 1500N holding force, (2) N.C. safety output(s), plastic housing, 80 x 115 x 43mm, (1) 8-pin M12 quick-disconnect, 9.8in/250mm cable length. | Stock | 424 | 459
MGL-1SS-M-462004 | IDEM safety switch set, non-contact master coded RFID, magnetic, 24 VDC to lock, 1200N holding force, (2) N.C. safety output(s), 316 stainless steel housing, 80 x 115 x 43mm, pigtail, 16.4ft/5m cable length. | Stock | 520 | 563
MGL-1SS-M-462006 | IDEM safety switch set, non-contact master coded RFID, magnetic, 24 VDC to lock, 1200N holding force, (2) N.C. safety output(s), 316 stainless steel housing, 80 x 115 x 43mm, (1) 8-pin M12 quick-disconnect, 9.8in/250mm cable length. | Stock | 538 | 583
MGL-1SS-M-462102 | IDEM safety switch actuator, replacement, non-contact master coded RFID, 1200N holding force, 76 x 105 x 32mm. | Stock | 96 | 105
MGL-1SS-U-462001 | IDEM safety switch set, non-contact uniquely coded RFID, magnetic, 24 VDC to lock, 1200N holding force, (2) N.C. safety output(s), 316 stainless steel housing, 80 x 115 x 43mm, pigtail, 16.4ft/5m cable length. | Stock | 520 | 563
MGL-1SS-U-462003 | IDEM safety switch set, non-contact uniquely coded RFID, magnetic, 24 VDC to lock, 1200N holding force, (2) N.C. safety output(s), 316 stainless steel housing, 80 x 115 x 43mm, (1) 8-pin M12 quick-disconnect, 9.8in/250mm cable length. | Stock | 528 | 583
MGL-2M-M-465004 | IDEM safety switch set, non-contact master coded RFID, magnetic, 24 VDC to lock, 1000N holding force, (2) N.C. safety output(s), die-cast aluminum housing, 64 x 96 x 37mm, pigtail, 16.4ft/5m cable length. | Stock | 344 | 379
MGL-2M-M-465006 | IDEM safety switch set, non-contact master coded RFID, magnetic, 24 VDC to lock, 1000N holding force, (2) N.C. safety output(s), die-cast aluminum housing, 64 x 96 x 37mm, (1) 8-pin M12 quick-disconnect, 9.8in/250mm cable length. | Stock | 361 | 400
MGL-2M-M-465102 | IDEM safety switch actuator, replacement, non-contact master coded RFID, 1000N holding force, 64 x 88 x 30mm. | Stock | 73 | 79
MGL-2M-U-465001 | IDEM safety switch set, non-contact uniquely coded RFID, magnetic, 24 VDC to lock, 1000N holding force, (2) N.C. safety output(s), die-cast aluminum housing, 64 x 96 x 37mm, pigtail, 16.4ft/5m cable length. | Stock | 350 | 379
MGL-2M-U-465003 | IDEM safety switch set, non-contact uniquely coded RFID, magnetic, 24 VDC to lock, 1000N holding force, (2) N.C. safety output(s), die-cast aluminum housing, 64 x 96 x 37mm, (1) 8-pin M12 quick-disconnect, 9.8in/250mm cable length. | Stock | 372 | 400
MGL-2P-M-461004 | IDEM safety switch set, non-contact master coded RFID, magnetic, 24 VDC to lock, 1000N holding force, (2) N.C. safety output(s), plastic housing, 64 x 96 x 37mm, pigtail, 16.4ft/5m cable length. | Stock | 328 | 355
MGL-2P-M-461006 | IDEM safety switch set, non-contact master coded RFID, magnetic, 24 VDC to lock, 1000N holding force, (2) N.C. safety output(s), plastic housing, 64 x 96 x 37mm, (1) 8-pin M12 quick-disconnect, 9.8in/250mm cable length. | Stock | 344 | 376
MGL-2P-M-461102 | IDEM safety switch actuator, replacement, non-contact master coded RFID, 1000N holding force, 64 x 88 x 30mm. | Stock | 59 | 67
MGL-2P-U-461001 | IDEM safety switch set, non-contact uniquely coded RFID, magnetic, 24 VDC to lock, 1000N holding force, (2) N.C. safety output(s), plastic housing, 64 x 96 x 37mm, pigtail, 16.4ft/5m cable length. | Stock | 328 | 355
MGL-2P-U-461003 | IDEM safety switch set, non-contact uniquely coded RFID, magnetic, 24 VDC to lock, 1000N holding force, (2) N.C. safety output(s), plastic housing, 64 x 96 x 37mm, (1) 8-pin M12 quick-disconnect, 9.8in/250mm cable length. | Stock | 344 | 376
MGL-2SS-M-460004 | IDEM safety switch set, non-contact master coded RFID, magnetic, 24 VDC to lock, 600N holding force, (2) N.C. safety output(s), 316 stainless steel housing, 64 x 96 x 37mm, pigtail, 16.4ft/5m cable length. | Stock | 436 | 472
MGL-2SS-M-460006 | IDEM safety switch set, non-contact master coded RFID, magnetic, 24 VDC to lock, 600N holding force, (2) N.C. safety output(s), 316 stainless steel housing, 64 x 96 x 37mm, (1) 8-pin M12 quick-disconnect, 9.8in/250mm cable length. | Stock | 455 | 493
MGL-2SS-M-460102 | IDEM safety switch actuator, replacement, non-contact master coded RFID, 600N holding force, 64 x 88 x 30mm. | Stock | 77 | 86
MGL-2SS-U-460001 | IDEM safety switch set, non-contact uniquely coded RFID, magnetic, 24 VDC to lock, 600N holding force, (2) N.C. safety output(s), 316 stainless steel housing, 64 x 96 x 37mm, pigtail, 16.4ft/5m cable length. | Stock | 426 | 472
MGL-2SS-U-460003 | IDEM safety switch set, non-contact uniquely coded RFID, magnetic, 24 VDC to lock, 600N holding force, (4) N.O., (2) N.C. safety output(s), 316 stainless steel housing, 64 x 96 x 37mm, (1) 8-pin M12 quick-disconnect, 9.8in/250mm cable length. | Stock | 455 | 492
MHK1 | Hammond enclosure latch, padlocking, 1/4-turn handle, 1-point, die-cast zinc, black matte finish. For use with single-door NEMA 4 and NEMA 12 enclosures. | Stock | 103 | 110
MHK1SS | Hammond enclosure latch, padlocking, 1/4-turn handle, 1-point, 316 stainless steel. For use with single-door NEMA 4X enclosures. | Stock | 190 | 202
MHK2 | Hammond enclosure latch, padlocking, 1/4-turn handle, 3-point, die-cast zinc, black matte finish. For use with less than 60in (H) NEMA 4 and NEMA 12 enclosures. | Stock | 176 | 187
MHK2SS | Hammond enclosure latch, padlocking, 1/4-turn handle, 3-point, 316 stainless steel. For use with less than 60in (H) NEMA 4X enclosures. | Stock | 202 | 215
MHK3 | Hammond enclosure latch, padlocking, 1/4-turn handle, 3-point, die-cast zinc, black matte finish. For use with 60in (H) or greater NEMA 4 and NEMA 12 enclosures. | Stock | 179 | 191
MHK3SS | Hammond enclosure latch, padlocking, 1/4-turn handle, 3-point, 316 stainless steel. For use with 60in (H) or greater NEMA 4X enclosures. | Stock | 293 | 312
MHKD1 | Hammond enclosure latch, padlocking with defeater, 1/4-turn handle, 1-point, die-cast zinc, black matte finish. For use with single-door NEMA 4 and NEMA 12 enclosures. | Stock | 108 | 115
MHKD1SS | Hammond enclosure latch, padlocking with defeater, 1/4-turn handle, 1-point, 316 stainless steel. For use with single-door NEMA 4X enclosures. | Stock | 209 | 222
MHKD2 | Hammond enclosure latch, padlocking with defeater, 1/4-turn handle, 3-point, die-cast zinc, black matte finish. For use with less than 60in (H) NEMA 4 and NEMA 12 enclosures. | from vendor up to 15 business days | 184 | 196
MHKD2SS | Hammond enclosure latch, padlocking with defeater, 1/4-turn handle, 3-point, 316 stainless steel. For use with less than 60in (H) NEMA 4X enclosures. | Stock | 222 | 236
MHKD3 | Hammond enclosure latch, padlocking with defeater, 1/4-turn handle, 3-point, die-cast zinc, black matte finish. For use with 60in (H) or greater NEMA 4 and NEMA 12 enclosures. | Stock | 188 | 200
MHKD3SS | Hammond enclosure latch, padlocking with defeater, 1/4-turn handle, 3-point, 316 stainless steel. For use with 60in (H) or greater NEMA 4X enclosures. | Stock | 322 | 343
MHKL1 | Hammond enclosure latch, combination keylocking/padlocking, 1/4-turn handle, 1-point, die-cast zinc, black matte finish. For use with single-door NEMA 4 and NEMA 12 enclosures. (2) keys included. | Stock | 117 | 124
MHKL1SS | Hammond enclosure latch, combination keylocking/padlocking, 1/4-turn handle, 1-point, 316 stainless steel. For use with single-door NEMA 4X enclosures. (2) keys included. | Stock | 209 | 222
MHKL2 | Hammond enclosure latch, combination keylocking/padlocking, 1/4-turn handle, 3-point, die-cast zinc, black matte finish. For use with less than 60in (H) NEMA 4 and NEMA 12 enclosures. (2) keys included. | Stock | 199 | 212
MHKL2SS | Hammond enclosure latch, combination keylocking/padlocking, 1/4-turn handle, 3-point, 316 stainless steel. For use with less than 60in (H) NEMA 4X enclosures. (2) keys included. | Stock | 222 | 236
MHKL3 | Hammond enclosure latch, combination keylocking/padlocking, 1/4-turn handle, 3-point, die-cast zinc, black matte finish. For use with 60in (H) or greater NEMA 4 and NEMA 12 enclosures. (2) keys included. | Stock | 203 | 217
MHKL3SS | Hammond enclosure latch, combination keylocking/padlocking, 1/4-turn handle, 3-point, 316 stainless steel. For use with 60in (H) or greater NEMA 4X enclosures. (2) keys included. | Stock | 322 | 343
MICSD-16G | AutomationDirect memory card, 16GB microSD. For use with all products with microSD memory card slot. | Stock | 32 | 33.5
MIF03 | Roxburgh EMI input filter, 120/240 VAC, 1-phase, 3A, panel mount, EMI/RFI filtering, multi-stage, drive rated, very high performance, spring clamp terminals. For use with 1-phase AC drives. | Stock | 84 | 87
MIF06 | Roxburgh EMI input filter, 120/240 VAC, 1-phase, 6A, panel mount, EMI/RFI filtering, multi-stage, drive rated, very high performance, spring clamp terminals. For use with 1-phase AC drives. | Stock | 93 | 97
MIF10 | Roxburgh EMI input filter, 120/240 VAC, 1-phase, 10A, panel mount, EMI/RFI filtering, multi-stage, drive rated, very high performance, screw terminals. For use with 1-phase AC drives. | Stock | 108 | 112
MIF16 | Roxburgh EMI input filter, 120/240 VAC, 1-phase, 16A, panel mount, EMI/RFI filtering, multi-stage, drive rated, very high performance, screw terminals. For use with 1-phase AC drives. | Stock | 116 | 121
MIF23 | Roxburgh EMI input filter, 120/240 VAC, 1-phase, 23A, panel mount, EMI/RFI filtering, multi-stage, drive rated, very high performance, screw terminals. For use with 1-phase AC drives. | Stock | 134 | 139
MIF310 | Roxburgh EMI input filter, 230/460 VAC, 3-phase, 10A, panel mount, EMI/RFI filtering, multi-stage, drive rated, very high performance, screw terminals. For use with 3-phase AC drives. | Stock | 154 | 160
MIF3100 | Roxburgh EMI input filter, 230/460 VAC, 3-phase, 100A, panel mount, EMI/RFI filtering, multi-stage, drive rated, very high performance, studs. For use with 3-phase AC drives. | Stock | 505 | 525
MIF3150 | Roxburgh EMI input filter, 230/460 VAC, 3-phase, 150A, panel mount, EMI/RFI filtering, multi-stage, drive rated, very high performance, studs. For use with 3-phase AC drives. | Stock | 643 | 669
MIF316 | Roxburgh EMI input filter, 230/460 VAC, 3-phase, 16A, panel mount, EMI/RFI filtering, multi-stage, drive rated, very high performance, screw terminals. For use with 3-phase AC drives. | Stock | 160 | 166
MIF3180 | Roxburgh EMI input filter, 230/460 VAC, 3-phase, 180A, panel mount, EMI/RFI filtering, multi-stage, drive rated, very high performance, studs. For use with 3-phase AC drives. | Stock | 648 | 674
MIF323 | Roxburgh EMI input filter, 230/460 VAC, 3-phase, 23A, panel mount, EMI/RFI filtering, multi-stage, drive rated, very high performance, screw terminals. For use with 3-phase AC drives. | Stock | 183 | 190
MIF330B | Roxburgh EMI input filter, 230/460 VAC, 3-phase, 30A, panel mount, EMI/RFI filtering, multi-stage, drive rated, very high performance, studs. For use with 3-phase AC drives. | Stock | 204 | 212
MIF3400B | Roxburgh EMI input filter, 230/460 VAC, 3-phase, 400A, panel mount, EMI/RFI filtering, multi-stage, drive rated, very high performance, studs. For use with 3-phase AC drives. | Stock | 1449 | 1507
MIF350 | Roxburgh EMI input filter, 230/460 VAC, 3-phase, 50A, panel mount, EMI/RFI filtering, multi-stage, drive rated, very high performance, studs. For use with 3-phase AC drives. | Stock | 472 | 491
MIF375 | Roxburgh EMI input filter, 230/460 VAC, 3-phase, 75A, panel mount, EMI/RFI filtering, multi-stage, drive rated, very high performance, studs. For use with 3-phase AC drives. | Stock | 419 | 436
MIF3800 | Roxburgh EMI input filter, 230/460 VAC, 3-phase, 800A, panel mount, EMI/RFI filtering, multi-stage, drive rated, very high performance, studs. For use with 3-phase AC drives. | Stock | 2257 | 2347
MK1-SS-224001 | IDEM safety switch, tongue (key) interlock, slow action break before make, (2) N.C. safety output(s), 316 stainless steel body, 316 stainless steel head, (1) M20 cable entry. | Stock | 101 | 109
MK1-SS-224002 | IDEM safety switch, tongue (key) interlock, slow action break before make, (2) N.C. safety output(s), 316 stainless steel body, 316 stainless steel head, (1) 1/2in NPT cable entry. | Stock | 101 | 109
MK1-SS-224003 | IDEM safety switch, tongue (key) interlock, slow action break before make, (2) N.C. safety output(s), 316 stainless steel body, 316 stainless steel head, (1) 8-pin M12 quick-disconnect. | Stock | 130 | 135
MK7850N-82-200-61 | Dold multi-mode relay timer, LED indicator(s), 0.02 seconds to 300 hours selectable timing range, 12-240 VAC/VDC operating voltage, (1) SPDT timed relay and (1) SPDT instant or timed configured relay output(s), 35mm DIN rail mount, screw terminal(s). | Stock | 52 | 54
MK7854N-82-61 | Dold cyclic relay timer, LED indicator(s), 0.05 seconds to 300 hours selectable timing range, 12-240 VAC/VDC operating voltage, (1) DPDT timed relay output(s), 35mm DIN rail mount, screw terminal(s). | Stock | 64 | 67
MK7873N-82-61-300S | Dold off-delay relay timer, LED indicator(s), 15 to 300 seconds timing range, 24-240 VAC/VDC operating voltage, (1) DPDT timed relay output(s), 35mm DIN rail mount, screw terminal(s). | Stock | 79 | 82
MK7873N-82-61-30S | Dold off-delay relay timer, LED indicator(s), 1.5 to 30 seconds timing range, 24-240 VAC/VDC operating voltage, (1) DPDT timed relay output(s), 35mm DIN rail mount, screw terminal(s). | Stock | 79 | 82
MK7873N-82-61-3S | Dold off-delay relay timer, LED indicator(s), 0.15 to 3 seconds timing range, 24-240 VAC/VDC operating voltage, (1) DPDT timed relay output(s), 35mm DIN rail mount, screw terminal(s). | Stock | 79 | 82
MK9906N-82-61 | Dold on-delay relay timer, LED indicator(s), 0.05 seconds to 300 hours selectable timing range, 12-240 VAC/VDC operating voltage, (1) SPDT timed relay and (1) SPDT instant or timed configured relay output(s), 35mm DIN rail mount, screw terminal(s). | Stock | 49 | 51
MK9962N-82-61 | Dold off-delay relay timer, LED indicator(s), 0.05 seconds to 300 hours selectable timing range, 12-240 VAC/VDC operating voltage, (1) DPDT timed relay output(s), 35mm DIN rail mount, screw terminal(s). | Stock | 60 | 62
MKW-AN-1H | AutomationDirect magnetic proximity sensor, tubular, 18mm diameter x 60mm body, 316L stainless steel housing, NPN, N.O. output, 70mm sensing distance, flush, 5 kHz switching frequency, IP65 IP67, 4-pin M12 quick-disconnect. | Stock | 58 | 62
MKW-AP-1H | AutomationDirect magnetic proximity sensor, tubular, 18mm diameter x 60mm body, 316L stainless steel housing, PNP, N.O. output, 70mm sensing distance, flush, 5 kHz switching frequency, IP65 IP67, 4-pin M12 quick-disconnect. | Stock | 58 | 62
MKW-CP-1H | AutomationDirect magnetic proximity sensor, tubular, 18mm diameter x 60mm body, 316L stainless steel housing, PNP, N.C. output, 70mm sensing distance, flush, 5 kHz switching frequency, IP65 IP67, 4-pin M12 quick-disconnect. | Stock | 58 | 62
ML1-016-E-H03B | Merz rotary disconnect switch, load break capable, 3-pole, 600 VAC, 16A, 5kA SCCR, door mount, UL 508 rated, front operated. Hardware for 4-hole door mounting & lockable black/gray handle for use with NEMA 4/4X enclosures included. | Stock | 26 | 27
ML1-016-E-H03R | Merz rotary disconnect switch, load break capable, 3-pole, 600 VAC, 16A, 5kA SCCR, door mount, UL 508 rated, front operated. Hardware for 4-hole door mounting & lockable red/yellow handle for use with NEMA 4/4X enclosures included. | Stock | 26 | 27
ML1-016-V-A01 | Merz manual motor controller, open, 16A, 600 VAC, 3-pole, 10hp, 35mm DIN rail or panel mount, UL 508 rated. | Stock | 16.5 | 17
ML1-025-E-H03B | Merz rotary disconnect switch, load break capable, 3-pole, 600 VAC, 25A, 5kA SCCR, door mount, UL 508 rated, front operated. Hardware for 4-hole door mounting & lockable black/gray handle for use with NEMA 4/4X enclosures included. | Stock | 27.5 | 28.5
ML1-025-E-H03R | Merz rotary disconnect switch, load break capable, 3-pole, 600 VAC, 25A, 5kA SCCR, door mount, UL 508 rated, front operated. Hardware for 4-hole door mounting & lockable red/yellow handle for use with NEMA 4/4X enclosures included. | Stock | 27.5 | 28.5
ML1-025-V-A01 | Merz manual motor controller, open, 25A, 600 VAC, 3-pole, 10hp, 35mm DIN rail or panel mount, UL 508 rated. | Stock | 17.5 | 18
ML1-025-V-E01R | Merz rotary enclosed disconnect switch, load break capable, 3-pole, 600 VAC, 25A, 5kA SCCR, wall mount, UL 508 rated, 4.7 x 4.8 x 4.5in housing. | Stock | 54.5 | 57
ML1-032-E-H03B | Merz rotary disconnect switch, load break capable, 3-pole, 600 VAC, 32A, 5kA SCCR, door mount, UL 508 rated, front operated. Hardware for 4-hole door mounting & lockable black/gray handle for use with NEMA 4/4X enclosures included. | Stock | 28 | 29
ML1-032-E-H03R | Merz rotary disconnect switch, load break capable, 3-pole, 600 VAC, 32A, 5kA SCCR, door mount, UL 508 rated, front operated. Hardware for 4-hole door mounting & lockable red/yellow handle for use with NEMA 4/4X enclosures included. | Stock | 28 | 29
ML1-032-V-A01 | Merz manual motor controller, open, 32A, 600 VAC, 3-pole, 20hp, 35mm DIN rail or panel mount, UL 508 rated. | Stock | 18.5 | 19
ML1-032-V-E01R | Merz rotary enclosed disconnect switch, load break capable, 3-pole, 600 VAC, 32A, 5kA SCCR, wall mount, UL 508 rated, 4.7 x 4.8 x 4.5in housing. | Stock | 57.5 | 60
ML1-040-E-H03B | Merz rotary disconnect switch, load break capable, 3-pole, 600 VAC, 40A, 5kA SCCR, door mount, UL 508 rated, front operated. Hardware for 4-hole door mounting & lockable black/gray handle for use with NEMA 4/4X enclosures included. | Stock | 29 | 30
ML1-040-E-H03R | Merz rotary disconnect switch, load break capable, 3-pole, 600 VAC, 40A, 5kA SCCR, door mount, UL 508 rated, front operated. Hardware for 4-hole door mounting & lockable red/yellow handle for use with NEMA 4/4X enclosures included. | Stock | 29 | 30
ML1-040-V-A01 | Merz manual motor controller, open, 40A, 600 VAC, 3-pole, 20hp, 35mm DIN rail or panel mount, UL 508 rated. | Stock | 20 | 21
ML1-040-V-E02R | Merz rotary enclosed disconnect switch, load break capable, 3-pole, 600 VAC, 40A, 5kA SCCR, wall mount, UL 508 rated, 7.8 x 7.8 x 6.4in housing. | Stock | 85 | 88
ML1-040-V-E04R | Merz rotary enclosed disconnect switch, load break capable, 3-pole, 600 VAC, 40A, 5kA SCCR, wall mount, UL 508 rated, 7.8 x 7.8 x 6.4in housing, switched neutral. | Stock | 93 | 97
ML13P-4-476D | AutomationDirect encoder coupling, 4mm to 3/16in bore, aluminum alloy body, setscrew. For use with Koyo TRD-MX series encoders. | Stock | 30 | 34.5
ML16P-4-635D | AutomationDirect encoder coupling, 4mm to 1/4in bore, aluminum alloy body, setscrew. For use with Koyo TRD-MX series encoders and NEMA size 23 stepper motors. | Stock | 30 | 34.5
ML2-063-E-H04B | Merz rotary disconnect switch, load break capable, 3-pole, 600 VAC, 63A, 5kA SCCR, door mount, UL 508 rated, front operated. Hardware for 4-hole door mounting & lockable black/gray handle for use with NEMA 4/4X enclosures included. | Stock | 39 | 40.5
ML2-063-E-H04R | Merz rotary disconnect switch, load break capable, 3-pole, 600 VAC, 63A, 5kA SCCR, door mount, UL 508 rated, front operated. Hardware for 4-hole door mounting & lockable red/yellow handle for use with NEMA 4/4X enclosures included. | Stock | 39 | 40.5
ML2-063-V-A02 | Merz manual motor controller, open, 63A, 600 VAC, 3-pole, 30hp, 35mm DIN rail or panel mount, UL 508 rated. | Stock | 28 | 29
ML2-063-V-E03R | Merz rotary enclosed disconnect switch, load break capable, 3-pole, 600 VAC, 63A, 5kA SCCR, wall mount, UL 508 rated, 7.8 x 7.8 x 6.4in housing. | Stock | 77 | 80
ML2-063-V-E05R | Merz rotary enclosed disconnect switch, load break capable, 3-pole, 600 VAC, 63A, 5kA SCCR, wall mount, UL 508 rated, 7.8 x 7.8 x 6.4in housing, switched neutral. | Stock | 85 | 88
ML2-080-V-A02 | Merz manual motor controller, open, 80A, 600 VAC, 3-pole, 40hp, 35mm DIN rail or panel mount, UL 508 rated. | Stock | 31 | 32
ML2-080-V-E03R | Merz rotary enclosed disconnect switch, load break capable, 3-pole, 600 VAC, 80A, 5kA SCCR, wall mount, UL 508 rated, 7.8 x 7.8 x 6.4in housing. | Stock | 118 | 123
ML3-125-V-A02 | Merz manual motor controller, open, 125A, 600 VAC, 3-pole, 50hp, 35mm DIN rail or panel mount, UL 508 rated. | Stock | 38.5 | 40
ML3-125-V-E03R | Merz rotary enclosed disconnect switch, load break capable, 3-pole, 600 VAC, 125A, 5kA SCCR, wall mount, UL 508 rated, 7.8 x 7.8 x 6.4in housing. | Stock | 135 | 140
MLA-3 | NITRA pneumatic valve manifold, aluminum, rectangular, 500 psi maximum operating pressure, (3) stations, (2) 1/2in female NPT inlet(s), (3) 1/4in female NPT outlet(s), standard hole spacing. | Stock | 22 | 24
MLA-5 | NITRA pneumatic valve manifold, aluminum, rectangular, 500 psi maximum operating pressure, (5) stations, (2) 1/2in female NPT inlet(s), (5) 1/4in female NPT outlet(s), standard hole spacing. | Stock | 32.5 | 35.5
ML-SKT-1 | Merz cover mounting screws, replacement. For use with Merz small size enclosed disconnects -E01R. | Stock | 3.75 | 4
ML-SKT-2 | Merz cover mounting screws, replacement. For use with Merz large size enclosed disconnects -E02R, -E03R, -E04R, -E05R. | Stock | 4.5 | 4.75
ML-SKT-3 | Merz screw kit, replacement. Mounting and hardware screws for shafts AL-165, AL-265, AL-365; shaft support ASB-AL265-365 and terminal shrouds HS3-ML1, HS3-ML2, HS3-ML3 included. | Stock | 3.25 | 3.5
ML-SKT-4 | Merz handle mounting screws, replacement. For use with Merz handles -H01R(B), -H02R(B), -H03R(B), -H04R(B), -H05R(B), -H06R(B), -H08R(B), -H09R(B) -H10R(B), -H11R(B), -H12R(B), -E01R, -E02R, -E03R, -E04R, -E05R. | Stock | 5.25 | 5.5
MM-4D | Koyo servo mount clamp. For use with Koyo TRD-MX series encoders. Mounting hardware included. | Stock | 6.75 | 7.75
MMC-H-131105 | IDEM safety switch set, non-contact coded magnetic, right exit mount, (2) N.C. safety output(s), (1) N.O. monitoring output(s), 316 stainless steel housing, 36 x 26mm, pigtail, 6.5ft/2m cable length. | Stock | 146 | 156
MMC-H-131106 | IDEM safety switch set, non-contact coded magnetic, right exit mount, (2) N.C. safety output(s), (1) N.O. monitoring output(s), 316 stainless steel housing, 36 x 26mm, pigtail, 16.4ft/5m cable length. | Stock | 154 | 164
MMC-H-131107 | IDEM safety switch set, non-contact coded magnetic, right exit mount, (2) N.C. safety output(s), (1) N.O. monitoring output(s), 316 stainless steel housing, 36 x 26mm, pigtail, 32.8ft/10m cable length. | Stock | 169 | 179
MMC-H-131108 | IDEM safety switch set, non-contact coded magnetic, right exit mount, (2) N.C. safety output(s), (1) N.O. monitoring output(s), 316 stainless steel housing, 36 x 26mm, 8-pin M12 quick-disconnect, 9.8in/250mm cable length. | Stock | 174 | 184
MMC-H-131117 | IDEM safety switch set, non-contact coded magnetic, left exit mount, (2) N.C. safety output(s), (1) N.O. monitoring output(s), 316 stainless steel housing, 36 x 26mm, pigtail, 6.5ft/2m cable length. | Stock | 146 | 156
MMC-H-131118 | IDEM safety switch set, non-contact coded magnetic, left exit mount, (2) N.C. safety output(s), (1) N.O. monitoring output(s), 316 stainless steel housing, 36 x 26mm, pigtail, 16.4ft/5m cable length. | Stock | 154 | 164
MMC-H-131119 | IDEM safety switch set, non-contact coded magnetic, left exit mount, (2) N.C. safety output(s), (1) N.O. monitoring output(s), 316 stainless steel housing, 36 x 26mm, pigtail, 32.8ft/10m cable length. | Stock | 169 | 179
MMC-H-131120 | IDEM safety switch set, non-contact coded magnetic, left exit mount, (2) N.C. safety output(s), (1) N.O. monitoring output(s), 316 stainless steel housing, 36 x 26mm, 8-pin M12 quick-disconnect, 9.8in/250mm cable length. | Stock | 174 | 184
MMR-H-131005 | IDEM safety switch set, non-contact magnetic, right exit mount, (2) N.C. safety output(s), (1) N.O. monitoring output(s), 316 stainless steel housing, 36 x 26mm, pigtail, 6.5ft/2m cable length. | Stock | 140 | 149
MMR-H-131006 | IDEM safety switch set, non-contact magnetic, right exit mount, (2) N.C. safety output(s), (1) N.O. monitoring output(s), 316 stainless steel housing, 36 x 26mm, pigtail, 16.4ft/5m cable length. | Stock | 147 | 157
MMR-H-131007 | IDEM safety switch set, non-contact magnetic, right exit mount, (2) N.C. safety output(s), (1) N.O. monitoring output(s), 316 stainless steel housing, 36 x 26mm, pigtail, 32.8ft/10m cable length. | Stock | 163 | 172
MMR-H-131008 | IDEM safety switch set, non-contact magnetic, right exit mount, (2) N.C. safety output(s), (1) N.O. monitoring output(s), 316 stainless steel housing, 36 x 26mm, 8-pin M12 quick-disconnect, 9.8in/250mm cable length. | Stock | 168 | 178
MMR-H-131013 | IDEM safety switch set, non-contact magnetic, left exit mount, (2) N.C. safety output(s), (1) N.O. monitoring output(s), 316 stainless steel housing, 36 x 26mm, pigtail, 6.5ft/2m cable length. | Stock | 140 | 149
MMR-H-131014 | IDEM safety switch set, non-contact magnetic, left exit mount, (2) N.C. safety output(s), (1) N.O. monitoring output(s), 316 stainless steel housing, 36 x 26mm, pigtail, 16.4ft/5m cable length. | Stock | 147 | 157
MMR-H-131015 | IDEM safety switch set, non-contact magnetic, left exit mount, (2) N.C. safety output(s), (1) N.O. monitoring output(s), 316 stainless steel housing, 36 x 26mm, pigtail, 32.8ft/10m cable length. | Stock | 163 | 172
MMR-H-131016 | IDEM safety switch set, non-contact magnetic, left exit mount, (2) N.C. safety output(s), (1) N.O. monitoring output(s), 316 stainless steel housing, 36 x 26mm, 8-pin M12 quick-disconnect, 9.8in/250mm cable length. | Stock | 168 | 178
MMW-AN-1H | AutomationDirect magnetic proximity sensor, tubular, 12mm diameter x 60mm body, 316L stainless steel housing, NPN, N.O. output, 60mm sensing distance, flush, 5 kHz switching frequency, IP65 IP67, 4-pin M12 quick-disconnect. | Stock | 55 | 59
MMW-AP-1H | AutomationDirect magnetic proximity sensor, tubular, 12mm diameter x 60mm body, 316L stainless steel housing, PNP, N.O. output, 60mm sensing distance, flush, 5 kHz switching frequency, IP65 IP67, 4-pin M12 quick-disconnect. | Stock | 55 | 59
MMW-CP-1H | AutomationDirect magnetic proximity sensor, tubular, 12mm diameter x 60mm body, 316L stainless steel housing, PNP, N.C. output, 60mm sensing distance, flush, 5 kHz switching frequency, IP65 IP67, 4-pin M12 quick-disconnect. | Stock | 55 | 59
MOL1 | Edison fuse, MOL series, Class Midget, fast-acting, 1A, 250 VAC, ferrule. Package of 10. Supplemental protection applications. | Stock | 21 | 22
MOL10 | Edison fuse, MOL series, Class Midget, fast-acting, 10A, 250 VAC, ferrule. Package of 10. Supplemental protection applications. | Stock | 17 | 17.5
MOL15 | Edison fuse, MOL series, Class Midget, fast-acting, 15A, 250 VAC, ferrule. Package of 10. Supplemental protection applications. | Stock | 19.75 | 20.5
MOL1-5 | Edison fuse, MOL series, Class Midget, fast-acting, 1.5A, 250 VAC, ferrule. Package of 10. Supplemental protection applications. Manufacturer part number: MOL1.5. | Stock | 27.5 | 28.5
MOL2 | Edison fuse, MOL series, Class Midget, fast-acting, 2A, 250 VAC, ferrule. Package of 10. Supplemental protection applications. | Stock | 21 | 22
MOL20 | Edison fuse, MOL series, Class Midget, fast-acting, 20A, 125 VAC, ferrule. Package of 10. Supplemental protection applications. | Stock | 26 | 27
MOL25 | Edison fuse, MOL series, Class Midget, fast-acting, 25A, 125 VAC, ferrule. Package of 10. Supplemental protection applications. | Stock | 26.5 | 27.5
MOL2-5 | Edison fuse, MOL series, Class Midget, fast-acting, 2.5A, 250 VAC, ferrule. Package of 10. Supplemental protection applications. Manufacturer part number: MOL2.5. | Stock | 27.5 | 28.5
MOL3 | Edison fuse, MOL series, Class Midget, fast-acting, 3A, 250 VAC, ferrule. Package of 10. Supplemental protection applications. | Stock | 21 | 22
MOL30 | Edison fuse, MOL series, Class Midget, fast-acting, 30A, 125 VAC, ferrule. Package of 10. Supplemental protection applications. | Stock | 24 | 25
MOL4 | Edison fuse, MOL series, Class Midget, fast-acting, 4A, 250 VAC, ferrule. Package of 10. Supplemental protection applications. | Stock | 27.5 | 28.5
MOL5 | Edison fuse, MOL series, Class Midget, fast-acting, 5A, 250 VAC, ferrule. Package of 10. Supplemental protection applications. | Stock | 21 | 22
MOL-5 | Edison fuse, MOL series, Class Midget, fast-acting, 0.5A, 250 VAC, ferrule. Package of 10. Supplemental protection applications. Manufacturer part number: MOL0.5. | Stock | 27.5 | 28.5
MOL6 | Edison fuse, MOL series, Class Midget, fast-acting, 6A, 250 VAC, ferrule. Package of 10. Supplemental protection applications. | Stock | 21 | 22
MOL8 | Edison fuse, MOL series, Class Midget, fast-acting, 8A, 250 VAC, ferrule. Package of 10. Supplemental protection applications. | Stock | 23 | 24
MOR05 | Comepi cable-pull cable clamp, zinc alloy. For use with cable-pull safety switches. | Stock | 1
MOSAIC-CSU | ReeR USB cable, 5.9ft/1.8m cable length, standard A plug to mini B plug. For use with MOSAIC-M1 and MOSAIC-M1S safety controllers. | Stock | 16.5
MOSAIC-M1 | ReeR MOSAIC master safety controller, 24 VDC, (8) digital safety input(s), (2) EDM/(re)start input(s), (2) pair OSSD safety output(s), (2) status monitoring output(s), pluggable screw terminals. | Stock | 323
MOSAIC-M1S | ReeR MOSAIC enhanced master safety controller, 24 VDC, (8) digital safety input(s), (4) Single or (2) pair OSSD safety output(s), (4) EDM/(re)start or output status configurable I/O, pluggable screw terminals. | Stock | 417
MOSAIC-MA4 | ReeR MOSAIC safety expansion module, 24 VDC, (4) analog safety input(s), pluggable screw terminals. For use with MOSAIC-M1S safety controller. | Stock | 417
MOSAIC-MBEI | ReeR MOSAIC communication communication module, EtherNet/IP, 1 port, (1) Ethernet (RJ45) port(s). For use with MOSAIC-M1 and MOSAIC-M1S safety controllers. Bus connector included. | Stock | 258
MOSAIC-MBEM | ReeR MOSAIC communication communication module, Modbus TCP, 1 port, (1) Ethernet (RJ45) port(s). For use with MOSAIC-M1 and MOSAIC-M1S safety controllers. Bus connector included. | Stock | 258
MOSAIC-MCM | ReeR MOSAIC proprietary memory card, for use with MOSAIC-M1 and MOSAIC-M1S safety controllers. | Stock | 33
MOSAIC-MI12T8 | ReeR MOSAIC safety expansion module, 24 VDC, (12) digital safety input(s), pluggable screw terminals. For use with MOSAIC-M1 and MOSAIC-M1S safety controllers. | Stock | 417
MOSAIC-MI16 | ReeR MOSAIC safety expansion module, 24 VDC, (16) digital safety input(s), pluggable screw terminals. For use with MOSAIC-M1 and MOSAIC-M1S safety controllers. | Stock | 211
MOSAIC-MI8 | ReeR MOSAIC safety expansion module, 24 VDC, (8) digital safety input(s), pluggable screw terminals. For use with MOSAIC-M1 and MOSAIC-M1S safety controllers. | Stock | 180
MOSAIC-MI8O2 | ReeR MOSAIC safety expansion module, 24 VDC, (8) digital safety input(s), (2) EDM/(re)start input(s), (2) pair OSSD safety output(s), (2) status monitoring output(s), pluggable screw terminals. For use with MOSAIC-M1 and MOSAIC-M1S safety controllers. | Stock | 233
MOSAIC-MI8O4 | ReeR MOSAIC safety expansion module, 24 VDC, (8) digital safety input(s), (4) Single or (2) pair OSSD safety output(s), (4) EDM/(re)start or output status configurable I/O, pluggable screw terminals. For use with MOSAIC-M1S safety controller. | Stock | 294
MOSAIC-MO2 | ReeR MOSAIC safety expansion module, 24 VDC, (2) EDM/(re)start input(s), (2) pair OSSD safety output(s), (2) status monitoring output(s), pluggable screw terminals. For use with MOSAIC-M1 and MOSAIC-M1S safety controllers. | Stock | 228
MOSAIC-MO4 | ReeR MOSAIC safety expansion module, 24 VDC, (4) EDM/(re)start input(s), (4) pair OSSD safety output(s), (4) status monitoring output(s), pluggable screw terminals. For use with MOSAIC-M1 and MOSAIC-M1S safety controllers. | Stock | 288
MOSAIC-MO4L | ReeR MOSAIC safety expansion module, 24 VDC, (4) Single or (2) pair OSSD safety output(s), (4) EDM/(re)start or output status configurable I/O, pluggable screw terminals. For use with MOSAIC-M1S safety controller. | Stock | 277
MOSAIC-MOR4 | ReeR MOSAIC safety expansion module, 24 VDC, (4) EDM/(re)start input(s), (4) N.O. safety output(s), pluggable screw terminals. For use with MOSAIC-M1 and MOSAIC-M1S safety controllers. | Stock | 305
MOSAIC-MOR4S8 | ReeR MOSAIC safety expansion module, 24 VDC, (4) EDM/(re)start input(s), (4) N.O. safety output(s), (8) status monitoring output(s), pluggable screw terminals. For use with MOSAIC-M1 and MOSAIC-M1S safety controllers. | Stock | 328
MOSAIC-MOS16 | ReeR MOSAIC status expansion module, 24 VDC, (16) status monitoring output(s), pluggable screw terminals. For use with MOSAIC-M1 and MOSAIC-M1S safety controllers. | Stock | 207
MOSAIC-MOS8 | ReeR MOSAIC status expansion module, 24 VDC, (8) status monitoring output(s), pluggable screw terminals. For use with MOSAIC-M1 and MOSAIC-M1S safety controllers. | Stock | 179
MOSAIC-MR2 | ReeR MOSAIC safety relay extension module, 24 VDC, (2) N.O. safety output(s), (1) N.C. monitoring output(s), pluggable screw terminals. | Stock | 129
MOSAIC-MR4 | ReeR MOSAIC safety relay extension module, 24 VDC, (4) N.O. safety output(s), (2) N.C. monitoring output(s), pluggable screw terminals. | Stock | 179
MOSAIC-MSC-C | ReeR MOSAIC bus connector, for use with MOSAIC-M1 and MOSAIC-M1S safety controllers. (2) end caps included. | Stock | 16.5
MOSAIC-MV0 | ReeR MOSAIC safety expansion module, 24 VDC, (2) proximity sensor input(s), pluggable screw terminals. For use with MOSAIC-M1 and MOSAIC-M1S safety controllers. | Stock | 277
MOSAIC-MV1H | ReeR MOSAIC safety expansion module, 24 VDC, (1) HTL incremental (push-pull) encoder input, (2) proximity sensor input(s), pluggable screw terminals. For use with MOSAIC-M1 and MOSAIC-M1S safety controllers. | Stock | 325
MOSAIC-MV1S | ReeR MOSAIC safety expansion module, 24 VDC, (1) SIN/COS incremental encoder input, (2) proximity sensor input(s), pluggable screw terminals. For use with MOSAIC-M1 and MOSAIC-M1S safety controllers. | Stock | 415
MOSAIC-MV1T | ReeR MOSAIC safety expansion module, 24 VDC, (1) TTL incremental (line driver) encoder input, (2) proximity sensor input(s), pluggable screw terminals. For use with MOSAIC-M1 and MOSAIC-M1S safety controllers. | Stock | 415
MOSAIC-MV2H | ReeR MOSAIC safety expansion module, 24 VDC, (2) HTL incremental (push-pull) encoder input, (2) proximity sensor input(s), pluggable screw terminals. For use with MOSAIC-M1 and MOSAIC-M1S safety controllers. | Stock | 369
MOSAIC-MV2S | ReeR MOSAIC safety expansion module, 24 VDC, (2) SIN/COS incremental encoder input, (2) proximity sensor input(s), pluggable screw terminals. For use with MOSAIC-M1 and MOSAIC-M1S safety controllers. | Stock | 541
MOSAIC-MV2T | ReeR MOSAIC safety expansion module, 24 VDC, (2) TTL incremental (line driver) encoder input, (2) proximity sensor input(s), pluggable screw terminals. For use with MOSAIC-M1 and MOSAIC-M1S safety controllers. | Stock | 541
MP-102C-R | Patlite LED signal tower, (1) tier, 30mm diameter, red, permanent light function, 24 VDC, NPN/PNP polarity, colored lens, 244mm body length, silver, 360 degree viewing angle, direct mount, IP65. | Stock | 86 | 89
MP-102-R | Patlite LED signal tower, (1) tier, 30mm diameter, red, permanent light function, 24 VAC/VDC, NPN/PNP polarity, colored lens, 220mm body length, silver, 360 degree viewing angle, direct mount, IP65. | Stock | 86 | 89
MP-102-RZ | Patlite LED signal tower, (1) tier, 30mm diameter, red, permanent light function, 24 VAC/VDC, NPN/PNP polarity, clear lens, 220mm body length, silver, 360 degree viewing angle, direct mount, IP65. | Stock | 92 | 96
MP-202C-RG | Patlite LED signal tower, (2) tiers, 30mm diameter, red/green, permanent light function, 24 VDC, NPN/PNP polarity, colored lens, 244mm body length, silver, 360 degree viewing angle, direct mount, IP65. | Stock | 118 | 123
MP-202-RG | Patlite LED signal tower, (2) tiers, 30mm diameter, red/green, permanent light function, 24 VAC/VDC, NPN/PNP polarity, colored lens, 220mm body length, silver, 360 degree viewing angle, direct mount, IP65. | Stock | 118 | 123
MP-202-RGZ | Patlite LED signal tower, (2) tiers, 30mm diameter, red/green, permanent light function, 24 VAC/VDC, NPN/PNP polarity, clear lens, 220mm body length, silver, 360 degree viewing angle, direct mount, IP65. | Stock | 118 | 123
MP-302C-RYG | Patlite LED signal tower, (3) tiers, 30mm diameter, red/amber/green, permanent light function, 24 VDC, NPN/PNP polarity, colored lens, 244mm body length, silver, 360 degree viewing angle, direct mount, IP65. | Stock | 145 | 151
MP-302-RYG | Patlite LED signal tower, (3) tiers, 30mm diameter, red/amber/green, permanent light function, 24 VAC/VDC, NPN/PNP polarity, colored lens, 220mm body length, silver, 360 degree viewing angle, direct mount, IP65. | Stock | 139 | 145
MP-302-RYGZ | Patlite LED signal tower, (3) tiers, 30mm diameter, red/amber/green, permanent light function, 24 VAC/VDC, NPN/PNP polarity, clear lens, 220mm body length, silver, 360 degree viewing angle, direct mount, IP65. | Stock | 150 | 156
MP-402-RYGB | Patlite LED signal tower, (4) tiers, 30mm diameter, red/amber/green/blue, permanent light function, 24 VAC/VDC, NPN/PNP polarity, colored lens, 220mm body length, silver, 360 degree viewing angle, direct mount, IP65. | Stock | 168 | 175
MP-402-RYGBZ | Patlite LED signal tower, (4) tiers, 30mm diameter, red/amber/green/blue, permanent light function, 24 VAC/VDC, NPN/PNP polarity, clear lens, 220mm body length, silver, 360 degree viewing angle, direct mount, IP65. | Stock | 172 | 179
MP61 | Southwire crimping pliers, for cutting cables, cutting copper and brass screws, stripping wire, and crimping insulated and non-insulated terminals and connectors, beveled cutting edges, 9in overall length, comfort grip handles. | Stock | 22.75 | 23.5
MP-B | Patlite buzzer element, magnetic sounder, 80 dB at 1m, 3 kHz tone frequency, continuous tone(s), 24 VAC/VDC, ABS plastic housing, silver, IP65. For use with MP and MPS series signal towers. | Stock | 63 | 66
MPB1 | Hammond pushbutton enclosure, 1 hole, 22mm, NEMA 12/13, 4 x 3 x 4in (HxWxD), wall mount, carbon steel, ANSI 61 gray, powder coat finish, screw cover. | Stock | 65 | 69
MPB12 | Hammond pushbutton enclosure, 12 holes, 22mm, NEMA 12/13, 11 x 7 x 4.5in (HxWxD), wall mount, carbon steel, ANSI 61 gray, powder coat finish, screw cover. | Stock | 141 | 151
MPB12LG | Hammond pushbutton enclosure, 12 holes, 22mm, NEMA 12/13, 11 x 7 x 4in (HxWxD), 11 x 7 x 4inmm (HxWxD), wall mount, carbon steel, RAL 7035 light gray, powder coat finish, screw cover. | from vendor up to 15 business days | 141 | 151
MPB1LG | Hammond pushbutton enclosure, 1 hole, 22mm, NEMA 12/13, 4 x 3 x 4in (HxWxD), 4 x 3 x 4inmm (HxWxD), wall mount, carbon steel, RAL 7035 light gray, powder coat finish, screw cover. | Stock | 65 | 69
MPB2 | Hammond pushbutton enclosure, 2 holes, 22mm, NEMA 12/13, 6 x 3 x 4in (HxWxD), wall mount, carbon steel, ANSI 61 gray, powder coat finish, screw cover. | Stock | 73 | 79
MPB2LG | Hammond pushbutton enclosure, 2 holes, 22mm, NEMA 12/13, 5 x 3 x 4in (HxWxD), 5 x 3 x 4inmm (HxWxD), wall mount, carbon steel, RAL 7035 light gray, powder coat finish, screw cover. | Stock | 73 | 79
MPB3 | Hammond pushbutton enclosure, 3 holes, 22mm, NEMA 12/13, 7 x 3 x 4in (HxWxD), wall mount, carbon steel, ANSI 61 gray, powder coat finish, screw cover. | Stock | 82 | 88
MPB3LG | Hammond pushbutton enclosure, 3 holes, 22mm, NEMA 12/13, 7 x 3 x 4in (HxWxD), 7 x 3 x 4inmm (HxWxD), wall mount, carbon steel, RAL 7035 light gray, powder coat finish, screw cover. | Stock | 82 | 88
MPB4 | Hammond pushbutton enclosure, 4 holes, 22mm, NEMA 12/13, 9 x 3 x 4in (HxWxD), wall mount, carbon steel, ANSI 61 gray, powder coat finish, screw cover. | Stock | 90 | 97
MPB4LG | Hammond pushbutton enclosure, 4 holes, 22mm, NEMA 12/13, 9 x 3 x 4in (HxWxD), 9 x 3 x 4inmm (HxWxD), wall mount, carbon steel, RAL 7035 light gray, powder coat finish, screw cover. | Stock | 90 | 97
MPB6 | Hammond pushbutton enclosure, 6 holes, 22mm, NEMA 12/13, 9 x 5 x 4.5in (HxWxD), wall mount, carbon steel, ANSI 61 gray, powder coat finish, screw cover. | Stock | 115 | 123
MPB6LG | Hammond pushbutton enclosure, 6 holes, 22mm, NEMA 12/13, 9 x 5 x 4in (HxWxD), 9 x 5 x 4inmm (HxWxD), wall mount, carbon steel, RAL 7035 light gray, powder coat finish, screw cover. | Stock | 115 | 123
MPB9 | Hammond pushbutton enclosure, 9 holes, 22mm, NEMA 12/13, 9 x 7 x 4.5in (HxWxD), wall mount, carbon steel, ANSI 61 gray, powder coat finish, screw cover. | Stock | 127 | 136
MPB9LG | Hammond pushbutton enclosure, 9 holes, 22mm, NEMA 12/13, 9 x 7 x 4in (HxWxD), 9 x 7 x 4inmm (HxWxD), wall mount, carbon steel, RAL 7035 light gray, powder coat finish, screw cover. | from vendor up to 15 business days | 127 | 136
MPC-114105 | IDEM safety switch set, non-contact coded magnetic, right exit mount, (2) N.C. safety output(s), (1) N.O. monitoring output(s), plastic housing, 36 x 26mm, pigtail, 6.5ft/2m cable length. | Stock | 86 | 93
MPC-114106 | IDEM safety switch set, non-contact coded magnetic, right exit mount, (2) N.C. safety output(s), (1) N.O. monitoring output(s), plastic housing, 36 x 26mm, pigtail, 16.4ft/5m cable length. | Stock | 94 | 102
MPC-114107 | IDEM safety switch set, non-contact coded magnetic, right exit mount, (2) N.C. safety output(s), (1) N.O. monitoring output(s), plastic housing, 36 x 26mm, pigtail, 32.8ft/10m cable length. | Stock | 108 | 116
MPC-114108 | IDEM safety switch set, non-contact coded magnetic, right exit mount, (2) N.C. safety output(s), (1) N.O. monitoring output(s), plastic housing, 36 x 26mm, 8-pin M12 quick-disconnect, 9.8in/250mm cable length. | Stock | 115 | 122
MPC-114113 | IDEM safety switch set, non-contact coded magnetic, left exit mount, (2) N.C. safety output(s), (1) N.O. monitoring output(s), plastic housing, 36 x 26mm, pigtail, 6.5ft/2m cable length. | Stock | 86 | 93
MPC-114114 | IDEM safety switch set, non-contact coded magnetic, left exit mount, (2) N.C. safety output(s), (1) N.O. monitoring output(s), plastic housing, 36 x 26mm, pigtail, 16.4ft/5m cable length. | Stock | 94 | 102
MPC-114115 | IDEM safety switch set, non-contact coded magnetic, left exit mount, (2) N.C. safety output(s), (1) N.O. monitoring output(s), plastic housing, 36 x 26mm, pigtail, 32.8ft/10m cable length. | Stock | 108 | 116
MPC-114116 | IDEM safety switch set, non-contact coded magnetic, left exit mount, (2) N.C. safety output(s), (1) N.O. monitoring output(s), plastic housing, 36 x 26mm, 8-pin M12 quick-disconnect, 9.8in/250mm cable length. | Stock | 115 | 122
MPR-114005 | IDEM safety switch set, non-contact magnetic, right exit mount, (2) N.C. safety output(s), (1) N.O. monitoring output(s), plastic housing, 36 x 26mm, pigtail, 6.5ft/2m cable length. | Stock | 82 | 81
MPR-114006 | IDEM safety switch set, non-contact magnetic, right exit mount, (2) N.C. safety output(s), (1) N.O. monitoring output(s), plastic housing, 36 x 26mm, pigtail, 16.4ft/5m cable length. | Stock | 88 | 90
MPR-114007 | IDEM safety switch set, non-contact magnetic, right exit mount, (2) N.C. safety output(s), (1) N.O. monitoring output(s), plastic housing, 36 x 26mm, pigtail, 32.8ft/10m cable length. | Stock | 102 | 104
MPR-114008 | IDEM safety switch set, non-contact magnetic, right exit mount, (2) N.C. safety output(s), (1) N.O. monitoring output(s), plastic housing, 36 x 26mm, 8-pin M12 quick-disconnect, 9.8in/250mm cable length. | Stock | 103 | 110
MPR-114013 | IDEM safety switch set, non-contact magnetic, left exit mount, (2) N.C. safety output(s), (1) N.O. monitoring output(s), plastic housing, 36 x 26mm, pigtail, 6.5ft/2m cable length. | Stock | 82 | 81
MPR-114014 | IDEM safety switch set, non-contact magnetic, left exit mount, (2) N.C. safety output(s), (1) N.O. monitoring output(s), plastic housing, 36 x 26mm, pigtail, 16.4ft/5m cable length. | Stock | 88 | 90
MPR-114015 | IDEM safety switch set, non-contact magnetic, left exit mount, (2) N.C. safety output(s), (1) N.O. monitoring output(s), plastic housing, 36 x 26mm, pigtail, 32.8ft/10m cable length. | Stock | 102 | 104
MPR-114016 | IDEM safety switch set, non-contact magnetic, left exit mount, (2) N.C. safety output(s), (1) N.O. monitoring output(s), plastic housing, 36 x 26mm, 8-pin M12 quick-disconnect, 9.8in/250mm cable length. | Stock | 103 | 110
MPS-102C-R | Patlite LED signal tower, (1) tier, 30mm diameter, red, permanent light function, 24 VDC, NPN/PNP polarity, colored lens, 68mm body length, silver, 360 degree viewing angle, direct mount, IP65. | Stock | 86 | 89
MPS-102-R | Patlite LED signal tower, (1) tier, 30mm diameter, red, permanent light function, 24 VAC/VDC, NPN/PNP polarity, colored lens, 45mm body length, silver, 360 degree viewing angle, direct mount, IP65. | Stock | 86 | 89
MPS-102-RZ | Patlite LED signal tower, (1) tier, 30mm diameter, red, permanent light function, 24 VAC/VDC, NPN/PNP polarity, clear lens, 45mm body length, silver, 360 degree viewing angle, direct mount, IP65. | Stock | 86 | 89
MPS-202C-RG | Patlite LED signal tower, (2) tiers, 30mm diameter, red/green, permanent light function, 24 VDC, NPN/PNP polarity, colored lens, 68mm body length, silver, 360 degree viewing angle, direct mount, IP65. | Stock | 106 | 110
MPS-202-RG | Patlite LED signal tower, (2) tiers, 30mm diameter, red/green, permanent light function, 24 VAC/VDC, NPN/PNP polarity, colored lens, 45mm body length, silver, 360 degree viewing angle, direct mount, IP65. | Stock | 112 | 116
MPS-202-RGZ | Patlite LED signal tower, (2) tiers, 30mm diameter, red/green, permanent light function, 24 VAC/VDC, NPN/PNP polarity, clear lens, 45mm body length, silver, 360 degree viewing angle, direct mount, IP65. | Stock | 116 | 121
MPS25-1C-D100A | ProSense mechanical pressure switch, 10 to 100 psig set point, 316 stainless steel welded diaphragm sensing element, SPDT 3A, 1/4in male NPT process connection, 1/2in male NPT conduit connection with 6ft cable. | Stock | 106 | 110
MPS25-1C-D100D | ProSense mechanical pressure switch, 10 to 100 psig set point, 316 stainless steel welded diaphragm sensing element, SPDT 3A, 1/4in male NPT process connection, DIN 175301-803C L-connector. | Stock | 99 | 103
MPS25-1C-D30A | ProSense mechanical pressure switch, 6 to 30 psig set point, 316 stainless steel welded diaphragm sensing element, SPDT 3A, 1/4in male NPT process connection, 1/2in male NPT conduit connection with 6ft cable. | Stock | 106 | 110
MPS25-1C-D30D | ProSense mechanical pressure switch, 6 to 30 psig set point, 316 stainless steel welded diaphragm sensing element, SPDT 3A, 1/4in male NPT process connection, DIN 175301-803C L-connector. | Stock | 99 | 103
MPS25-1C-D60A | ProSense mechanical pressure switch, 8 to 60 psig set point, 316 stainless steel welded diaphragm sensing element, SPDT 3A, 1/4in male NPT process connection, 1/2in male NPT conduit connection with 6ft cable. | Stock | 106 | 110
MPS25-1C-D60D | ProSense mechanical pressure switch, 8 to 60 psig set point, 316 stainless steel welded diaphragm sensing element, SPDT 3A, 1/4in male NPT process connection, DIN 175301-803C L-connector. | Stock | 99 | 103
MPS25-1C-DV15A | ProSense mechanical pressure switch, -15 to 15 psig set point, 316 stainless steel welded diaphragm sensing element, SPDT 3A, 1/4in male NPT process connection, 1/2in male NPT conduit connection with 6ft cable. | Stock | 106 | 110
MPS25-1C-DV15D | ProSense mechanical pressure switch, -15 to 15 psig set point, 316 stainless steel welded diaphragm sensing element, SPDT 3A, 1/4in male NPT process connection, DIN 175301-803C L-connector. | Stock | 99 | 103
MPS25-1C-P1000A | ProSense mechanical pressure switch, 100 to 1000 psig set point, 316 stainless steel piston sensing element, Buna-N O-ring seal(s), SPDT 3A, 1/4in male NPT process connection, 1/2in male NPT conduit connection with 6ft cable. | Stock | 106 | 110
MPS25-1C-P1000D | ProSense mechanical pressure switch, 100 to 1000 psig set point, 316 stainless steel piston sensing element, Buna-N O-ring seal(s), SPDT 3A, 1/4in male NPT process connection, DIN 175301-803C L-connector. | Stock | 99 | 103
MPS25-1C-P2000A | ProSense mechanical pressure switch, 200 to 2000 psig set point, 316 stainless steel piston sensing element, Buna-N O-ring seal(s), SPDT 3A, 1/4in male NPT process connection, 1/2in male NPT conduit connection with 6ft cable. | Stock | 106 | 110
MPS25-1C-P2000D | ProSense mechanical pressure switch, 200 to 2000 psig set point, 316 stainless steel piston sensing element, Buna-N O-ring seal(s), SPDT 3A, 1/4in male NPT process connection, DIN 175301-803C L-connector. | Stock | 99 | 103
MPS25-1C-P200A | ProSense mechanical pressure switch, 40 to 200 psig set point, 316 stainless steel piston sensing element, Buna-N O-ring seal(s), SPDT 3A, 1/4in male NPT process connection, 1/2in male NPT conduit connection with 6ft cable. | Stock | 106 | 110
MPS25-1C-P200D | ProSense mechanical pressure switch, 40 to 200 psig set point, 316 stainless steel piston sensing element, Buna-N O-ring seal(s), SPDT 3A, 1/4in male NPT process connection, DIN 175301-803C L-connector. | Stock | 99 | 103
MPS25-1C-P5000A | ProSense mechanical pressure switch, 500 to 5000 psig set point, 316 stainless steel piston sensing element, Buna-N O-ring seal(s), SPDT 3A, 1/4in male NPT process connection, 1/2in male NPT conduit connection with 6ft cable. | Stock | 106 | 110
MPS25-1C-P5000D | ProSense mechanical pressure switch, 500 to 5000 psig set point, 316 stainless steel piston sensing element, Buna-N O-ring seal(s), SPDT 3A, 1/4in male NPT process connection, DIN 175301-803C L-connector. | Stock | 99 | 103
MPS25-1C-P500A | ProSense mechanical pressure switch, 50 to 500 psig set point, 316 stainless steel piston sensing element, Buna-N O-ring seal(s), SPDT 3A, 1/4in male NPT process connection, 1/2in male NPT conduit connection with 6ft cable. | Stock | 106 | 110
MPS25-1C-P500D | ProSense mechanical pressure switch, 50 to 500 psig set point, 316 stainless steel piston sensing element, Buna-N O-ring seal(s), SPDT 3A, 1/4in male NPT process connection, DIN 175301-803C L-connector. | Stock | 99 | 103
MPS25-1C-P7500A | ProSense mechanical pressure switch, 750 to 7500 psig set point, 316 stainless steel piston sensing element, Buna-N O-ring seal(s), SPDT 3A, 1/4in male NPT process connection, 1/2in male NPT conduit connection with 6ft cable. | Stock | 106 | 110
MPS25-1C-P7500D | ProSense mechanical pressure switch, 750 to 7500 psig set point, 316 stainless steel piston sensing element, Buna-N O-ring seal(s), SPDT 3A, 1/4in male NPT process connection, DIN 175301-803C L-connector. | Stock | 99 | 103
MPS-302C-RYG | Patlite LED signal tower, (3) tiers, 30mm diameter, red/amber/green, permanent light function, 24 VDC, NPN/PNP polarity, colored lens, 68mm body length, silver, 360 degree viewing angle, direct mount, IP65. | Stock | 139 | 145
MPS-302-RYG | Patlite LED signal tower, (3) tiers, 30mm diameter, red/amber/green, permanent light function, 24 VAC/VDC, NPN/PNP polarity, colored lens, 45mm body length, silver, 360 degree viewing angle, direct mount, IP65. | Stock | 140 | 146
MPS-302-RYGZ | Patlite LED signal tower, (3) tiers, 30mm diameter, red/amber/green, permanent light function, 24 VAC/VDC, NPN/PNP polarity, clear lens, 45mm body length, silver, 360 degree viewing angle, direct mount, IP65. | Stock | 144 | 150
MPS-402-RYGB | Patlite LED signal tower, (4) tiers, 30mm diameter, red/amber/green/blue, permanent light function, 24 VAC/VDC, NPN/PNP polarity, colored lens, 45mm body length, silver, 360 degree viewing angle, direct mount, IP65. | Stock | 166 | 173
MPS-402-RYGBZ | Patlite LED signal tower, (4) tiers, 30mm diameter, red/amber/green/blue, permanent light function, 24 VAC/VDC, NPN/PNP polarity, clear lens, 45mm body length, silver, 360 degree viewing angle, direct mount, IP65. | Stock | 170 | 177
MPW40-3-D016 | WEG Electric manual motor protector, rotary, 1.6A, thermal overload, 1.0-1.6A adjustable, 20.8A instantaneous trip rating, open, 45mm frame. | Stock | 51 | 54
MPW40-3-D025 | WEG Electric manual motor protector, rotary, 2.5A, thermal overload, 1.6-2.5A adjustable, 32.5A instantaneous trip rating, open, 45mm frame. | Stock | 51 | 54
MPW40-3-D063 | WEG Electric manual motor protector, rotary, 6.3A, thermal overload, 4.0-6.3A Adjustable, 82A instantaneous trip rating, open, 45mm frame. | Stock | 51 | 54
MPW40-3-U001 | WEG Electric manual motor protector, rotary, 1A, thermal overload, 0.63-1.0A adjustable, 13A instantaneous trip rating, open, 45mm frame. | Stock | 51 | 54
MPW40-3-U004 | WEG Electric manual motor protector, rotary, 4A, thermal overload, 2.5-4.0A adjustable, 52A instantaneous trip rating, open, 45mm frame. | Stock | 51 | 54
MPW40-3-U010 | WEG Electric manual motor protector, rotary, 10A, thermal overload, 6.3-10.0A adjustable, 130A instantaneous trip rating, open, 45mm frame. | Stock | 51 | 54
MPW40-3-U016 | WEG Electric manual motor protector, rotary, 16A, thermal overload, 10.0-16.0A adjustable, 208A instantaneous trip rating, open, 45mm frame. | Stock | 54 | 57
MPW40-3-U020 | WEG Electric manual motor protector, rotary, 20A, thermal overload, 16.0-20.0A adjustable, 260A instantaneous trip rating, open, 45mm frame. | Stock | 59 | 62
MPW40-3-U025 | WEG Electric manual motor protector, rotary, 25A, thermal overload, 20.0-25.0A adjustable, 325A instantaneous trip rating, open, 45mm frame. | Stock | 70 | 74
MPW40-3-U032 | WEG Electric manual motor protector, rotary, 32A, thermal overload, 25.0-32.0A adjustable, 416A instantaneous trip rating, open, 45mm frame. | Stock | 75 | 79
MQ0-00-0E | AutomationDirect photoelectric sensor, tubular, threaded, plastic, diffuse with background suppression, 50mm sensing distance, selectable light-on/dark-on, 25 Hz switching frequency, 4-pin M12 quick-disconnect. | Stock | 63 | 66
MQ1-00-0E | AutomationDirect photoelectric sensor, tubular, threaded, plastic, diffuse with background suppression, 100mm sensing distance, selectable light-on/dark-on, 25 Hz switching frequency, 4-pin M12 quick-disconnect. | Stock | 63 | 66
MR1008HLL | AttaBox MachoBox series enclosure, NEMA 1/3R/4X/6P/12, 10 x 8 x 6in (HxWxD), wall mount, fiberglass reinforced polyester, gray, raised single-door, (2) twist-lock latches. | Stock | 156 | 184
MR1008HPL | AttaBox MachoBox series enclosure, NEMA 1/3R/4X/6P/12, 10 x 8 x 6in (HxWxD), wall mount, fiberglass reinforced polyester, gray, raised single-door, (2) quick-release latches, padlock hasp and staple. | Stock | 152 | 179
MR1008HW | AttaBox MachoBox series enclosure, NEMA 1/3R/4X/6P/12, 10 x 8 x 6in (HxWxD), wall mount, fiberglass reinforced polyester, gray, raised hinged screw cover. | Stock | 137 | 161
MR1008W | AttaBox MachoBox series enclosure, NEMA 1/3R/4X/6P/12, 10 x 8 x 6in (HxWxD), wall mount, fiberglass reinforced polyester, gray, raised screw cover. | Stock | 122 | 144
MR1210HLL | AttaBox MachoBox series enclosure, NEMA 1/3R/4X/6P/12, 12 x 10 x 6in (HxWxD), wall mount, fiberglass reinforced polyester, gray, raised single-door, (2) twist-lock latches. | Stock | 181 | 213
MR1210HPL | AttaBox MachoBox series enclosure, NEMA 1/3R/4X/6P/12, 12 x 10 x 6in (HxWxD), wall mount, fiberglass reinforced polyester, gray, raised single-door, (2) quick-release latches, padlock hasp and staple. | Stock | 175 | 207
MR1210HW | AttaBox MachoBox series enclosure, NEMA 1/3R/4X/6P/12, 12 x 10 x 6in (HxWxD), wall mount, fiberglass reinforced polyester, gray, raised hinged screw cover. | Stock | 158 | 186
MR1210W | AttaBox MachoBox series enclosure, NEMA 1/3R/4X/6P/12, 12 x 10 x 6in (HxWxD), wall mount, fiberglass reinforced polyester, gray, raised screw cover. | from vendor up to 5 business days | 151 | 177
MR1412HLL | AttaBox MachoBox series enclosure, NEMA 1/3R/4X/6P/12, 14 x 12 x 7in (HxWxD), wall mount, fiberglass reinforced polyester, gray, raised single-door, (2) twist-lock latches. | Stock | 225 | 265
MR1412HPL | AttaBox MachoBox series enclosure, NEMA 1/3R/4X/6P/12, 14 x 12 x 7in (HxWxD), wall mount, fiberglass reinforced polyester, gray, raised single-door, (2) quick-release latches, padlock hasp and staple. | Stock | 218 | 257
MR1412HW | AttaBox MachoBox series enclosure, NEMA 1/3R/4X/6P/12, 14 x 12 x 7in (HxWxD), wall mount, fiberglass reinforced polyester, gray, raised hinged screw cover. | Stock | 176 | 207
MR1412W | AttaBox MachoBox series enclosure, NEMA 1/3R/4X/6P/12, 14 x 12 x 7in (HxWxD), wall mount, fiberglass reinforced polyester, gray, raised screw cover. | from vendor up to 5 business days | 164 | 193
MR1614HLL | AttaBox MachoBox series enclosure, NEMA 1/3R/4X/6P/12, 16 x 14 x 7in (HxWxD), wall mount, fiberglass reinforced polyester, gray, raised single-door, (2) twist-lock latches. | Stock | 238 | 280
MR1614HPL | AttaBox MachoBox series enclosure, NEMA 1/3R/4X/6P/12, 16 x 14 x 7in (HxWxD), wall mount, fiberglass reinforced polyester, gray, raised single-door, (2) quick-release latches, padlock hasp and staple. | Stock | 231 | 272
MR1614HW | AttaBox MachoBox series enclosure, NEMA 1/3R/4X/6P/12, 16 x 14 x 7in (HxWxD), wall mount, fiberglass reinforced polyester, gray, raised hinged screw cover. | Stock | 206 | 243
MR1614W | AttaBox MachoBox series enclosure, NEMA 1/3R/4X/6P/12, 16 x 14 x 7in (HxWxD), wall mount, fiberglass reinforced polyester, gray, raised screw cover. | Stock | 194 | 229
MR1816HLL | AttaBox MachoBox series enclosure, NEMA 1/3R/4X/6P/12, 18 x 16 x 10in (HxWxD), wall mount, fiberglass reinforced polyester, gray, raised single-door, (2) twist-lock latches. | Stock | 309 | 364
MR1816HPL | AttaBox MachoBox series enclosure, NEMA 1/3R/4X/6P/12, 18 x 16 x 10in (HxWxD), wall mount, fiberglass reinforced polyester, gray, raised single-door, (2) quick-release latches, padlock hasp and staple. | Stock | 301 | 354
MR1816HW | AttaBox MachoBox series enclosure, NEMA 1/3R/4X/6P/12, 18 x 16 x 10in (HxWxD), wall mount, fiberglass reinforced polyester, gray, raised hinged screw cover. | Stock | 268 | 315
MR2016HLL | AttaBox MachoBox series enclosure, NEMA 1/3R/4X/6P/12, 20 x 16 x 10in (HxWxD), wall mount, fiberglass reinforced polyester, gray, raised single-door, (2) twist-lock latches. | Stock | 534 | 629
MR2016HPL | AttaBox MachoBox series enclosure, NEMA 1/3R/4X/6P/12, 20 x 16 x 10in (HxWxD), wall mount, fiberglass reinforced polyester, gray, raised single-door, (2) quick-release latches, padlock hasp and staple. | Stock | 494 | 582
MR2016HW | AttaBox MachoBox series enclosure, NEMA 1/3R/4X/6P/12, 20 x 16 x 10in (HxWxD), wall mount, fiberglass reinforced polyester, gray, raised hinged screw cover. | from vendor up to 5 business days | 475 | 559
MR3-AD | AutomationDirect box type wiring lug, line or load mount, 1 openings, #5 AWG-4/0 wire(s). For use with GH15NT or GH15PT series contactors or RTD180 series overloads. Integral cover included. | Stock | 14.5 | 15
MR604HLL | AttaBox MachoBox series enclosure, NEMA 1/3R/4X/6P/12, 6 x 4 x 5in (HxWxD), wall mount, fiberglass reinforced polyester, gray, raised single-door, (1) twist-lock latch. | Stock | 137 | 162
MR604HPL | AttaBox MachoBox series enclosure, NEMA 1/3R/4X/6P/12, 6 x 4 x 5in (HxWxD), wall mount, fiberglass reinforced polyester, gray, raised single-door, (1) quick-release latch, padlock hasp and staple. | Stock | 133 | 157
MR604HW | AttaBox MachoBox series enclosure, NEMA 1/3R/4X/6P/12, 6 x 4 x 5in (HxWxD), wall mount, fiberglass reinforced polyester, gray, raised hinged screw cover. | from vendor up to 15 business days | 98 | 115
MR604W | AttaBox MachoBox series enclosure, NEMA 1/3R/4X/6P/12, 6 x 4 x 5in (HxWxD), wall mount, fiberglass reinforced polyester, gray, raised screw cover. | from vendor up to 15 business days | 91 | 107
MR606HLL | AttaBox MachoBox series enclosure, NEMA 1/3R/4X/6P/12, 6 x 6 x 6in (HxWxD), wall mount, fiberglass reinforced polyester, gray, raised single-door, (1) twist-lock latch. | Stock | 143 | 168
MR606HPL | AttaBox MachoBox series enclosure, NEMA 1/3R/4X/6P/12, 6 x 6 x 6in (HxWxD), wall mount, fiberglass reinforced polyester, gray, raised single-door, (1) quick-release latch, padlock hasp and staple. | Stock | 139 | 163
MR606HW | AttaBox MachoBox series enclosure, NEMA 1/3R/4X/6P/12, 6 x 6 x 6in (HxWxD), wall mount, fiberglass reinforced polyester, gray, raised hinged screw cover. | from vendor up to 15 business days | 109 | 129
MR606W | AttaBox MachoBox series enclosure, NEMA 1/3R/4X/6P/12, 6 x 6 x 6in (HxWxD), wall mount, fiberglass reinforced polyester, gray, raised screw cover. | from vendor up to 5 business days | 98 | 115
MR806HLL | AttaBox MachoBox series enclosure, NEMA 1/3R/4X/6P/12, 8 x 6 x 6in (HxWxD), wall mount, fiberglass reinforced polyester, gray, raised single-door, (1) twist-lock latch. | Stock | 144 | 170
MR806HPL | AttaBox MachoBox series enclosure, NEMA 1/3R/4X/6P/12, 8 x 6 x 6in (HxWxD), wall mount, fiberglass reinforced polyester, gray, raised single-door, (1) quick-release latch, padlock hasp and staple. | Stock | 140 | 165
MR806HW | AttaBox MachoBox series enclosure, NEMA 1/3R/4X/6P/12, 8 x 6 x 6in (HxWxD), wall mount, fiberglass reinforced polyester, gray, raised hinged screw cover. | Stock | 115 | 136
MR806W | AttaBox MachoBox series enclosure, NEMA 1/3R/4X/6P/12, 8 x 6 x 6in (HxWxD), wall mount, fiberglass reinforced polyester, gray, raised screw cover. | Stock | 109 | 129
MR808HPL | AttaBox MachoBox series enclosure, NEMA 1/3R/4X/6P/12, 8 x 8 x 6in (HxWxD), wall mount, fiberglass reinforced polyester, gray, raised single-door, (1) quick-release latch, padlock hasp and staple. | Stock | 146 | 172
MRA-10BA | NITRA pneumatic valve manifold, aluminum, rectangular, 1000 psi maximum operating pressure, (10) stations, (1) 1/8in female NPT inlet(s), (10) #10-32 female threaded outlet(s), standard hole spacing. | Stock | 13.5 | 14
MRA-10BA-180 | NITRA pneumatic valve manifold, aluminum, rectangular, 1000 psi maximum operating pressure, (10) stations, (1) 1/8in female NPT inlet(s), (20) #10-32 female threaded outlet(s), 180-degree orientation, standard hole spacing. | Stock | 16.5 | 17
MRA-10CB | NITRA pneumatic valve manifold, aluminum, rectangular, 1000 psi maximum operating pressure, (10) stations, (2) 1/4in female NPT inlet(s), (10) 1/8in female NPT outlet(s), standard hole spacing. | Stock | 17 | 17.5
MRA-10DC | NITRA pneumatic valve manifold, aluminum, rectangular, 1000 psi maximum operating pressure, (10) stations, (2) 3/8in female NPT inlet(s), (10) 1/4in female NPT outlet(s), standard hole spacing. | Stock | 17.5 | 18
MRA-10DC-90 | NITRA pneumatic valve manifold, aluminum, rectangular, 1000 psi maximum operating pressure, (10) stations, (2) 3/8in female NPT inlet(s), (20) 1/4in female NPT outlet(s), 90-degree orientation, standard hole spacing. | Stock | 28 | 29
MRA-10DC-W | NITRA pneumatic valve manifold, aluminum, rectangular, 1000 psi maximum operating pressure, (10) stations, (2) 3/8in female NPT inlet(s), (10) 1/4in female NPT outlet(s), wide hole spacing. | Stock | 21.5 | 22.5
MRA-10ED | NITRA pneumatic valve manifold, aluminum, rectangular, 1000 psi maximum operating pressure, (10) stations, (2) 1/2in female NPT inlet(s), (10) 3/8in female NPT outlet(s), standard hole spacing. | Stock | 31 | 32
MRA-10ED-90 | NITRA pneumatic valve manifold, aluminum, rectangular, 1000 psi maximum operating pressure, (10) stations, (2) 1/2in female NPT inlet(s), (20) 3/8in female NPT outlet(s), 90-degree orientation, standard hole spacing. | Stock | 41.5 | 43
MRA-10FD | NITRA pneumatic valve manifold, aluminum, rectangular, 1000 psi maximum operating pressure, (10) stations, (2) 3/4in female NPT inlet(s), (10) 3/8in female NPT outlet(s), standard hole spacing. | Stock | 41.5 | 43
MRA-2CB | NITRA pneumatic valve manifold, aluminum, rectangular, 1000 psi maximum operating pressure, (2) stations, (2) 1/4in female NPT inlet(s), (2) 1/8in female NPT outlet(s), standard hole spacing. | Stock | 10 | 10.5
MRA-2CB-90 | NITRA pneumatic valve manifold, aluminum, rectangular, 1000 psi maximum operating pressure, (2) stations, (2) 1/4in female NPT inlet(s), (4) 1/8in female NPT outlet(s), 90-degree orientation, standard hole spacing. | Stock | 16.5 | 17
MRA-2CB-W | NITRA pneumatic valve manifold, aluminum, rectangular, 1000 psi maximum operating pressure, (2) stations, (2) 1/4in female NPT inlet(s), (2) 1/8in female NPT outlet(s), wide hole spacing. | Stock | 12.5 | 13
MRA-2DC | NITRA pneumatic valve manifold, aluminum, rectangular, 1000 psi maximum operating pressure, (2) stations, (2) 3/8in female NPT inlet(s), (2) 1/4in female NPT outlet(s), standard hole spacing. | Stock | 10 | 10.5
MRA-2DC-90 | NITRA pneumatic valve manifold, aluminum, rectangular, 1000 psi maximum operating pressure, (2) stations, (2) 3/8in female NPT inlet(s), (4) 1/4in female NPT outlet(s), 90-degree orientation, standard hole spacing. | Stock | 16.5 | 17
MRA-2DC-W | NITRA pneumatic valve manifold, aluminum, rectangular, 1000 psi maximum operating pressure, (2) stations, (2) 3/8in female NPT inlet(s), (2) 1/4in female NPT outlet(s), wide hole spacing. | Stock | 12.5 | 13
MRA-2ED | NITRA pneumatic valve manifold, aluminum, rectangular, 1000 psi maximum operating pressure, (2) stations, (2) 1/2in female NPT inlet(s), (2) 3/8in female NPT outlet(s), standard hole spacing. | Stock | 18.5 | 19
MRA-2ED-90 | NITRA pneumatic valve manifold, aluminum, rectangular, 1000 psi maximum operating pressure, (2) stations, (2) 1/2in female NPT inlet(s), (4) 3/8in female NPT outlet(s), 90-degree orientation, standard hole spacing. | Stock | 24.5 | 25.5
MRA-2ED-W | NITRA pneumatic valve manifold, aluminum, rectangular, 1000 psi maximum operating pressure, (2) stations, (2) 1/2in female NPT inlet(s), (2) 3/8in female NPT outlet(s), wide hole spacing. | Stock | 19 | 20
MRA-2FD | NITRA pneumatic valve manifold, aluminum, rectangular, 1000 psi maximum operating pressure, (2) stations, (2) 3/4in female NPT inlet(s), (2) 3/8in female NPT outlet(s), standard hole spacing. | Stock | 23.5 | 24.5
MRA-2GE | NITRA pneumatic valve manifold, aluminum, rectangular, 1000 psi maximum operating pressure, (2) stations, (2) 1in female NPT inlet(s), (2) 1/2in female NPT outlet(s), standard hole spacing. | Stock | 39.5 | 41
MRA-2GE-90 | NITRA pneumatic valve manifold, aluminum, rectangular, 1000 psi maximum operating pressure, (2) stations, (2) 1in female NPT inlet(s), (4) 1/2in female NPT outlet(s), 90-degree orientation, standard hole spacing. | Stock | 44.5 | 46.5
MRA-3CB | NITRA pneumatic valve manifold, aluminum, rectangular, 1000 psi maximum operating pressure, (3) stations, (2) 1/4in female NPT inlet(s), (3) 1/8in female NPT outlet(s), standard hole spacing. | Stock | 11.5 | 12
MRA-3CB-90 | NITRA pneumatic valve manifold, aluminum, rectangular, 1000 psi maximum operating pressure, (3) stations, (2) 1/4in female NPT inlet(s), (6) 1/8in female NPT outlet(s), 90-degree orientation, standard hole spacing. | Stock | 17.5 | 18
MRA-3CB-W | NITRA pneumatic valve manifold, aluminum, rectangular, 1000 psi maximum operating pressure, (3) stations, (2) 1/4in female NPT inlet(s), (3) 1/8in female NPT outlet(s), wide hole spacing. | Stock | 14 | 14.5
MRA-3DC | NITRA pneumatic valve manifold, aluminum, rectangular, 1000 psi maximum operating pressure, (3) stations, (2) 3/8in female NPT inlet(s), (3) 1/4in female NPT outlet(s), standard hole spacing. | Stock | 11.5 | 12
MRA-3DC-90 | NITRA pneumatic valve manifold, aluminum, rectangular, 1000 psi maximum operating pressure, (3) stations, (2) 3/8in female NPT inlet(s), (6) 1/4in female NPT outlet(s), 90-degree orientation, standard hole spacing. | Stock | 18 | 18.5
MRA-3DC-W | NITRA pneumatic valve manifold, aluminum, rectangular, 1000 psi maximum operating pressure, (3) stations, (2) 3/8in female NPT inlet(s), (3) 1/4in female NPT outlet(s), wide hole spacing. | Stock | 14.5 | 15
MRA-3ED | NITRA pneumatic valve manifold, aluminum, rectangular, 1000 psi maximum operating pressure, (3) stations, (2) 1/2in female NPT inlet(s), (3) 3/8in female NPT outlet(s), standard hole spacing. | Stock | 19 | 20
MRA-3ED-90 | NITRA pneumatic valve manifold, aluminum, rectangular, 1000 psi maximum operating pressure, (3) stations, (2) 1/2in female NPT inlet(s), (6) 3/8in female NPT outlet(s), 90-degree orientation, standard hole spacing. | Stock | 24.5 | 25.5
MRA-3ED-W | NITRA pneumatic valve manifold, aluminum, rectangular, 1000 psi maximum operating pressure, (3) stations, (2) 1/2in female NPT inlet(s), (3) 3/8in female NPT outlet(s), wide hole spacing. | Stock | 19.5 | 20.5
MRA-3FD | NITRA pneumatic valve manifold, aluminum, rectangular, 1000 psi maximum operating pressure, (3) stations, (2) 3/4in female NPT inlet(s), (3) 3/8in female NPT outlet(s), standard hole spacing. | Stock | 24.5 | 25.5
MRA-3GE | NITRA pneumatic valve manifold, aluminum, rectangular, 1000 psi maximum operating pressure, (3) stations, (2) 1in female NPT inlet(s), (3) 1/2in female NPT outlet(s), standard hole spacing. | Stock | 45.5 | 47.5
MRA-3GE-90 | NITRA pneumatic valve manifold, aluminum, rectangular, 1000 psi maximum operating pressure, (3) stations, (2) 1in female NPT inlet(s), (6) 1/2in female NPT outlet(s), 90-degree orientation, standard hole spacing. | Stock | 51 | 53
MRA-4BA | NITRA pneumatic valve manifold, aluminum, rectangular, 1000 psi maximum operating pressure, (4) stations, (1) 1/8in female NPT inlet(s), (4) #10-32 female threaded outlet(s), standard hole spacing. | Stock | 9 | 9.25
MRA-4BA-180 | NITRA pneumatic valve manifold, aluminum, rectangular, 1000 psi maximum operating pressure, (4) stations, (1) 1/8in female NPT inlet(s), (8) #10-32 female threaded outlet(s), 180-degree orientation, standard hole spacing. | Stock | 10 | 10.5
MRA-4CB | NITRA pneumatic valve manifold, aluminum, rectangular, 1000 psi maximum operating pressure, (4) stations, (2) 1/4in female NPT inlet(s), (4) 1/8in female NPT outlet(s), standard hole spacing. | Stock | 13.5 | 14
MRA-4CB-90 | NITRA pneumatic valve manifold, aluminum, rectangular, 1000 psi maximum operating pressure, (4) stations, (2) 1/4in female NPT inlet(s), (8) 1/8in female NPT outlet(s), 90-degree orientation, standard hole spacing. | Stock | 19.5 | 20.5
MRA-4CB-W | NITRA pneumatic valve manifold, aluminum, rectangular, 1000 psi maximum operating pressure, (4) stations, (2) 1/4in female NPT inlet(s), (4) 1/8in female NPT outlet(s), wide hole spacing. | Stock | 15 | 15.5
MRA-4DC | NITRA pneumatic valve manifold, aluminum, rectangular, 1000 psi maximum operating pressure, (4) stations, (2) 3/8in female NPT inlet(s), (4) 1/4in female NPT outlet(s), standard hole spacing. | Stock | 13.5 | 14
MRA-4DC-90 | NITRA pneumatic valve manifold, aluminum, rectangular, 1000 psi maximum operating pressure, (4) stations, (2) 3/8in female NPT inlet(s), (8) 1/4in female NPT outlet(s), 90-degree orientation, standard hole spacing. | Stock | 19.5 | 20.5
MRA-4DC-W | NITRA pneumatic valve manifold, aluminum, rectangular, 1000 psi maximum operating pressure, (4) stations, (2) 3/8in female NPT inlet(s), (4) 1/4in female NPT outlet(s), wide hole spacing. | Stock | 15.5 | 16
MRA-4ED | NITRA pneumatic valve manifold, aluminum, rectangular, 1000 psi maximum operating pressure, (4) stations, (2) 1/2in female NPT inlet(s), (4) 3/8in female NPT outlet(s), standard hole spacing. | Stock | 20 | 21
MRA-4ED-90 | NITRA pneumatic valve manifold, aluminum, rectangular, 1000 psi maximum operating pressure, (4) stations, (2) 1/2in female NPT inlet(s), (8) 3/8in female NPT outlet(s), 90-degree orientation, standard hole spacing. | Stock | 24.5 | 25.5
MRA-4ED-W | NITRA pneumatic valve manifold, aluminum, rectangular, 1000 psi maximum operating pressure, (4) stations, (2) 1/2in female NPT inlet(s), (4) 3/8in female NPT outlet(s), wide hole spacing. | Stock | 21 | 22
MRA-4FD | NITRA pneumatic valve manifold, aluminum, rectangular, 1000 psi maximum operating pressure, (4) stations, (2) 3/4in female NPT inlet(s), (4) 3/8in female NPT outlet(s), standard hole spacing. | Stock | 27 | 28
MRA-4GE | NITRA pneumatic valve manifold, aluminum, rectangular, 1000 psi maximum operating pressure, (4) stations, (2) 1in female NPT inlet(s), (4) 1/2in female NPT outlet(s), standard hole spacing. | Stock | 51 | 53
MRA-4GE-90 | NITRA pneumatic valve manifold, aluminum, rectangular, 1000 psi maximum operating pressure, (4) stations, (2) 1in female NPT inlet(s), (8) 1/2in female NPT outlet(s), 90-degree orientation, standard hole spacing. | Stock | 57 | 59
MRA-5CB | NITRA pneumatic valve manifold, aluminum, rectangular, 1000 psi maximum operating pressure, (5) stations, (2) 1/4in female NPT inlet(s), (5) 1/8in female NPT outlet(s), standard hole spacing. | Stock | 14 | 14.5
MRA-5CB-90 | NITRA pneumatic valve manifold, aluminum, rectangular, 1000 psi maximum operating pressure, (5) stations, (2) 1/4in female NPT inlet(s), (10) 1/8in female NPT outlet(s), 90-degree orientation, standard hole spacing. | Stock | 20.5 | 21.5
MRA-5CB-W | NITRA pneumatic valve manifold, aluminum, rectangular, 1000 psi maximum operating pressure, (5) stations, (2) 1/4in female NPT inlet(s), (5) 1/8in female NPT outlet(s), wide hole spacing. | Stock | 15.5 | 16
MRA-5DC | NITRA pneumatic valve manifold, aluminum, rectangular, 1000 psi maximum operating pressure, (5) stations, (2) 3/8in female NPT inlet(s), (5) 1/4in female NPT outlet(s), standard hole spacing. | Stock | 14.5 | 15
MRA-5DC-90 | NITRA pneumatic valve manifold, aluminum, rectangular, 1000 psi maximum operating pressure, (5) stations, (2) 3/8in female NPT inlet(s), (10) 1/4in female NPT outlet(s), 90-degree orientation, standard hole spacing. | Stock | 20.5 | 21.5
MRA-5DC-W | NITRA pneumatic valve manifold, aluminum, rectangular, 1000 psi maximum operating pressure, (5) stations, (2) 3/8in female NPT inlet(s), (5) 1/4in female NPT outlet(s), wide hole spacing. | Stock | 16.5 | 17
MRA-5ED | NITRA pneumatic valve manifold, aluminum, rectangular, 1000 psi maximum operating pressure, (5) stations, (2) 1/2in female NPT inlet(s), (5) 3/8in female NPT outlet(s), standard hole spacing. | Stock | 21 | 22
MRA-5ED-90 | NITRA pneumatic valve manifold, aluminum, rectangular, 1000 psi maximum operating pressure, (5) stations, (2) 1/2in female NPT inlet(s), (10) 3/8in female NPT outlet(s), 90-degree orientation, standard hole spacing. | Stock | 25.5 | 26.5
MRA-5ED-W | NITRA pneumatic valve manifold, aluminum, rectangular, 1000 psi maximum operating pressure, (5) stations, (2) 1/2in female NPT inlet(s), (5) 3/8in female NPT outlet(s), wide hole spacing. | Stock | 22.5 | 23.5
MRA-5FD | NITRA pneumatic valve manifold, aluminum, rectangular, 1000 psi maximum operating pressure, (5) stations, (2) 3/4in female NPT inlet(s), (5) 3/8in female NPT outlet(s), standard hole spacing. | Stock | 28 | 29
MRA-5GE | NITRA pneumatic valve manifold, aluminum, rectangular, 1000 psi maximum operating pressure, (5) stations, (2) 1in female NPT inlet(s), (5) 1/2in female NPT outlet(s), standard hole spacing. | Stock | 55 | 57
MRA-5GE-90 | NITRA pneumatic valve manifold, aluminum, rectangular, 1000 psi maximum operating pressure, (5) stations, (2) 1in female NPT inlet(s), (10) 1/2in female NPT outlet(s), 90-degree orientation, standard hole spacing. | Stock | 60 | 62
MRA-6BA | NITRA pneumatic valve manifold, aluminum, rectangular, 1000 psi maximum operating pressure, (6) stations, (1) 1/8in female NPT inlet(s), (6) #10-32 female threaded outlet(s), standard hole spacing. | Stock | 10 | 10.5
MRA-6BA-180 | NITRA pneumatic valve manifold, aluminum, rectangular, 1000 psi maximum operating pressure, (6) stations, (1) 1/8in female NPT inlet(s), (12) #10-32 female threaded outlet(s), 180-degree orientation, standard hole spacing. | Stock | 14 | 14.5
MRA-6CB | NITRA pneumatic valve manifold, aluminum, rectangular, 1000 psi maximum operating pressure, (6) stations, (2) 1/4in female NPT inlet(s), (6) 1/8in female NPT outlet(s), standard hole spacing. | Stock | 15 | 15.5
MRA-6CB-90 | NITRA pneumatic valve manifold, aluminum, rectangular, 1000 psi maximum operating pressure, (6) stations, (2) 1/4in female NPT inlet(s), (12) 1/8in female NPT outlet(s), 90-degree orientation, standard hole spacing. | Stock | 21.5 | 22.5
MRA-6CB-W | NITRA pneumatic valve manifold, aluminum, rectangular, 1000 psi maximum operating pressure, (6) stations, (2) 1/4in female NPT inlet(s), (6) 1/8in female NPT outlet(s), wide hole spacing. | Stock | 16 | 16.5
MRA-6DC | NITRA pneumatic valve manifold, aluminum, rectangular, 1000 psi maximum operating pressure, (6) stations, (2) 3/8in female NPT inlet(s), (6) 1/4in female NPT outlet(s), standard hole spacing. | Stock | 15.5 | 16
MRA-6DC-90 | NITRA pneumatic valve manifold, aluminum, rectangular, 1000 psi maximum operating pressure, (6) stations, (2) 3/8in female NPT inlet(s), (12) 1/4in female NPT outlet(s), 90-degree orientation, standard hole spacing. | Stock | 22 | 23
MRA-6DC-W | NITRA pneumatic valve manifold, aluminum, rectangular, 1000 psi maximum operating pressure, (6) stations, (2) 3/8in female NPT inlet(s), (6) 1/4in female NPT outlet(s), wide hole spacing. | Stock | 17.5 | 18
MRA-6ED | NITRA pneumatic valve manifold, aluminum, rectangular, 1000 psi maximum operating pressure, (6) stations, (2) 1/2in female NPT inlet(s), (6) 3/8in female NPT outlet(s), standard hole spacing. | Stock | 22.5 | 23.5
MRA-6ED-90 | NITRA pneumatic valve manifold, aluminum, rectangular, 1000 psi maximum operating pressure, (6) stations, (2) 1/2in female NPT inlet(s), (12) 3/8in female NPT outlet(s), 90-degree orientation, standard hole spacing. | Stock | 25.5 | 26.5
MRA-6ED-W | NITRA pneumatic valve manifold, aluminum, rectangular, 1000 psi maximum operating pressure, (6) stations, (2) 1/2in female NPT inlet(s), (6) 3/8in female NPT outlet(s), wide hole spacing. | Stock | 23.5 | 24.5
MRA-6FD | NITRA pneumatic valve manifold, aluminum, rectangular, 1000 psi maximum operating pressure, (6) stations, (2) 3/4in female NPT inlet(s), (6) 3/8in female NPT outlet(s), standard hole spacing. | Stock | 29 | 30
MRA-6GE | NITRA pneumatic valve manifold, aluminum, rectangular, 1000 psi maximum operating pressure, (6) stations, (2) 1in female NPT inlet(s), (6) 1/2in female NPT outlet(s), standard hole spacing. | Stock | 58 | 60
MRA-6GE-90 | NITRA pneumatic valve manifold, aluminum, rectangular, 1000 psi maximum operating pressure, (6) stations, (2) 1in female NPT inlet(s), (12) 1/2in female NPT outlet(s), 90-degree orientation, standard hole spacing. | Stock | 68 | 71
MRA-7CB | NITRA pneumatic valve manifold, aluminum, rectangular, 1000 psi maximum operating pressure, (7) stations, (2) 1/4in female NPT inlet(s), (7) 1/8in female NPT outlet(s), standard hole spacing. | Stock | 15.5 | 16
MRA-7DC | NITRA pneumatic valve manifold, aluminum, rectangular, 1000 psi maximum operating pressure, (7) stations, (2) 3/8in female NPT inlet(s), (7) 1/4in female NPT outlet(s), standard hole spacing. | Stock | 16 | 16.5
MRA-7ED | NITRA pneumatic valve manifold, aluminum, rectangular, 1000 psi maximum operating pressure, (7) stations, (2) 1/2in female NPT inlet(s), (7) 3/8in female NPT outlet(s), standard hole spacing. | Stock | 25.5 | 26.5
MRA-7GE | NITRA pneumatic valve manifold, aluminum, rectangular, 1000 psi maximum operating pressure, (7) stations, (2) 1in female NPT inlet(s), (7) 1/2in female NPT outlet(s), standard hole spacing. | Stock | 69 | 72
MRA-7GE-90 | NITRA pneumatic valve manifold, aluminum, rectangular, 1000 psi maximum operating pressure, (7) stations, (2) 1in female NPT inlet(s), (14) 1/2in female NPT outlet(s), 90-degree orientation, standard hole spacing. | Stock | 75 | 78
MRA-8BA | NITRA pneumatic valve manifold, aluminum, rectangular, 1000 psi maximum operating pressure, (8) stations, (1) 1/8in female NPT inlet(s), (8) #10-32 female threaded outlet(s), standard hole spacing. | Stock | 11 | 11.5
MRA-8BA-180 | NITRA pneumatic valve manifold, aluminum, rectangular, 1000 psi maximum operating pressure, (8) stations, (1) 1/8in female NPT inlet(s), (16) #10-32 female threaded outlet(s), 180-degree orientation, standard hole spacing. | Stock | 12.5 | 13
MRA-8CB | NITRA pneumatic valve manifold, aluminum, rectangular, 1000 psi maximum operating pressure, (8) stations, (2) 1/4in female NPT inlet(s), (8) 1/8in female NPT outlet(s), standard hole spacing. | Stock | 16 | 16.5
MRA-8CB-90 | NITRA pneumatic valve manifold, aluminum, rectangular, 1000 psi maximum operating pressure, (8) stations, (2) 1/4in female NPT inlet(s), (16) 1/8in female NPT outlet(s), 90-degree orientation, standard hole spacing. | Stock | 24.5 | 25.5
MRA-8CB-W | NITRA pneumatic valve manifold, aluminum, rectangular, 1000 psi maximum operating pressure, (8) stations, (2) 1/4in female NPT inlet(s), (8) 1/8in female NPT outlet(s), wide hole spacing. | Stock | 18 | 18.5
MRA-8DC | NITRA pneumatic valve manifold, aluminum, rectangular, 1000 psi maximum operating pressure, (8) stations, (2) 3/8in female NPT inlet(s), (8) 1/4in female NPT outlet(s), standard hole spacing. | Stock | 16.5 | 17
MRA-8DC-90 | NITRA pneumatic valve manifold, aluminum, rectangular, 1000 psi maximum operating pressure, (8) stations, (2) 3/8in female NPT inlet(s), (16) 1/4in female NPT outlet(s), 90-degree orientation, standard hole spacing. | Stock | 25.5 | 26.5
MRA-8DC-W | NITRA pneumatic valve manifold, aluminum, rectangular, 1000 psi maximum operating pressure, (8) stations, (2) 3/8in female NPT inlet(s), (8) 1/4in female NPT outlet(s), wide hole spacing. | Stock | 19.5 | 20.5
MRA-8ED | NITRA pneumatic valve manifold, aluminum, rectangular, 1000 psi maximum operating pressure, (8) stations, (2) 1/2in female NPT inlet(s), (8) 3/8in female NPT outlet(s), standard hole spacing. | Stock | 29 | 30
MRA-8ED-90 | NITRA pneumatic valve manifold, aluminum, rectangular, 1000 psi maximum operating pressure, (8) stations, (2) 1/2in female NPT inlet(s), (16) 3/8in female NPT outlet(s), 90-degree orientation, standard hole spacing. | Stock | 39.5 | 41
MRA-8ED-W | NITRA pneumatic valve manifold, aluminum, rectangular, 1000 psi maximum operating pressure, (8) stations, (2) 1/2in female NPT inlet(s), (8) 3/8in female NPT outlet(s), wide hole spacing. | Stock | 32.5 | 34
MRA-8FD | NITRA pneumatic valve manifold, aluminum, rectangular, 1000 psi maximum operating pressure, (8) stations, (2) 3/4in female NPT inlet(s), (8) 3/8in female NPT outlet(s), standard hole spacing. | Stock | 39.5 | 41
MRA-8GE | NITRA pneumatic valve manifold, aluminum, rectangular, 1000 psi maximum operating pressure, (8) stations, (2) 1in female NPT inlet(s), (8) 1/2in female NPT outlet(s), standard hole spacing. | Stock | 79 | 82
MRA-8GE-90 | NITRA pneumatic valve manifold, aluminum, rectangular, 1000 psi maximum operating pressure, (8) stations, (2) 1in female NPT inlet(s), (16) 1/2in female NPT outlet(s), 90-degree orientation, standard hole spacing. | Stock | 87 | 90
MRA-9ED | NITRA pneumatic valve manifold, aluminum, rectangular, 1000 psi maximum operating pressure, (9) stations, (2) 1/2in female NPT inlet(s), (9) 3/8in female NPT outlet(s), standard hole spacing. | Stock | 30 | 31
MRN-10CB | NITRA pneumatic or water valve manifold, Nylon 6, rectangular, 200 psi maximum operating pressure, (10) stations, (2) 1/4in female NPT inlet(s), (10) 1/8in female NPT outlet(s), standard hole spacing. | Stock | 48 | 50
MRN-10DC | NITRA pneumatic or water valve manifold, Nylon 6, rectangular, 200 psi maximum operating pressure, (10) stations, (2) 3/8in female NPT inlet(s), (10) 1/4in female NPT outlet(s), standard hole spacing. | Stock | 51 | 53
MRN-2CB | NITRA pneumatic or water valve manifold, Nylon 6, rectangular, 200 psi maximum operating pressure, (2) stations, (2) 1/4in female NPT inlet(s), (2) 1/8in female NPT outlet(s), standard hole spacing. | Stock | 29 | 30
MRN-2DC | NITRA pneumatic or water valve manifold, Nylon 6, rectangular, 200 psi maximum operating pressure, (2) stations, (2) 3/8in female NPT inlet(s), (2) 1/4in female NPT outlet(s), standard hole spacing. | Stock | 32.5 | 34
MRN-3CB | NITRA pneumatic or water valve manifold, Nylon 6, rectangular, 200 psi maximum operating pressure, (3) stations, (2) 1/4in female NPT inlet(s), (3) 1/8in female NPT outlet(s), standard hole spacing. | Stock | 33 | 34.5
MRN-3DC | NITRA pneumatic or water valve manifold, Nylon 6, rectangular, 200 psi maximum operating pressure, (3) stations, (2) 3/8in female NPT inlet(s), (3) 1/4in female NPT outlet(s), standard hole spacing. | Stock | 35.5 | 37
MRN-4CB | NITRA pneumatic or water valve manifold, Nylon 6, rectangular, 200 psi maximum operating pressure, (4) stations, (2) 1/4in female NPT inlet(s), (4) 1/8in female NPT outlet(s), standard hole spacing. | Stock | 36 | 37.5
MRN-4DC | NITRA pneumatic or water valve manifold, Nylon 6, rectangular, 200 psi maximum operating pressure, (4) stations, (2) 3/8in female NPT inlet(s), (4) 1/4in female NPT outlet(s), standard hole spacing. | Stock | 38 | 39.5
MRN-5CB | NITRA pneumatic or water valve manifold, Nylon 6, rectangular, 200 psi maximum operating pressure, (5) stations, (2) 1/4in female NPT inlet(s), (5) 1/8in female NPT outlet(s), standard hole spacing. | Stock | 37.5 | 39
MRN-5DC | NITRA pneumatic or water valve manifold, Nylon 6, rectangular, 200 psi maximum operating pressure, (5) stations, (2) 3/8in female NPT inlet(s), (5) 1/4in female NPT outlet(s), standard hole spacing. | Stock | 42 | 43.5
MRN-6CB | NITRA pneumatic or water valve manifold, Nylon 6, rectangular, 200 psi maximum operating pressure, (6) stations, (2) 1/4in female NPT inlet(s), (6) 1/8in female NPT outlet(s), standard hole spacing. | Stock | 39.5 | 41
MRN-6DC | NITRA pneumatic or water valve manifold, Nylon 6, rectangular, 200 psi maximum operating pressure, (6) stations, (2) 3/8in female NPT inlet(s), (6) 1/4in female NPT outlet(s), standard hole spacing. | Stock | 45.5 | 47.5
MRN-7CB | NITRA pneumatic or water valve manifold, Nylon 6, rectangular, 200 psi maximum operating pressure, (7) stations, (2) 1/4in female NPT inlet(s), (7) 1/8in female NPT outlet(s), standard hole spacing. | Stock | 42.5 | 44
MRN-7DC | NITRA pneumatic or water valve manifold, Nylon 6, rectangular, 200 psi maximum operating pressure, (7) stations, (2) 3/8in female NPT inlet(s), (7) 1/4in female NPT outlet(s), standard hole spacing. | Stock | 47 | 49
MRN-8CB | NITRA pneumatic or water valve manifold, Nylon 6, rectangular, 200 psi maximum operating pressure, (8) stations, (2) 1/4in female NPT inlet(s), (8) 1/8in female NPT outlet(s), standard hole spacing. | Stock | 45 | 47
MRN-8DC | NITRA pneumatic or water valve manifold, Nylon 6, rectangular, 200 psi maximum operating pressure, (8) stations, (2) 3/8in female NPT inlet(s), (8) 1/4in female NPT outlet(s), standard hole spacing. | Stock | 48 | 50
MRN-9CB | NITRA pneumatic or water valve manifold, Nylon 6, rectangular, 200 psi maximum operating pressure, (9) stations, (2) 1/4in female NPT inlet(s), (9) 1/8in female NPT outlet(s), standard hole spacing. | Stock | 46.5 | 48.5
MRN-9DC | NITRA pneumatic or water valve manifold, Nylon 6, rectangular, 200 psi maximum operating pressure, (9) stations, (2) 3/8in female NPT inlet(s), (9) 1/4in female NPT outlet(s), standard hole spacing. | Stock | 50 | 52
MRP-10CB | NITRA pneumatic or water valve manifold, polypropylene (PP), rectangular, 150 psi maximum operating pressure, (10) stations, (2) 1/4in female NPT inlet(s), (10) 1/8in female NPT outlet(s), standard hole spacing. | Stock | 44 | 46
MRP-10DC | NITRA pneumatic or water valve manifold, polypropylene (PP), rectangular, 150 psi maximum operating pressure, (10) stations, (2) 3/8in female NPT inlet(s), (10) 1/4in female NPT outlet(s), standard hole spacing. | Stock | 47 | 49
MRP-2CB | NITRA pneumatic or water valve manifold, polypropylene (PP), rectangular, 150 psi maximum operating pressure, (2) stations, (2) 1/4in female NPT inlet(s), (2) 1/8in female NPT outlet(s), standard hole spacing. | Stock | 26.5 | 27.5
MRP-2DC | NITRA pneumatic or water valve manifold, polypropylene (PP), rectangular, 150 psi maximum operating pressure, (2) stations, (2) 3/8in female NPT inlet(s), (2) 1/4in female NPT outlet(s), standard hole spacing. | Stock | 29.5 | 30.5
MRP-3CB | NITRA pneumatic or water valve manifold, polypropylene (PP), rectangular, 150 psi maximum operating pressure, (3) stations, (2) 1/4in female NPT inlet(s), (3) 1/8in female NPT outlet(s), standard hole spacing. | Stock | 29.5 | 30.5
MRP-3DC | NITRA pneumatic or water valve manifold, polypropylene (PP), rectangular, 150 psi maximum operating pressure, (3) stations, (2) 3/8in female NPT inlet(s), (3) 1/4in female NPT outlet(s), standard hole spacing. | Stock | 32.5 | 34
MRP-4CB | NITRA pneumatic or water valve manifold, polypropylene (PP), rectangular, 150 psi maximum operating pressure, (4) stations, (2) 1/4in female NPT inlet(s), (4) 1/8in female NPT outlet(s), standard hole spacing. | Stock | 33 | 34.5
MRP-4DC | NITRA pneumatic or water valve manifold, polypropylene (PP), rectangular, 150 psi maximum operating pressure, (4) stations, (2) 3/8in female NPT inlet(s), (4) 1/4in female NPT outlet(s), standard hole spacing. | Stock | 35 | 36.5
MRP-5CB | NITRA pneumatic or water valve manifold, polypropylene (PP), rectangular, 150 psi maximum operating pressure, (5) stations, (2) 1/4in female NPT inlet(s), (5) 1/8in female NPT outlet(s), standard hole spacing. | Stock | 34 | 35.5
MRP-5DC | NITRA pneumatic or water valve manifold, polypropylene (PP), rectangular, 150 psi maximum operating pressure, (5) stations, (2) 3/8in female NPT inlet(s), (5) 1/4in female NPT outlet(s), standard hole spacing. | Stock | 36.5 | 38
MRP-6CB | NITRA pneumatic or water valve manifold, polypropylene (PP), rectangular, 150 psi maximum operating pressure, (6) stations, (2) 1/4in female NPT inlet(s), (6) 1/8in female NPT outlet(s), standard hole spacing. | Stock | 35.5 | 37
MRP-6DC | NITRA pneumatic or water valve manifold, polypropylene (PP), rectangular, 150 psi maximum operating pressure, (6) stations, (2) 3/8in female NPT inlet(s), (6) 1/4in female NPT outlet(s), standard hole spacing. | Stock | 38.5 | 40
MRP-7CB | NITRA pneumatic or water valve manifold, polypropylene (PP), rectangular, 150 psi maximum operating pressure, (7) stations, (2) 1/4in female NPT inlet(s), (7) 1/8in female NPT outlet(s), standard hole spacing. | Stock | 37.5 | 39
MRP-7DC | NITRA pneumatic or water valve manifold, polypropylene (PP), rectangular, 150 psi maximum operating pressure, (7) stations, (2) 3/8in female NPT inlet(s), (7) 1/4in female NPT outlet(s), standard hole spacing. | Stock | 41.5 | 43
MRP-8CB | NITRA pneumatic or water valve manifold, polypropylene (PP), rectangular, 150 psi maximum operating pressure, (8) stations, (2) 1/4in female NPT inlet(s), (8) 1/8in female NPT outlet(s), standard hole spacing. | Stock | 41 | 42.5
MRP-8DC | NITRA pneumatic or water valve manifold, polypropylene (PP), rectangular, 150 psi maximum operating pressure, (8) stations, (2) 3/8in female NPT inlet(s), (8) 1/4in female NPT outlet(s), standard hole spacing. | Stock | 44 | 46
MRP-9CB | NITRA pneumatic or water valve manifold, polypropylene (PP), rectangular, 150 psi maximum operating pressure, (9) stations, (2) 1/4in female NPT inlet(s), (9) 1/8in female NPT outlet(s), standard hole spacing. | Stock | 42.5 | 44
MRP-9DC | NITRA pneumatic or water valve manifold, polypropylene (PP), rectangular, 150 psi maximum operating pressure, (9) stations, (2) 3/8in female NPT inlet(s), (9) 1/4in female NPT outlet(s), standard hole spacing. | Stock | 45.5 | 47.5
MRS-10CB | NITRA pneumatic valve manifold, stainless steel, rectangular, 3500 psi maximum operating pressure, (10) stations, (2) 1/4in female NPT inlet(s), (10) 1/8in female NPT outlet(s), standard hole spacing. | Stock | 91 | 95
MRS-10DC | NITRA pneumatic valve manifold, stainless steel, rectangular, 3500 psi maximum operating pressure, (10) stations, (2) 3/8in female NPT inlet(s), (10) 1/4in female NPT outlet(s), standard hole spacing. | Stock | 123 | 128
MRS-2CB | NITRA pneumatic valve manifold, stainless steel, rectangular, 3500 psi maximum operating pressure, (2) stations, (2) 1/4in female NPT inlet(s), (2) 1/8in female NPT outlet(s), standard hole spacing. | Stock | 53 | 55
MRS-2DC | NITRA pneumatic valve manifold, stainless steel, rectangular, 3500 psi maximum operating pressure, (2) stations, (2) 3/8in female NPT inlet(s), (2) 1/4in female NPT outlet(s), standard hole spacing. | Stock | 62 | 64
MRS-3CB | NITRA pneumatic valve manifold, stainless steel, rectangular, 3500 psi maximum operating pressure, (3) stations, (2) 1/4in female NPT inlet(s), (3) 1/8in female NPT outlet(s), standard hole spacing. | Stock | 58 | 60
MRS-3DC | NITRA pneumatic valve manifold, stainless steel, rectangular, 3500 psi maximum operating pressure, (3) stations, (2) 3/8in female NPT inlet(s), (3) 1/4in female NPT outlet(s), standard hole spacing. | Stock | 70 | 73
MRS-4CB | NITRA pneumatic valve manifold, stainless steel, rectangular, 3500 psi maximum operating pressure, (4) stations, (2) 1/4in female NPT inlet(s), (4) 1/8in female NPT outlet(s), standard hole spacing. | Stock | 62 | 64
MRS-4DC | NITRA pneumatic valve manifold, stainless steel, rectangular, 3500 psi maximum operating pressure, (4) stations, (2) 3/8in female NPT inlet(s), (4) 1/4in female NPT outlet(s), standard hole spacing. | Stock | 75 | 78
MRS-5CB | NITRA pneumatic valve manifold, stainless steel, rectangular, 3500 psi maximum operating pressure, (5) stations, (2) 1/4in female NPT inlet(s), (5) 1/8in female NPT outlet(s), standard hole spacing. | Stock | 67 | 70
MRS-5DC | NITRA pneumatic valve manifold, stainless steel, rectangular, 3500 psi maximum operating pressure, (5) stations, (2) 3/8in female NPT inlet(s), (5) 1/4in female NPT outlet(s), standard hole spacing. | Stock | 84 | 87
MRS-6CB | NITRA pneumatic valve manifold, stainless steel, rectangular, 3500 psi maximum operating pressure, (6) stations, (2) 1/4in female NPT inlet(s), (6) 1/8in female NPT outlet(s), standard hole spacing. | Stock | 70 | 73
MRS-6DC | NITRA pneumatic valve manifold, stainless steel, rectangular, 3500 psi maximum operating pressure, (6) stations, (2) 3/8in female NPT inlet(s), (6) 1/4in female NPT outlet(s), standard hole spacing. | Stock | 91 | 95
MRS-7CB | NITRA pneumatic valve manifold, stainless steel, rectangular, 3500 psi maximum operating pressure, (7) stations, (2) 1/4in female NPT inlet(s), (7) 1/8in female NPT outlet(s), standard hole spacing. | Stock | 74 | 77
MRS-7DC | NITRA pneumatic valve manifold, stainless steel, rectangular, 3500 psi maximum operating pressure, (7) stations, (2) 3/8in female NPT inlet(s), (7) 1/4in female NPT outlet(s), standard hole spacing. | Stock | 98 | 102
MRS-8CB | NITRA pneumatic valve manifold, stainless steel, rectangular, 3500 psi maximum operating pressure, (8) stations, (2) 1/4in female NPT inlet(s), (8) 1/8in female NPT outlet(s), standard hole spacing. | Stock | 80 | 83
MRS-8DC | NITRA pneumatic valve manifold, stainless steel, rectangular, 3500 psi maximum operating pressure, (8) stations, (2) 3/8in female NPT inlet(s), (8) 1/4in female NPT outlet(s), standard hole spacing. | Stock | 106 | 110
MRS-9CB | NITRA pneumatic valve manifold, stainless steel, rectangular, 3500 psi maximum operating pressure, (9) stations, (2) 1/4in female NPT inlet(s), (9) 1/8in female NPT outlet(s), standard hole spacing. | Stock | 85 | 88
MRS-9DC | NITRA pneumatic valve manifold, stainless steel, rectangular, 3500 psi maximum operating pressure, (9) stations, (2) 3/8in female NPT inlet(s), (9) 1/4in female NPT outlet(s), standard hole spacing. | Stock | 114 | 119
MRT10M-12R | NITRA pneumatic push-to-connect fitting, male, run tee, rotating, thermoplastic (PBT) body, nickel-plated brass threads, (2) 10mm tube to R1/2 BSPT connection(s). Package of 5. | Stock | 24 | 26
MRT10M-14R | NITRA pneumatic push-to-connect fitting, male, run tee, rotating, thermoplastic (PBT) body, nickel-plated brass threads, (2) 10mm tube to R1/4 BSPT connection(s). Package of 5. | Stock | 18.5 | 20
MRT10M-18R | NITRA pneumatic push-to-connect fitting, male, run tee, rotating, thermoplastic (PBT) body, nickel-plated brass threads, (2) 10mm tube to R1/8 BSPT connection(s). Package of 5. | Stock | 21 | 23
MRT10M-38R | NITRA pneumatic push-to-connect fitting, male, run tee, rotating, thermoplastic (PBT) body, nickel-plated brass threads, (2) 10mm tube to R3/8 BSPT connection(s). Package of 5. | Stock | 19 | 20.5
MRT12-12N | NITRA pneumatic push-to-connect fitting, male, run tee, rotating, thermoplastic (PBT) body, nickel-plated brass threads, (2) 1/2in tube to 1/2in NPT connection(s). Package of 5. | Stock | 24.5 | 26.5
MRT12-14N | NITRA pneumatic push-to-connect fitting, male, run tee, rotating, thermoplastic (PBT) body, nickel-plated brass threads, (2) 1/2in tube to 1/4in NPT connection(s). Package of 5. | Stock | 22.5 | 24.5
MRT12-38N | NITRA pneumatic push-to-connect fitting, male, run tee, rotating, thermoplastic (PBT) body, nickel-plated brass threads, (2) 1/2in tube to 3/8in NPT connection(s). Package of 5. | Stock | 23.5 | 25.5
MRT12M-12R | NITRA pneumatic push-to-connect fitting, male, run tee, rotating, thermoplastic (PBT) body, nickel-plated brass threads, (2) 12mm tube to R1/2 BSPT connection(s). Package of 5. | Stock | 24 | 26
MRT12M-14R | NITRA pneumatic push-to-connect fitting, male, run tee, rotating, thermoplastic (PBT) body, nickel-plated brass threads, (2) 12mm tube to R1/4 BSPT connection(s). Package of 5. | Stock | 23 | 25
MRT12M-38R | NITRA pneumatic push-to-connect fitting, male, run tee, rotating, thermoplastic (PBT) body, nickel-plated brass threads, (2) 12mm tube to R3/8 BSPT connection(s). Package of 5. | Stock | 23 | 25
MRT14-14N | NITRA pneumatic push-to-connect fitting, male, run tee, rotating, thermoplastic (PBT) body, nickel-plated brass threads, (2) 1/4in tube to 1/4in NPT connection(s). Package of 5. | Stock | 14 | 15.5
MRT14-18N | NITRA pneumatic push-to-connect fitting, male, run tee, rotating, thermoplastic (PBT) body, nickel-plated brass threads, (2) 1/4in tube to 1/8in NPT connection(s). Package of 5. | Stock | 13 | 14
MRT14-38N | NITRA pneumatic push-to-connect fitting, male, run tee, rotating, thermoplastic (PBT) body, nickel-plated brass threads, (2) 1/4in tube to 3/8in NPT connection(s). Package of 5. | Stock | 16.5 | 18
MRT18-10N | NITRA pneumatic push-to-connect fitting, male, run tee, rotating, thermoplastic (PBT) body, nickel-plated brass threads, (2) 1/8in tube to #10-32 threaded connection(s). Package of 5. | Stock | 22 | 24
MRT18-18N | NITRA pneumatic push-to-connect fitting, male, run tee, rotating, thermoplastic (PBT) body, nickel-plated brass threads, (2) 1/8in tube to 1/8in NPT connection(s). Package of 5. | Stock | 18.5 | 20
MRT38-12N | NITRA pneumatic push-to-connect fitting, male, run tee, rotating, thermoplastic (PBT) body, nickel-plated brass threads, (2) 3/8in tube to 1/2in NPT connection(s). Package of 5. | Stock | 24 | 26
MRT38-14N | NITRA pneumatic push-to-connect fitting, male, run tee, rotating, thermoplastic (PBT) body, nickel-plated brass threads, (2) 3/8in tube to 1/4in NPT connection(s). Package of 5. | Stock | 18.5 | 20
MRT38-18N | NITRA pneumatic push-to-connect fitting, male, run tee, rotating, thermoplastic (PBT) body, nickel-plated brass threads, (2) 3/8in tube to 1/8in NPT connection(s). Package of 5. | Stock | 18 | 19.5
MRT38-38N | NITRA pneumatic push-to-connect fitting, male, run tee, rotating, thermoplastic (PBT) body, nickel-plated brass threads, (2) 3/8in tube to 3/8in NPT connection(s). Package of 5. | Stock | 19 | 20.5
MRT4M-14R | NITRA pneumatic push-to-connect fitting, male, run tee, rotating, thermoplastic (PBT) body, nickel-plated brass threads, (2) 5/32in (4mm) tube to R1/4 BSPT connection(s). Package of 5. | Stock | 14 | 15.5
MRT4M-18R | NITRA pneumatic push-to-connect fitting, male, run tee, rotating, thermoplastic (PBT) body, nickel-plated brass threads, (2) 5/32in (4mm) tube to R1/8 BSPT connection(s). Package of 5. | Stock | 13 | 14
MRT4M-M5 | NITRA pneumatic push-to-connect fitting, male, run tee, rotating, thermoplastic (PBT) body, nickel-plated brass threads, (2) 5/32in (4mm) tube to M5 X 0.8 threaded connection(s). Package of 5. | Stock | 14.5 | 16
MRT516-14N | NITRA pneumatic push-to-connect fitting, male, run tee, rotating, thermoplastic (PBT) body, nickel-plated brass threads, (2) 5/16in (8mm) tube to 1/4in NPT connection(s). Package of 5. | Stock | 15 | 16.5
MRT516-18N | NITRA pneumatic push-to-connect fitting, male, run tee, rotating, thermoplastic (PBT) body, nickel-plated brass threads, (2) 5/16in (8mm) tube to 1/8in NPT connection(s). Package of 5. | Stock | 15 | 16.5
MRT516-38N | NITRA pneumatic push-to-connect fitting, male, run tee, rotating, thermoplastic (PBT) body, nickel-plated brass threads, (2) 5/16in (8mm) tube to 3/8in NPT connection(s). Package of 5. | Stock | 16.5 | 18
MRT532-14N | NITRA pneumatic push-to-connect fitting, male, run tee, rotating, thermoplastic (PBT) body, nickel-plated brass threads, (2) 5/32in (4mm) tube to 1/4in NPT connection(s). Package of 5. | Stock | 14 | 15.5
MRT532-18N | NITRA pneumatic push-to-connect fitting, male, run tee, rotating, thermoplastic (PBT) body, nickel-plated brass threads, (2) 5/32in (4mm) tube to 1/8in NPT connection(s). Package of 5. | Stock | 13 | 14
MRT6M-18R | NITRA pneumatic push-to-connect fitting, male, run tee, rotating, thermoplastic (PBT) body, nickel-plated brass threads, (2) 6mm tube to R1/8 BSPT connection(s). Package of 5. | Stock | 13 | 14
MRT6M-M5 | NITRA pneumatic push-to-connect fitting, male, run tee, rotating, thermoplastic (PBT) body, nickel-plated brass threads, (2) 6mm tube to M5 X 0.8 threaded connection(s). Package of 5. | Stock | 14.5 | 16
MRT8M-12R | NITRA pneumatic push-to-connect fitting, male, run tee, rotating, thermoplastic (PBT) body, nickel-plated brass threads, (2) 5/16in (8mm) tube to R1/2 BSPT connection(s). Package of 5. | Stock | 18.5 | 20
MRT8M-14R | NITRA pneumatic push-to-connect fitting, male, run tee, rotating, thermoplastic (PBT) body, nickel-plated brass threads, (2) 5/16in (8mm) tube to R1/4 BSPT connection(s). Package of 5. | Stock | 16.5 | 18
MRT8M-18R | NITRA pneumatic push-to-connect fitting, male, run tee, rotating, thermoplastic (PBT) body, nickel-plated brass threads, (2) 5/16in (8mm) tube to R1/8 BSPT connection(s). Package of 5. | Stock | 16 | 17.5
MRW1008HLL | AttaBox MachoBox series enclosure, NEMA 1/3R/4X/6P/12, 10 x 8 x 6in (HxWxD), wall mount, fiberglass reinforced polyester, gray, raised single-door, (2) twist-lock latches, SAR acrylic window. | from vendor up to 5 business days | 256 | 301
MRW1008HPL | AttaBox MachoBox series enclosure, NEMA 1/3R/4X/6P/12, 10 x 8 x 6in (HxWxD), wall mount, fiberglass reinforced polyester, gray, raised single-door, (2) quick-release latches, padlock hasp and staple, SAR acrylic window. | from vendor up to 5 business days | 251 | 296
MRW1210HLL | AttaBox MachoBox series enclosure, NEMA 1/3R/4X/6P/12, 12 x 10 x 6in (HxWxD), wall mount, fiberglass reinforced polyester, gray, raised single-door, (2) twist-lock latches, SAR acrylic window. | from vendor up to 5 business days | 286 | 336
MRW1210HPL | AttaBox MachoBox series enclosure, NEMA 1/3R/4X/6P/12, 12 x 10 x 6in (HxWxD), wall mount, fiberglass reinforced polyester, gray, raised single-door, (2) quick-release latches, padlock hasp and staple, SAR acrylic window. | Stock | 292 | 343
MRW1412HLL | AttaBox MachoBox series enclosure, NEMA 1/3R/4X/6P/12, 14 x 12 x 7in (HxWxD), wall mount, fiberglass reinforced polyester, gray, raised single-door, (2) twist-lock latches, SAR acrylic window. | from vendor up to 5 business days | 394 | 464
MRW1412HPL | AttaBox MachoBox series enclosure, NEMA 1/3R/4X/6P/12, 14 x 12 x 7in (HxWxD), wall mount, fiberglass reinforced polyester, gray, raised single-door, (2) quick-release latches, padlock hasp and staple, SAR acrylic window. | from vendor up to 5 business days | 402 | 473
MRW1614HLL | AttaBox MachoBox series enclosure, NEMA 1/3R/4X/6P/12, 16 x 14 x 7in (HxWxD), wall mount, fiberglass reinforced polyester, gray, raised single-door, (2) twist-lock latches, SAR acrylic window. | from vendor up to 5 business days | 432 | 509
MRW1614HPL | AttaBox MachoBox series enclosure, NEMA 1/3R/4X/6P/12, 16 x 14 x 7in (HxWxD), wall mount, fiberglass reinforced polyester, gray, raised single-door, (2) quick-release latches, padlock hasp and staple, SAR acrylic window. | from vendor up to 5 business days | 458 | 539
MRW1816HLL | AttaBox MachoBox series enclosure, NEMA 1/3R/4X/6P/12, 18 x 16 x 10in (HxWxD), wall mount, fiberglass reinforced polyester, gray, raised single-door, (2) twist-lock latches, SAR acrylic window. | from vendor up to 5 business days | 531 | 625
MRW1816HPL | AttaBox MachoBox series enclosure, NEMA 1/3R/4X/6P/12, 18 x 16 x 10in (HxWxD), wall mount, fiberglass reinforced polyester, gray, raised single-door, (2) quick-release latches, padlock hasp and staple, SAR acrylic window. | from vendor up to 5 business days | 542 | 638
MRW2016HPL | AttaBox MachoBox series enclosure, NEMA 1/3R/4X/6P/12, 20 x 16 x 10in (HxWxD), wall mount, fiberglass reinforced polyester, gray, raised single-door, (2) quick-release latches, padlock hasp and staple, SAR acrylic window. | from vendor up to 5 business days | 854 | 1006
MRW604HPL | AttaBox MachoBox series enclosure, NEMA 1/3R/4X/6P/12, 6 x 4 x 5in (HxWxD), wall mount, fiberglass reinforced polyester, gray, raised single-door, (1) quick-release latch, padlock hasp and staple, SAR acrylic window. | from vendor up to 5 business days | 199 | 234
MRW606HPL | AttaBox MachoBox series enclosure, NEMA 1/3R/4X/6P/12, 6 x 6 x 6in (HxWxD), wall mount, fiberglass reinforced polyester, gray, raised single-door, (1) quick-release latch, padlock hasp and staple, SAR acrylic window. | from vendor up to 5 business days | 218 | 256
MRW806HPL | AttaBox MachoBox series enclosure, NEMA 1/3R/4X/6P/12, 8 x 6 x 6in (HxWxD), wall mount, fiberglass reinforced polyester, gray, raised single-door, (1) quick-release latch, padlock hasp and staple, SAR acrylic window. | from vendor up to 5 business days | 220 | 259
MRX-130 | WEG Electric rotary handle, selector, black/gray, external front mount, 2-position, lockable in OFF only, defeatable, NEMA 4/4X, IP65. For use with MPW40 series manual motor protectors. 130mm shaft included. | Stock | 40.25 | 42.5
MRX-130E | WEG Electric rotary handle, selector, red/yellow, external front mount, 2-position, lockable in OFF only, defeatable, NEMA 4/4X, IP65. For use with MPW40 series manual motor protectors. 130mm shaft included. | Stock | 40.25 | 42.5
MRX-330 | WEG Electric rotary handle, selector, black/gray, external front mount, 2-position, lockable in OFF only, defeatable, NEMA 4/4X, IP65. For use with MPW40 series manual motor protectors. 330mm shaft included. | Stock | 44 | 46.5
MRX-330E | WEG Electric rotary handle, selector, red/yellow, external front mount, 2-position, lockable in OFF only, defeatable, NEMA 4/4X, IP65. For use with MPW40 series manual motor protectors. 330mm shaft included. | Stock | 44 | 46.5
MS0-00-0A | AutomationDirect photoelectric sensor, tubular, threaded, plastic, diffuse with background suppression, 50mm sensing distance, selectable light-on/dark-on, NPN/PNP, 80 Hz switching frequency, 6.5ft/2m cable length, pigtail. | Stock | 65 | 68
MS0-00-0E | AutomationDirect photoelectric sensor, tubular, threaded, plastic, diffuse with background suppression, 50mm sensing distance, selectable light-on/dark-on, NPN/PNP, 80 Hz switching frequency, 4-pin M12 quick-disconnect. | Stock | 65 | 68
MS1-00-0A | AutomationDirect photoelectric sensor, tubular, threaded, plastic, diffuse with background suppression, 100mm sensing distance, selectable light-on/dark-on, NPN/PNP, 80 Hz switching frequency, 6.5ft/2m cable length, pigtail. | Stock | 65 | 68
MS1-00-0E | AutomationDirect photoelectric sensor, tubular, threaded, plastic, diffuse with background suppression, 100mm sensing distance, selectable light-on/dark-on, NPN/PNP, 80 Hz switching frequency, 4-pin M12 quick-disconnect. | Stock | 65 | 68
MS10M-12G | NITRA pneumatic push-to-connect fitting, male, straight, nickel-plated brass body, nickel-plated brass threads, 10mm tube to G1/2 BSPP connection(s). Package of 5. | Stock | 11.5 | 12.5
MS10M-12R | NITRA pneumatic push-to-connect fitting, male, straight, nickel-plated brass body, nickel-plated brass threads, 10mm tube to R1/2 BSPT connection(s). Package of 5. | Stock | 11.5 | 12.5
MS10M-14R | NITRA pneumatic push-to-connect fitting, male, straight, nickel-plated brass body, nickel-plated brass threads, 10mm tube to R1/4 BSPT connection(s). Package of 5. | Stock | 8.25 | 9
MS10M-14R-SS | NITRA pneumatic push-to-connect fitting, male, straight, 316 stainless steel body, 316 stainless steel threads, 10mm tube to R1/4 BSPT connection(s). | Stock | 15 | 16.5
MS10M-18R | NITRA pneumatic push-to-connect fitting, male, straight, nickel-plated brass body, nickel-plated brass threads, 10mm tube to R1/8 BSPT connection(s). Package of 5. | Stock | 8 | 8.75
MS10M-38G | NITRA pneumatic push-to-connect fitting, male, straight, nickel-plated brass body, nickel-plated brass threads, 10mm tube to G3/8 BSPP connection(s). Package of 5. | Stock | 8.5 | 9.25
MS10M-38R | NITRA pneumatic push-to-connect fitting, male, straight, nickel-plated brass body, nickel-plated brass threads, 10mm tube to R3/8 BSPT connection(s). Package of 5. | Stock | 8.5 | 9.25
MS10M-38R-SS | NITRA pneumatic push-to-connect fitting, male, straight, 316 stainless steel body, 316 stainless steel threads, 10mm tube to 3/8in BSPT connection(s). | Stock | 15 | 16.5
MS12-12N | NITRA pneumatic push-to-connect fitting, male, straight, nickel-plated brass body, nickel-plated brass threads, 1/2in tube to 1/2in NPT connection(s). Package of 5. | Stock | 12 | 13
MS12-12N-P | HydroMode potable water push-to-connect fitting, male, straight, acetal body, acetal threads, (1) 1/2in tube to (1) 1/2in male NPT connection(s), NSF/ANSI 61. Package of 5. | Stock | 12 | 13
MS12-12N-SS | NITRA pneumatic push-to-connect fitting, male, straight, 316 stainless steel body, 316 stainless steel threads, 1/2in tube to 1/2in NPT connection(s). | Stock | 21 | 23
MS12-14N | NITRA pneumatic push-to-connect fitting, male, straight, nickel-plated brass body, nickel-plated brass threads, 1/2in tube to 1/4in NPT connection(s). Package of 5. | Stock | 10 | 11
MS12-14N-SS | NITRA pneumatic push-to-connect fitting, male, straight, 316 stainless steel body, 316 stainless steel threads, 1/2in tube to 1/4in NPT connection(s). | Stock | 18 | 19.5
MS12-38N | NITRA pneumatic push-to-connect fitting, male, straight, nickel-plated brass body, nickel-plated brass threads, 1/2in tube to 3/8in NPT connection(s). Package of 5. | Stock | 10.5 | 11.5
MS12-38N-P | HydroMode potable water push-to-connect fitting, male, straight, acetal body, acetal threads, (1) 1/2in tube to (1) 3/8in male NPT connection(s), NSF/ANSI 61. Package of 5. | Stock | 11.5 | 12.5
MS12-38N-SS | NITRA pneumatic push-to-connect fitting, male, straight, 316 stainless steel body, 316 stainless steel threads, 1/2in tube to 3/8in NPT connection(s). | Stock | 20 | 22
MS12M-12R | NITRA pneumatic push-to-connect fitting, male, straight, nickel-plated brass body, nickel-plated brass threads, 12mm tube to R1/2 BSPT connection(s). Package of 5. | Stock | 11.5 | 12.5
MS12M-14R | NITRA pneumatic push-to-connect fitting, male, straight, nickel-plated brass body, nickel-plated brass threads, 12mm tube to R1/4 BSPT connection(s). Package of 5. | Stock | 9.5 | 10.5
MS12M-38R | NITRA pneumatic push-to-connect fitting, male, straight, nickel-plated brass body, nickel-plated brass threads, 12mm tube to R3/8 BSPT connection(s). Package of 5. | Stock | 10 | 11
MS14-10N | NITRA pneumatic push-to-connect fitting, male, straight, nickel-plated brass body, nickel-plated brass threads, 1/4in tube to #10-32 threaded connection(s). Package of 5. | Stock | 5.75 | 6.25
MS14-14N | NITRA pneumatic push-to-connect fitting, male, straight, nickel-plated brass body, nickel-plated brass threads, 1/4in tube to 1/4in NPT connection(s). Package of 5. | Stock | 5 | 5.5
MS14-14N-P | HydroMode potable water push-to-connect fitting, male, straight, acetal body, acetal threads, (1) 1/4in tube to (1) 1/4in male NPT connection(s), NSF/ANSI 61. Package of 5. | Stock | 4.5 | 5
MS14-14N-SS | NITRA pneumatic push-to-connect fitting, male, straight, 316 stainless steel body, 316 stainless steel threads, 1/4in tube to 1/4in NPT connection(s). | Stock | 10.5 | 11.5
MS14-18N | NITRA pneumatic push-to-connect fitting, male, straight, nickel-plated brass body, nickel-plated brass threads, 1/4in tube to 1/8in NPT connection(s). Package of 5. | Stock | 4.75 | 5.25
MS14-18N-P | HydroMode potable water push-to-connect fitting, male, straight, acetal body, acetal threads, (1) 1/4in tube to (1) 1/8in male NPT connection(s), NSF/ANSI 61. Package of 5. | Stock | 4.25 | 4.75
MS14-18N-SS | NITRA pneumatic push-to-connect fitting, male, straight, 316 stainless steel body, 316 stainless steel threads, 1/4in tube to 1/8in NPT connection(s). | Stock | 10.5 | 11.5
MS14-38N | NITRA pneumatic push-to-connect fitting, male, straight, nickel-plated brass body, nickel-plated brass threads, 1/4in tube to 3/8in NPT connection(s). Package of 5. | Stock | 7.25 | 8
MS14-38N-P | HydroMode potable water push-to-connect fitting, male, straight, acetal body, acetal threads, (1) 1/4in tube to (1) 3/8in male NPT connection(s), NSF/ANSI 61. Package of 5. | Stock | 6.5 | 7
MS16M-12R | NITRA pneumatic push-to-connect fitting, male, straight, nickel-plated brass body, nickel-plated brass threads, 16mm tube to R1/2 BSPT connection(s). Package of 5. | Stock | 32 | 35
MS16M-38R | NITRA pneumatic push-to-connect fitting, male, straight, nickel-plated brass body, nickel-plated brass threads, 16mm tube to R3/8 BSPT connection(s). Package of 5. | Stock | 31 | 34
MS18-10N | NITRA pneumatic push-to-connect fitting, male, straight, nickel-plated brass body, nickel-plated brass threads, 1/8in tube to #10-32 threaded connection(s). Package of 5. | Stock | 8.75 | 9.5
MS18-14N | NITRA pneumatic push-to-connect fitting, male, straight, nickel-plated brass body, nickel-plated brass threads, 1/8in tube to 1/4in NPT connection(s). Package of 5. | Stock | 11.5 | 12.5
MS18-18N | NITRA pneumatic push-to-connect fitting, male, straight, nickel-plated brass body, nickel-plated brass threads, 1/8in tube to 1/8in NPT connection(s). Package of 5. | Stock | 9.5 | 10.5
MS18-M3 | NITRA pneumatic push-to-connect fitting, male, straight, nickel-plated brass body, nickel-plated brass threads, (1) 1/8in push-to-connect tubing to (1) M3 x 0.5 threaded connection(s). Package of 5. | Stock | 8.25 | 9
MS25-100 | AutomationDirect manual motor protector, pushbutton, 1A, thermal overload, 0.63-1.0A adjustable, 12A instantaneous trip rating, open, 45mm frame. | Stock | 49 | 53
MS25-1000 | AutomationDirect manual motor protector, pushbutton, 10A, thermal overload, 6.3-10.0A adjustable, 120A instantaneous trip rating, open, 45mm frame. | Stock | 57 | 61
MS25-16 | AutomationDirect manual motor protector, pushbutton, 0.16A, thermal overload, 0.1-0.16A adjustable, 2A instantaneous trip rating, open, 45mm frame. | Stock | 49 | 53
MS25-160 | AutomationDirect manual motor protector, pushbutton, 1.6A, thermal overload, 1.0-1.6A adjustable, 20A instantaneous trip rating, open, 45mm frame. | Stock | 49 | 53
MS25-1600 | AutomationDirect manual motor protector, pushbutton, 16A, thermal overload, 10.0-16.0A adjustable, 160A instantaneous trip rating, open, 45mm frame. | Stock | 57 | 61
MS25-2000 | AutomationDirect manual motor protector, pushbutton, 20A, thermal overload, 16.0-20.0A adjustable, 230A instantaneous trip rating, open, 45mm frame. | Stock | 59 | 63
MS25-25 | AutomationDirect manual motor protector, pushbutton, 0.25A, thermal overload, 0.16-0.25A adjustable, 3A instantaneous trip rating, open, 45mm frame. | Stock | 49 | 53
MS25-250 | AutomationDirect manual motor protector, pushbutton, 2.5A, thermal overload, 1.6-2.5A adjustable, 33A instantaneous trip rating, open, 45mm frame. | Stock | 49 | 53
MS25-2500 | AutomationDirect manual motor protector, pushbutton, 25A, thermal overload, 20.0-25.0A adjustable, 270A instantaneous trip rating, open, 45mm frame. | Stock | 74 | 79
MS25-40 | AutomationDirect manual motor protector, pushbutton, 0.4A, thermal overload, 0.25-0.4A adjustable, 5A instantaneous trip rating, open, 45mm frame. | Stock | 49 | 53
MS25-400 | AutomationDirect manual motor protector, pushbutton, 4A, thermal overload, 2.5-4.0A adjustable, 44A instantaneous trip rating, open, 45mm frame. | Stock | 49 | 53
MS25-63 | AutomationDirect manual motor protector, pushbutton, 0.63A, thermal overload, 0.4-0.63A adjustable, 8A instantaneous trip rating, open, 45mm frame. | Stock | 49 | 53
MS25-630 | AutomationDirect manual motor protector, pushbutton, 6.3A, thermal overload, 4.0-6.3A Adjustable, 75A instantaneous trip rating, open, 45mm frame. | Stock | 49 | 53
MS25-A120 | AutomationDirect shunt trip, 120 VAC coil voltage. For use with MS25 series manual motor protector. | Stock | 24.5 | 26.5
MS25-PS11 | AutomationDirect auxiliary contact, (1) N.O./(1) N.C. contact(s), 3.5A @ 230 VAC. For use with MS25 series manual motor protector. | Stock | 13 | 14
MS25-U220 | AutomationDirect undervoltage trip, 220 VAC sensing range. For use with MS25 series manual motor protector. | Stock | 24 | 26
MS25-U440 | AutomationDirect undervoltage trip, 440 VAC sensing range. For use with MS25 series manual motor protector. | Stock | 24 | 26
MS38-12N | NITRA pneumatic push-to-connect fitting, male, straight, nickel-plated brass body, nickel-plated brass threads, 3/8in tube to 1/2in NPT connection(s). Package of 5. | Stock | 10.5 | 11.5
MS38-12N-P | HydroMode potable water push-to-connect fitting, male, straight, acetal body, acetal threads, (1) 3/8in tube to (1) 1/2in male NPT connection(s), NSF/ANSI 61. Package of 5. | Stock | 12.5 | 13.5
MS38-14N | NITRA pneumatic push-to-connect fitting, male, straight, nickel-plated brass body, nickel-plated brass threads, 3/8in tube to 1/4in NPT connection(s). Package of 5. | Stock | 8 | 8.75
MS38-14N-P | HydroMode potable water push-to-connect fitting, male, straight, acetal body, acetal threads, (1) 3/8in tube to (1) 1/4in male NPT connection(s), NSF/ANSI 61. Package of 5. | Stock | 7.25 | 8
MS38-14N-SS | NITRA pneumatic push-to-connect fitting, male, straight, 316 stainless steel body, 316 stainless steel threads, 3/8in tube to 1/4in NPT connection(s). | Stock | 16 | 17.5
MS38-18N | NITRA pneumatic push-to-connect fitting, male, straight, nickel-plated brass body, nickel-plated brass threads, 3/8in tube to 1/8in NPT connection(s). Package of 5. | Stock | 7.75 | 8.5
MS38-18N-P | HydroMode potable water push-to-connect fitting, male, straight, acetal body, acetal threads, (1) 3/8in tube to (1) 1/8in male NPT connection(s), NSF/ANSI 61. Package of 5. | Stock | 9.25 | 10
MS38-38N | NITRA pneumatic push-to-connect fitting, male, straight, nickel-plated brass body, nickel-plated brass threads, 3/8in tube to 3/8in NPT connection(s). Package of 5. | Stock | 8.25 | 9
MS38-38N-P | HydroMode potable water push-to-connect fitting, male, straight, acetal body, acetal threads, (1) 3/8in tube to (1) 3/8in male NPT connection(s), NSF/ANSI 61. Package of 5. | Stock | 8.5 | 9.25
MS38-38N-SS | NITRA pneumatic push-to-connect fitting, male, straight, 316 stainless steel body, 316 stainless steel threads, 3/8in tube to 3/8in NPT connection(s). | Stock | 16 | 17.5
MS4M-14G | NITRA pneumatic push-to-connect fitting, male, straight, nickel-plated brass body, nickel-plated brass threads, 5/32in (4mm) tube to G1/4 BSPP connection(s). Package of 5. | Stock | 4.75 | 5.25
MS4M-14R | NITRA pneumatic push-to-connect fitting, male, straight, nickel-plated brass body, nickel-plated brass threads, 5/32in (4mm) tube to R1/4 BSPT connection(s). Package of 5. | Stock | 4.75 | 5.25
MS4M-14R-SS | NITRA pneumatic push-to-connect fitting, male, straight, 316 stainless steel body, 316 stainless steel threads, 5/32in (4mm) tube to R1/4 BSPT connection(s). | Stock | 10 | 11
MS4M-18G | NITRA pneumatic push-to-connect fitting, male, straight, nickel-plated brass body, nickel-plated brass threads, 5/32in (4mm) tube to G1/8 BSPP connection(s). Package of 5. | Stock | 4.75 | 5.25
MS4M-18R | NITRA pneumatic push-to-connect fitting, male, straight, nickel-plated brass body, nickel-plated brass threads, 5/32in (4mm) tube to R1/8 BSPT connection(s). Package of 5. | Stock | 4.75 | 5.25
MS4M-18R-SS | NITRA pneumatic push-to-connect fitting, male, straight, 316 stainless steel body, 316 stainless steel threads, 5/32in (4mm) tube to R1/8 BSPT connection(s). | Stock | 9 | 9.75
MS4M-M5 | NITRA pneumatic push-to-connect fitting, male, straight, nickel-plated brass body, nickel-plated brass threads, 5/32in (4mm) tube to M5 X 0.8 threaded connection(s). Package of 5. | Stock | 6 | 6.5
MS4SA-AP-ADC | Fuji Electric on-delay relay timer, LED indicator(s), 0.05 seconds to 60 hours selectable timing range, 100-240 VAC operating voltage, (1) DPDT timed relay output(s), socket mount, 8-pin. | Stock | 56 | 58
MS4SA-CE-ADC | Fuji Electric on-delay relay timer, LED indicator(s), 0.05 seconds to 60 hours selectable timing range, 24 VAC/VDC operating voltage, (1) DPDT timed relay output(s), socket mount, 8-pin. | Stock | 56 | 58
MS4SC-AP-ADC | Fuji Electric on-delay relay timer, LED indicator(s), 0.05 seconds to 60 hours selectable timing range, 100-240 VAC operating voltage, (1) SPDT timed relay and (1) SPDT instant relay output(s), socket mount, 8-pin. | Stock | 56 | 58
MS4SC-CE-ADC | Fuji Electric on-delay relay timer, LED indicator(s), 0.05 seconds to 60 hours selectable timing range, 24 VAC/VDC operating voltage, (1) SPDT timed relay and (1) SPDT instant relay output(s), socket mount, 8-pin. | Stock | 51 | 53
MS4SM-AP-ADC | Fuji Electric multi-mode relay timer, LED indicator(s), 0.05 seconds to 60 hours selectable timing range, 100-240 VAC operating voltage, (1) DPDT timed relay output(s), socket mount, 11-pin. | Stock | 56 | 58
MS4SM-CE-ADC | Fuji Electric multi-mode relay timer, LED indicator(s), 0.05 seconds to 60 hours selectable timing range, 24 VAC/VDC operating voltage, (1) DPDT timed relay output(s), socket mount, 11-pin. | Stock | 56 | 58
MS516-12N-P | HydroMode potable water push-to-connect fitting, male, straight, acetal body, acetal threads, (1) 5/16in tube to (1) 1/2in male NPT connection(s), NSF/ANSI 61. Package of 5. | Stock | 4.25 | 4.75
MS516-14N | NITRA pneumatic push-to-connect fitting, male, straight, nickel-plated brass body, nickel-plated brass threads, 5/16in (8mm) tube to 1/4in NPT connection(s). Package of 5. | Stock | 6.25 | 6.75
MS516-14N-P | HydroMode potable water push-to-connect fitting, male, straight, acetal body, acetal threads, (1) 5/16in tube to (1) 1/4in male NPT connection(s), NSF/ANSI 61. Package of 5. | Stock | 4.75 | 5.25
MS516-18N | NITRA pneumatic push-to-connect fitting, male, straight, nickel-plated brass body, nickel-plated brass threads, 5/16in (8mm) tube to 1/8in NPT connection(s). Package of 5. | Stock | 6.25 | 6.75
MS516-18N-P | HydroMode potable water push-to-connect fitting, male, straight, acetal body, acetal threads, (1) 5/16in tube to (1) 1/8in male NPT connection(s), NSF/ANSI 61. Package of 5. | Stock | 4.5 | 5
MS516-38N | NITRA pneumatic push-to-connect fitting, male, straight, nickel-plated brass body, nickel-plated brass threads, 5/16in (8mm) tube to 3/8in NPT connection(s). Package of 5. | Stock | 7.25 | 8
MS516-38N-P | HydroMode potable water push-to-connect fitting, male, straight, acetal body, acetal threads, (1) 5/16in tube to (1) 3/8in male NPT connection(s), NSF/ANSI 61. Package of 5. | Stock | 7.25 | 8
MS532-10N | NITRA pneumatic push-to-connect fitting, male, straight, nickel-plated brass body, nickel-plated brass threads, 5/32in (4mm) tube to #10-32 threaded connection(s). Package of 5. | Stock | 5 | 5.5
MS532-14N | NITRA pneumatic push-to-connect fitting, male, straight, nickel-plated brass body, nickel-plated brass threads, 5/32in (4mm) push-to-connect tubing to 1/4in NPT. Package of 5. | Stock | 4.75 | 5.25
MS532-14N-P | HydroMode potable water push-to-connect fitting, male, straight, acetal body, acetal threads, (1) 5/32in tube to (1) 1/4in male NPT connection(s), NSF/ANSI 61. Package of 5. | Stock | 4.25 | 4.75
MS532-18N | NITRA pneumatic push-to-connect fitting, male, straight, nickel-plated brass body, nickel-plated brass threads, 5/32in (4mm) tube to 1/8in NPT connection(s). Package of 5. | Stock | 4.75 | 5.25
MS532-18N-P | HydroMode potable water push-to-connect fitting, male, straight, acetal body, acetal threads, (1) 5/32in tube to (1) 1/8in male NPT connection(s), NSF/ANSI 61. Package of 5. | Stock | 3.75 | 4
MS532-18N-SS | NITRA pneumatic push-to-connect fitting, male, straight, 316 stainless steel body, 316 stainless steel threads, 5/32in (4mm) tube to 1/8in NPT connection(s). | Stock | 9 | 9.75
MS532-M3 | NITRA pneumatic push-to-connect fitting, male, straight, nickel-plated brass body, nickel-plated brass threads, (1) 5/32in (4mm) push-to-connect tubing to (1) M3 x 0.5 threaded connection(s). Package of 5. | Stock | 8.25 | 9
MS6M-14G | NITRA pneumatic push-to-connect fitting, male, straight, nickel-plated brass body, nickel-plated brass threads, 6mm tube to G1/4 BSPP connection(s). Package of 5. | Stock | 5 | 5.5
MS6M-14R | NITRA pneumatic push-to-connect fitting, male, straight, nickel-plated brass body, nickel-plated brass threads, 6mm tube to R1/4 BSPT connection(s). Package of 5. | Stock | 5 | 5.5
MS6M-14R-SS | NITRA pneumatic push-to-connect fitting, male, straight, 316 stainless steel body, 316 stainless steel threads, 6mm tube to R1/4 BSPT connection(s). | Stock | 10.5 | 11.5
MS6M-18G | NITRA pneumatic push-to-connect fitting, male, straight, nickel-plated brass body, nickel-plated brass threads, 6mm tube to G1/8 BSPP connection(s). Package of 5. | Stock | 4.5 | 5
MS6M-18R | NITRA pneumatic push-to-connect fitting, male, straight, nickel-plated brass body, nickel-plated brass threads, 6mm tube to R1/8 BSPT connection(s). Package of 5. | Stock | 4.5 | 5
MS6M-18R-SS | NITRA pneumatic push-to-connect fitting, male, straight, 316 stainless steel body, 316 stainless steel threads, 6mm tube to R1/8 BSPT connection(s). | Stock | 10.5 | 11.5
MS6M-38G | NITRA pneumatic push-to-connect fitting, male, straight, nickel-plated brass body, nickel-plated brass threads, 6mm tube to G3/8 BSPP connection(s). Package of 5. | Stock | 7 | 7.75
MS6M-38R | NITRA pneumatic push-to-connect fitting, male, straight, nickel-plated brass body, nickel-plated brass threads, 6mm tube to R3/8 BSPT connection(s). Package of 5. | Stock | 7 | 7.75
MS6M-M5 | NITRA pneumatic push-to-connect fitting, male, straight, nickel-plated brass body, nickel-plated brass threads, 6mm tube to M5 X 0.8 threaded connection(s). Package of 5. | Stock | 6 | 6.5
MS8M-12G | NITRA pneumatic push-to-connect fitting, male, straight, nickel-plated brass body, nickel-plated brass threads, 5/16in (8mm) tube to G1/2 BSPP connection(s). Package of 5. | Stock | 11.5 | 12.5
MS8M-12R | NITRA pneumatic push-to-connect fitting, male, straight, nickel-plated brass body, nickel-plated brass threads, 5/16in (8mm) tube to R1/2 BSPT connection(s). Package of 5. | Stock | 8.5 | 9.25
MS8M-14G | NITRA pneumatic push-to-connect fitting, male, straight, nickel-plated brass body, nickel-plated brass threads, 5/16in (8mm) tube to G1/4 BSPP connection(s). Package of 5. | Stock | 6.5 | 7
MS8M-14R | NITRA pneumatic push-to-connect fitting, male, straight, nickel-plated brass body, nickel-plated brass threads, 5/16in (8mm) tube to R1/4 BSPT connection(s). Package of 5. | Stock | 6.5 | 7
MS8M-14R-SS | NITRA pneumatic push-to-connect fitting, male, straight, 316 stainless steel body, 316 stainless steel threads, 5/16in (8mm) tube to R1/4 BSPT connection(s). | Stock | 11.5 | 12.5
MS8M-18R | NITRA pneumatic push-to-connect fitting, male, straight, nickel-plated brass body, nickel-plated brass threads, 5/16in (8mm) tube to R1/8 BSPT connection(s). Package of 5. | Stock | 6.25 | 6.75
MS8M-18R-SS | NITRA pneumatic push-to-connect fitting, male, straight, 316 stainless steel body, 316 stainless steel threads, 5/16in (8mm) tube to R1/8 BSPT connection(s). | Stock | 11.5 | 12.5
MS8M-38G | NITRA pneumatic push-to-connect fitting, male, straight, nickel-plated brass body, nickel-plated brass threads, 5/16in (8mm) tube to G3/8 BSPP connection(s). Package of 5. | Stock | 7.75 | 8.5
MS8M-38R | NITRA pneumatic push-to-connect fitting, male, straight, nickel-plated brass body, nickel-plated brass threads, 5/16in (8mm) tube to 3/8in BSPT connection(s). Package of 5. | Stock | 7.75 | 8.5
MS8M-38R-SS | NITRA pneumatic push-to-connect fitting, male, straight, 316 stainless steel body, 316 stainless steel threads, 5/16in (8mm) tube to R3/8 BSPT connection(s). | Stock | 14 | 15.5
MSA-130002 | IDEM standalone safety switch set, non-contact coded magnetic, manual or automatic restart, (2) N.C. safety output(s), (1) status monitoring output(s), 316 stainless steel housing, 38mm x 95mm body, pigtail, 16.4ft/5m cable length. | Stock | 262 | 281
MSA-130003 | IDEM standalone safety switch set, non-contact coded magnetic, manual or automatic restart, (2) N.C. safety output(s), (1) status monitoring output(s), 316 stainless steel housing, 38mm x 95mm body, pigtail, 32.8ft/10m cable length. | Stock | 276 | 295
MSA-130004 | IDEM standalone safety switch set, non-contact coded magnetic, automatic restart, (2) N.C. safety output(s), 316 stainless steel housing, 38mm x 95mm body, 8-pin M12 quick-disconnect, 9.8in/250mm cable length. | Stock | 281 | 301
MSA-130005 | IDEM standalone safety switch set, non-contact coded magnetic, manual restart, (2) N.C. safety output(s), 316 stainless steel housing, 38mm x 95mm body, 8-pin M12 quick-disconnect, 9.8in/250mm cable length. | Stock | 281 | 301
MSA-130200 | IDEM safety switch actuator, replacement, non-contact coded magnetic, 316 stainless steel housing, 21mm x 95mm. | Stock | 44.5 | 54.5
MSA-D-130102 | IDEM standalone safety switch set, dual non-contact coded magnetic, manual or automatic restart, (2) N.C. safety output(s), (1) status monitoring output(s), 316 stainless steel housing, 38mm x 95mm body, pigtail, 16.4ft/5m cable length. | Stock | 296 | 316
MSA-D-130103 | IDEM standalone safety switch set, dual non-contact coded magnetic, manual or automatic restart, (2) N.C. safety output(s), (1) status monitoring output(s), 316 stainless steel housing, 38mm x 95mm body, pigtail, 32.8ft/10m cable length. | Stock | 309 | 331
MSA-D-130104 | IDEM standalone safety switch set, dual non-contact coded magnetic, automatic restart, (2) N.C. safety output(s), 316 stainless steel housing, 38mm x 95mm body, 8-pin M12 quick-disconnect, 9.8in/250mm cable length. | Stock | 315 | 337
MSA-D-130105 | IDEM standalone safety switch set, dual non-contact coded magnetic, manual restart, (2) N.C. safety output(s), 316 stainless steel housing, 38mm x 95mm body, 8-pin M12 quick-disconnect, 9.8in/250mm cable length. | Stock | 315 | 337
MSD-SLC16G | CLICK memory card, 16GB microSD. For use with all products with microSD memory card slot. | Stock | 89 | 96
MSR14-10N | NITRA pneumatic push-to-connect fitting, male, round straight, nickel-plated brass body, nickel-plated brass threads, 1/4in tube to #10-32 threaded connection(s). Package of 5. | Stock | 7 | 7.75
MSR14-14N | NITRA pneumatic push-to-connect fitting, male, round straight, nickel-plated brass body, nickel-plated brass threads, 1/4in tube to 1/4in NPT connection(s). Package of 5. | Stock | 6 | 6.5
MSR14-18N | NITRA pneumatic push-to-connect fitting, male, round straight, nickel-plated brass body, nickel-plated brass threads, 1/4in tube to 1/8in NPT connection(s). Package of 5. | Stock | 5.75 | 6.25
MSR18-10N | NITRA pneumatic push-to-connect fitting, male, round straight, nickel-plated brass body, nickel-plated brass threads, 1/8in tube to #10-32 threaded connection(s). Package of 5. | Stock | 11.5 | 12.5
MSR18-18N | NITRA pneumatic push-to-connect fitting, male, round straight, nickel-plated brass body, nickel-plated brass threads, 1/8in tube to 1/8in NPT connection(s). Package of 5. | Stock | 8.5 | 9.25
MSR4M-18R | NITRA pneumatic push-to-connect fitting, male, round straight, nickel-plated brass body, nickel-plated brass threads, 5/32in (4mm) tube to R1/8 BSPT connection(s). Package of 5. | Stock | 4.75 | 5.25
MSR4M-M5 | NITRA pneumatic push-to-connect fitting, male, round straight, nickel-plated brass body, nickel-plated brass threads, 5/32in (4mm) tube to M5 X 0.8 threaded connection(s). Package of 5. | Stock | 6 | 6.5
MSR516-14N | NITRA pneumatic push-to-connect fitting, male, round straight, nickel-plated brass body, nickel-plated brass threads, 5/16in (8mm) tube to 1/4in NPT connection(s). Package of 5. | Stock | 7.75 | 8.5
MSR516-18N | NITRA pneumatic push-to-connect fitting, male, round straight, nickel-plated brass body, nickel-plated brass threads, 5/16in (8mm) tube to 1/8in NPT connection(s). Package of 5. | Stock | 7.75 | 8.5
MSR532-10N | NITRA pneumatic push-to-connect fitting, male, round straight, nickel-plated brass body, nickel-plated brass threads, 5/32in (4mm) tube to #10-32 threaded connection(s). Package of 5. | Stock | 6.5 | 7
MSR532-18N | NITRA pneumatic push-to-connect fitting, male, round straight, nickel-plated brass body, nickel-plated brass threads, 5/32in (4mm) tube to 1/8in NPT connection(s). Package of 5. | Stock | 5 | 5.5
MSR6M-14R | NITRA pneumatic push-to-connect fitting, male, round straight, nickel-plated brass body, nickel-plated brass threads, 6mm tube to R1/4 BSPT connection(s). Package of 5. | Stock | 5 | 5.5
MSR6M-18R | NITRA pneumatic push-to-connect fitting, male, round straight, nickel-plated brass body, nickel-plated brass threads, 6mm tube to R1/8 BSPT connection(s). Package of 5. | Stock | 4.5 | 5
MSR6M-M5 | NITRA pneumatic push-to-connect fitting, male, round straight, nickel-plated brass body, nickel-plated brass threads, 6mm tube to M5 X 0.8 threaded connection(s). Package of 5. | Stock | 6.25 | 6.75
MT-030D | Koyo right angle bracket. For use with Koyo TRD-MX series encoders. Bracket and encoder mounting hardware included. | Stock | 22.5 | 26
MTA2-BASE-56 | IronHorse removable motor base, replacement. For use with 56C frame IronHorse MTR2 and MTRP series motors. Not compatible with MTR series motors. | Stock | 17.5 | 21
MTA2-FAN-56 | IronHorse MTR series main cooling fan, replacement. For use with 56C frame IronHorse MTR2 series motors. Not compatible with MTR series. | Stock | 17.5 | 21
MTA2-FAN-56-1 | IronHorse cooling fan, replacement. For use with 56C frame IronHorse MTRP series motors only. | Stock | 11.5 | 13.5
MTA2-JBOX-56 | IronHorse junction box, replacement. For use with 56C frame IronHorse MTR2 and MTRP series motors. Not compatible with MTR series motors. | Stock | 17.5 | 21
MTA2-SHROUD-56 | IronHorse fan shroud, replacement. For use with 56C frame IronHorse MTR2 and MTRP series motors. Not compatible with MTR series motors. | Stock | 17.5 | 21
MTA-BASE-W143T | STABLE motor base, for use with 143T frame motors. | Stock | 21 | 25
MTA-BASE-W145T | STABLE motor base, for use with 145T frame motors. | Stock | 21 | 25
MTA-BASE-W182T | STABLE motor base, for use with 182T frame motors. | Stock | 27.5 | 34
MTA-BASE-W184T | STABLE motor base, for use with 184T frame motors. | Stock | 27.5 | 34
MTA-BASE-W213T | STABLE motor base, for use with 213T frame motors. | Stock | 40.5 | 50
MTA-BASE-W215T | STABLE motor base, for use with 215T frame motors. | Stock | 40.5 | 50
MTA-BASE-W254T | STABLE motor base, for use with 254T frame motors. | Stock | 57 | 68
MTA-BASE-W256T | STABLE motor base, for use with 256T frame motors. | Stock | 57 | 68
MTA-BASE-W284T | STABLE motor base, for use with 284T frame motors. | Stock | 62 | 76
MTA-BASE-W286T | STABLE motor base, for use with 286T frame motors. | Stock | 62 | 76
MTA-BASE-W324T | STABLE motor base, for use with 324T frame motors. | Stock | 94 | 112
MTA-BASE-W326T | STABLE motor base, for use with 326T frame motors. | Stock | 94 | 112
MTA-BASE-W364T | STABLE motor base, for use with 364T frame motors. | Stock | 127 | 152
MTA-BASE-W365T | STABLE motor base, for use with 365T frame motors. | Stock | 127 | 152
MTA-BASE-W404T | STABLE motor base, for use with 404T frame motors. | Stock | 156 | 186
MTA-BASE-W405T | STABLE motor base, for use with 405T frame motors. | Stock | 156 | 186
MTA-BASE-W444T | STABLE motor base, for use with 444T frame motors. | Stock | 182 | 211
MTA-BASE-W445T | STABLE motor base, for use with 445T frame motors. | Stock | 182 | 211
MTA-BASE-W447T | STABLE motor base, for use with 447T frame motors. | Stock | 239 | 277
MTA-BASE-W449T | STABLE motor base, for use with 449T frame motors. | Stock | 239 | 277
MTA-BASE-W56 | STABLE motor base, for use with 56 frame motors. | Stock | 12.25 | 13.5
MTA-CAP-01 | IronHorse start capacitor, replacement. For use with 1/3hp 1800rpm IronHorse MTR series 1-phase AC motors. Not compatible with MTR2 series motors. | Stock | 11.5 | 12
MTA-CAP-02 | IronHorse start capacitor, replacement. For use with 1/2 and 3/4hp 1800rpm IronHorse MTR series 1-phase AC motors. Not compatible with MTR2 series motors. | Stock | 11.5 | 12
MTA-CAP-03 | IronHorse start capacitor, replacement. For use with 1hp 1800rpm IronHorse MTR series 1-phase AC motors. Not compatible with MTR2 series motors. | Stock | 11.5 | 12
MTA-CAP-04 | IronHorse start capacitor, replacement. For use with 1-1/2hp 1800rpm IronHorse MTR series 1-phase AC motors. Not compatible with MTR2 series motors. | Stock | 11.5 | 12
MTA-CAP-06 | IronHorse run capacitor, replacement. For use with 1-1/2hp 1800rpm IronHorse MTR series 1-phase AC motors. Not compatible with MTR2 series motors. | Stock | 11.5 | 12
MTA-CAP-08 | IronHorse start capacitor, replacement. For use with 1-1/2hp 3600rpm IronHorse MTR series 1-phase AC motors. Not compatible with MTR2 series motors. | Stock | 11.5 | 12
MTA-CAP-10 | IronHorse start capacitor, replacement. For use with 1/3hp 3600rpm IronHorse MTR2 series 1-phase AC motors. Not compatible with MTR series motors. | Stock | 19 | 22.5
MTA-CAP-11 | IronHorse start capacitor, replacement. For use with 1/3hp 1800rpm and 1/2hp 3600rpm IronHorse MTR2 series 1-phase AC motors. Not compatible with MTR series motors. | Stock | 20 | 24
MTA-CAP-12 | IronHorse start capacitor, replacement. For use with 1/2hp 1800rpm and 3/4hp 3600rpm IronHorse MTR2 series 1-phase AC motors. Not compatible with MTR series motors. | Stock | 21.5 | 25.5
MTA-CAP-13 | IronHorse start capacitor, replacement. For use with 3/4hp 1800rpm, 1hp 1800rpm and 1hp 3600rpm IronHorse MTR2 series 1-phase AC motors. Not compatible with MTR series motors. | Stock | 30.5 | 36.5
MTA-CAP-14 | IronHorse run capacitor, replacement. For use with 1-1/2 and 2hp IronHorse MTR2 series 1-phase AC motors. Not compatible with MTR series motors. | Stock | 30.5 | 36.5
MTA-CAP-15 | IronHorse start capacitor, replacement. For use with 1-1/2 and 2hp IronHorse MTR2 series 1-phase AC motors. Not compatible with MTR series motors. | Stock | 54 | 64
MTA-CAP-21 | IronHorse run capacitor, replacement. For use with 5hp 1800rpm IronHorse farm duty MTF series 1-phase AC motors. | Stock | 28 | 29
MTA-CAP-22 | IronHorse start capacitor, replacement. For use with 1-1/2hp 1800rpm IronHorse MTR2 series 1-phase AC motors. Not compatible with MTR series motors. | Stock | 58 | 69
MTA-CSW-01 | IronHorse centrifugal switch, replacement. For use with 1800rpm IronHorse MTR series 1-phase AC motors. Not compatible with MTR2 series motors. | Stock | 11.5 | 12
MTA-CSW-03 | IronHorse centrifugal switch, replacement. For use with 56C frame 3600rpm IronHorse MTR2 series 1-phase AC motors. Not compatible with MTR series motors. | Stock | 15.75 | 18.5
MTA-CSW-04 | IronHorse stationary switch, replacement. For use with 56C frame IronHorse MTR2 series 1-phase AC motors. Not compatible with MTR series motors. | Stock | 15.75 | 18.5
MTA-CSW-08 | IronHorse centrifugal switch, replacement. For use with 56C frame 1800rpm IronHorse MTR2 series 1-phase AC motors. Not compatible with MTR series motors. | Stock | 15.75 | 18.5
MTADP-CDR-140 | IronHorse current diverter ring, for use with 143T and 145T frame drill and tap motors. MTDP series motors are drilled and tapped for mounting current diverter rings, others will require drilling and tapping to mount. | Stock | 147 | 175
MTADP-CDR-180 | IronHorse current diverter ring, for use with 182T and 184T frame drill and tap motors. MTDP series motors are drilled and tapped for mounting current diverter rings, others will require drilling and tapping to mount. | Stock | 186 | 221
MTADP-CDR-210 | IronHorse current diverter ring, for use with 213T and 215T frame drill and tap motors. MTDP series motors are drilled and tapped for mounting current diverter rings, others will require drilling and tapping to mount. | Stock | 230 | 274
MTADP-CDR-250 | IronHorse current diverter ring, for use with 254T and 256T frame drill and tap motors. MTDP series motors are drilled and tapped for mounting current diverter rings, others will require drilling and tapping to mount. | Stock | 270 | 321
MTADP-CDR-280 | IronHorse current diverter ring, for use with 284T and 286T frame drill and tap motors. MTDP series motors are drilled and tapped for mounting current diverter rings, others will require drilling and tapping to mount. | Stock | 321 | 382
MTADP-CDR-320 | IronHorse current diverter ring, for use with 324T and 326T frame drill and tap motors. MTDP series motors are drilled and tapped for mounting current diverter rings, others will require drilling and tapping to mount. | Stock | 351 | 418
MTADP-CFACE-140TC | IronHorse C-flange, replacement. For use with 143T and 145T frame IronHorse MTDP series motors. | Stock | 59 | 70
MTADP-CFACE-180TC | IronHorse C-flange, replacement. For use with 182T and 184T frame IronHorse MTDP series motors. | Stock | 64 | 76
MTADP-CFACE-210TC | IronHorse C-flange, replacement. For use with 213T and 215T frame IronHorse MTDP series motors. | Stock | 143 | 170
MTADP-CFACE-250TC | IronHorse C-flange, replacement. For use with 254T and 256T frame IronHorse MTDP series motors. | Stock | 156 | 186
MTADP-CFACE-280TC | IronHorse C-flange, replacement. For use with 284T and 286T frame IronHorse MTDP series motors. | Stock | 190 | 198
MTADP-CFACE-320TC | IronHorse C-flange, replacement. For use with 324T and 326T frame IronHorse MTDP series motors. | Stock | 233 | 277
MTADP-DEB-140 | IronHorse drive end endbell, replacement. For use with 143T and 145T frame IronHorse MTDP series motors. | Stock | 41.5 | 49.5
MTADP-DEB-180 | IronHorse drive end endbell, replacement. For use with 182T and 184T frame IronHorse MTDP series motors. | Stock | 43 | 44.5
MTADP-DEB-210 | IronHorse drive end endbell, replacement. For use with 213T and 215T frame IronHorse MTDP series motors. | Stock | 61 | 73
MTADP-DEB-250 | IronHorse drive end endbell, replacement. For use with 254T and 256T frame IronHorse MTDP series motors. | Stock | 98 | 102
MTADP-DEB-280 | IronHorse drive end endbell, replacement. For use with 284T and 286T frame IronHorse MTDP series motors. | Stock | 372 | 443
MTADP-DEB-320 | IronHorse drive end endbell, replacement. For use with 324T and 326T frame IronHorse MTDP series motors. | Stock | 575 | 684
MTADP-JBOX-140 | IronHorse junction box, replacement. For use with 143T and 145T frame IronHorse MTDP series motors. | Stock | 13 | 13.5
MTADP-JBOX-180 | IronHorse junction box, replacement. For use with 182T and 184T frame IronHorse MTDP series motors. | Stock | 15.75 | 19
MTADP-JBOX-210 | IronHorse junction box, replacement. For use with 213T and 215T frame IronHorse MTDP series motors. | Stock | 27.5 | 32.5
MTADP-JBOX-250 | IronHorse junction box, replacement. For use with 254T and 256T frame IronHorse MTDP series motors. | Stock | 27.5 | 32.5
MTADP-JBOX-280 | IronHorse junction box, replacement. For use with 284T and 286T frame IronHorse MTDP series motors. | Stock | 103 | 123
MTADP-JBOX-320 | IronHorse junction box, replacement. For use with 324T and 326T frame IronHorse MTDP series motors. | Stock | 130 | 155
MTADP-OEB-140 | IronHorse opposite drive end endbell, replacement. For use with 143T and 145T frame IronHorse MTDP series motors. | Stock | 40.5 | 48
MTADP-OEB-180 | IronHorse opposite drive end endbell, replacement. For use with 182T and 184T frame IronHorse MTDP series motors. | Stock | 45.5 | 54
MTADP-OEB-210 | IronHorse opposite drive end endbell, replacement. For use with 213T and 215T frame IronHorse MTDP series motors. | Stock | 61 | 73
MTADP-OEB-250 | IronHorse opposite drive end endbell, replacement. For use with 254T and 256T frame IronHorse MTDP series motors. | Stock | 98 | 102
MTADP-OEB-280 | IronHorse opposite drive end endbell, replacement. For use with 284T and 286T frame IronHorse MTDP series motors. | Stock | 348 | 414
MTADP-OEB-320 | IronHorse opposite drive end endbell, replacement. For use with 324T and 326T frame IronHorse MTDP series motors. | Stock | 565 | 672
MTAF2-CAP-16 | IronHorse start capacitor, replacement. For use with 2hp and 3hp 1800rpm IronHorse MTF2 series 1-phase AC motors. Not compatible with MTF series motors. | Stock | 30 | 35.5
MTAF2-CAP-17 | IronHorse start capacitor, replacement. For use with 5hp 1800rpm IronHorse MTF2 series 1-phase AC motors. Not compatible with MTF series motors. | Stock | 43 | 51
MTAF2-CAP-18 | IronHorse start capacitor, replacement. For use with 7-1/2hp 1800rpm IronHorse MTF2 series 1-phase AC motors. Not compatible with MTF series motors. | Stock | 95 | 113
MTAF2-CAP-19 | IronHorse start capacitor, replacement. For use with 10hp 1800rpm IronHorse MTF2 series 1-phase AC motors. Not compatible with MTF series motors. | Stock | 111 | 132
MTAF2-CAP-20 | IronHorse run capacitor, replacement. For use with 2hp 1800rpm IronHorse MTF2 series 1-phase AC motors. Not compatible with MTF series motors. | Stock | 25 | 29.5
MTAF2-CAP-21 | IronHorse run capacitor, replacement. For use with 3hp 1800rpm IronHorse MTF2 series 1-phase AC motors. Not compatible with MTF series motors. | Stock | 31.5 | 37.5
MTAF2-CAP-22 | IronHorse run capacitor, replacement. For use with 5hp 1800rpm IronHorse MTF2 series 1-phase AC motors. Not compatible with MTF series motors. | Stock | 38 | 45
MTAF2-CAP-23 | IronHorse run capacitor, replacement. For use with 7-1/2hp 1800rpm IronHorse MTF2 series 1-phase AC motors. Not compatible with MTF series motors. | Stock | 45.5 | 54
MTAF2-CAP-24 | IronHorse run capacitor, replacement. For use with 10hp 1800rpm IronHorse MTF2 series 1-phase AC motors. Not compatible with MTF series motors. | Stock | 56 | 58
MTAF2-CFACE-180TC | IronHorse C-flange, replacement. For use with 182T and 184T frame IronHorse MTF2 series 1-phase motors. Mounting hardware included. Replaces drive end bell, field install. Not compatible with MTF series motors. | Stock | 116 | 121
MTAF2-CFACE-210TC | IronHorse C-flange, replacement. For use with 215T frame IronHorse MTF2 series 1-phase motors. Mounting hardware included. Replaces drive end bell, field install. Not compatible with MTF series motors. | Stock | 186 | 221
MTAF2-CSW-05 | IronHorse centrifugal switch, replacement. For use with 182T and 184T frame IronHorse MTF2 series 1-phase AC motors. Not compatible with MTF series motors. | Stock | 61 | 63
MTAF2-CSW-06 | IronHorse centrifugal switch, replacement. For use with 215T frame IronHorse MTF2 series 1-phase AC motors. Not compatible with MTF series motors. | Stock | 76 | 79
MTAF2-FAN-180 | IronHorse MTF2 series main cooling fan, replacement. For use with 182T and 184T frame IronHorse MTF2 series motors. | Stock | 9.25 | 11
MTAF2-FAN-210 | IronHorse MTF2 series main cooling fan, replacement. For use with 215T frame IronHorse MTF2 series motors. | Stock | 14.25 | 17
MTAF2-JBOX-180 | IronHorse junction box, replacement. For use with 182T and 184T frame IronHorse MTF2 series 1-phase AC motors. Not compatible with MTF series motors. | Stock | 67 | 70
MTAF2-JBOX-210 | IronHorse junction box, replacement. For use with 215T frame IronHorse MTF2 series 1-phase AC motors. Not compatible with MTF series motors. | Stock | 76 | 79
MTAF2-MOL-1 | IronHorse manual overload switch, replacement. For use with 2hp IronHorse MTF2 series 1-phase AC motors. Not compatible with MTF series motors. | Stock | 106 | 110
MTAF2-MOL-2 | IronHorse manual overload switch, replacement. For use with 3hp IronHorse MTF2 series 1-phase AC motors. Not compatible with MTF series motors. | Stock | 252 | 300
MTAF2-MOL-3 | IronHorse manual overload switch, replacement. For use with 5hp IronHorse MTF2 series 1-phase AC motors. Not compatible with MTF series motors. | Stock | 286 | 297
MTAF2-MOL-4 | IronHorse manual overload switch, replacement. For use with 7-1/2hp IronHorse MTF2 series 1-phase AC motors. Not compatible with MTF series motors. | Stock | 286 | 297
MTAF2-MOL-5 | IronHorse manual overload switch, replacement. For use with 10hp IronHorse MTF2 series 1-phase AC motors. Not compatible with MTF series motors. | Stock | 286 | 297
MTAF2-SHROUD-180 | IronHorse fan shroud, replacement. For use with 182T and 184T frame IronHorse MTF2 series 1-phase AC motors. Not compatible with MTF series motors. | Stock | 45.5 | 54
MTAF2-SHROUD-210 | IronHorse fan shroud, replacement. For use with 215T frame IronHorse MTF2 series 1-phase AC motors. Not compatible with MTF series motors. | Stock | 53 | 63
MTAF2-SSW-05 | IronHorse stationary switch, replacement. For use with 182T and 184T frame IronHorse MTF2 series 1-phase AC motors. Not compatible with MTF series motors. | Stock | 126 | 150
MTAF2-SSW-06 | IronHorse stationary switch, replacement. For use with 215T frame IronHorse MTF2 series 1-phase AC motors. Not compatible with MTF series motors. | Stock | 223 | 265
MTAP2-CFACE-140TC | IronHorse C-flange, replacement. For use with 143T and 145T frame IronHorse premium efficiency MTCP2 series motors. Mounting hardware included. Replaces drive end bell, field install. Not compatible with MTC or MTCP series motors. | Stock | 23.5 | 28
MTAP2-CFACE-180TC | IronHorse C-flange, replacement. For use with 182T and 184T frame IronHorse premium efficiency MTCP2 series motors. Mounting hardware included. Replaces drive end bell, field install. Not compatible with MTC or MTCP series motors. | Stock | 32.5 | 38.5
MTAP2-CFACE-210TC | IronHorse C-flange, replacement. For use with 213T and 215T frame IronHorse premium efficiency MTCP2 series motors. Mounting hardware included. Replaces drive end bell, field install. Not compatible with MTC or MTCP series motors. | Stock | 45.5 | 54
MTAP2-CFACE-250TC | IronHorse C-flange, replacement. For use with 254T and 256T frame IronHorse premium efficiency MTCP2 series motors. Mounting hardware included. Replaces drive end bell, field install. Not compatible with MTC or MTCP series motors. | Stock | 77 | 92
MTAP2-CFACE-280TC | IronHorse C-flange, replacement. For use with 284T and 286T frame IronHorse premium efficiency MTCP2 series motors. Mounting hardware included. Replaces drive end bell, field install. Not compatible with MTC or MTCP series motors. | Stock | 98 | 117
MTAP2-CFACE-320TC | IronHorse C-flange, replacement. For use with 324T and 326T frame IronHorse premium efficiency MTCP2 series motors. Mounting hardware included. Replaces drive end bell, field install. Not compatible with MTC or MTCP series motors. | Stock | 136 | 162
MTAP2-CFACE-360TC | IronHorse C-flange, replacement. For use with 364T and 365T frame IronHorse premium efficiency MTCP2 series motors. Mounting hardware included. Replaces drive end bell, field install. Not compatible with MTC or MTCP series motors. | Stock | 193 | 230
MTAP2-CFACE-400TC | IronHorse C-flange, replacement. For use with 405T frame IronHorse premium efficiency MTCP2 series motors. Mounting hardware included. Replaces drive end bell, field install. Not compatible with MTC or MTCP series motors. | Stock | 296 | 352
MTAP2-CFACE-444TC | IronHorse C-flange, replacement. For use with 444T and 445T frame IronHorse premium efficiency MTCP2 series motors. Mounting hardware included. Replaces drive end bell, field install. Not compatible with MTC or MTCP series motors. | Stock | 314 | 374
MTAP2-CFACE-447TC | IronHorse C-flange, replacement. For use with 447T frame IronHorse premium efficiency MTCP2 series motors. Mounting hardware included. Replaces drive end bell, field install. Not compatible with MTC or MTCP series motors. | Stock | 314 | 374
MTAP2-CFACE-449TC | IronHorse C-flange, replacement. For use with 449T frame IronHorse premium efficiency MTCP2 series motors. Mounting hardware included. Replaces drive end bell, field install. Not compatible with MTC or MTCP series motors. | Stock | 678 | 807
MTAP2-FAN-140 | IronHorse MTCP2 series main cooling fan, replacement. For use with 143 and 145 frame IronHorse premium efficiency MTCP2 series motors. Not compatible with MTC or MTCP series motors. | Stock | 32.5 | 38.5
MTAP2-FAN-180 | IronHorse MTCP2 series main cooling fan, replacement. For use with 182 and 184 frame IronHorse premium efficiency MTCP2 series motors. Not compatible with MTC or MTCP series motors. | Stock | 32.5 | 38.5
MTAP2-FAN-210 | IronHorse MTCP2 series main cooling fan, replacement. For use with 4-pole and 6-pole 213 and 215 frame IronHorse premium efficiency MTCP2 series motors. Not compatible with MTC or MTCP series motors. | Stock | 34.5 | 41
MTAP2-FAN-210-2 | IronHorse MTCP2 series main cooling fan, replacement. For use with 2-pole 213 and 215 frame IronHorse premium efficiency MTCP2 series motors. Not compatible with MTC or MTCP series motors. | Stock | 36 | 43
MTAP2-FAN-250 | IronHorse MTCP2 series main cooling fan, replacement. For use with 4-pole and 6-pole 254 and 256 frame IronHorse premium efficiency MTCP2 series motors. Not compatible with MTC or MTCP series motors. | Stock | 58 | 69
MTAP2-FAN-250-2 | IronHorse MTCP2 series main cooling fan, replacement. For use with 2-pole 254 and 256 frame IronHorse premium efficiency MTCP2 series motors. Not compatible with MTC or MTCP series motors. | Stock | 58 | 69
MTAP2-FAN-280 | IronHorse MTCP2 series main cooling fan, replacement. For use with 284 and 286 frame IronHorse premium efficiency MTCP2 series motors. Not compatible with MTC or MTCP series motors. | Stock | 80 | 95
MTAP2-FAN-320 | IronHorse MTCP2 series main cooling fan, replacement. For use with 324 and 326 frame IronHorse premium efficiency MTCP2 series motors. Not compatible with MTC or MTCP series motors. | Stock | 111 | 132
MTAP2-FAN-360 | IronHorse MTCP2 series main cooling fan, replacement. For use with 364 and 365 frame IronHorse premium efficiency MTCP2 series motors. Not compatible with MTC or MTCP series motors. | Stock | 180 | 214
MTAP2-FAN-400 | IronHorse MTCP2 series main cooling fan, replacement. For use with 405 frame IronHorse premium efficiency MTCP2 series motors. Not compatible with MTC or MTCP series motors. | Stock | 211 | 251
MTAP2-FAN-440 | IronHorse MTCP2 series main cooling fan, replacement. For use with 444, 445 and 447 frame IronHorse premium efficiency MTCP2 series motors. Not compatible with MTC or MTCP series motors. | Stock | 231 | 275
MTAP2-FAN-449 | IronHorse MTCP2 series main cooling fan, replacement. For use with 250hp 449 frame IronHorse premium efficiency MTCP2 series motors. Not compatible with MTC or MTCP series motors. | Stock | 339 | 403
MTAP2-FAN-449-1 | IronHorse MTCP2 series main cooling fan, replacement. For use with 300hp 449 frame IronHorse premium efficiency MTCP2 series motors. Not compatible with MTC or MTCP series motors. | Stock | 335 | 399
MTAP2-JBOX-140 | IronHorse junction box, replacement. For use with 143 and 145 frame IronHorse premium efficiency MTCP2 series motors. Not compatible with MTC or MTCP series motors. | Stock | 27.5 | 32.5
MTAP2-JBOX-180 | IronHorse junction box, replacement. For use with 182 and 184 frame IronHorse premium efficiency MTCP2 series motors. Not compatible with MTC or MTCP series motors. | Stock | 40 | 47.5
MTAP2-JBOX-210 | IronHorse junction box, replacement. For use with 213 and 215 frame IronHorse premium efficiency MTCP2 series motors. Not compatible with MTC or MTCP series motors. | Stock | 40 | 47.5
MTAP2-JBOX-250 | IronHorse junction box, replacement. For use with 254 and 256 frame IronHorse premium efficiency MTCP2 series motors. Not compatible with MTC or MTCP series motors. | Stock | 67 | 80
MTAP2-JBOX-280 | IronHorse junction box, replacement. For use with 284 and 286 frame IronHorse premium efficiency MTCP2 series motors. Not compatible with MTC or MTCP series motors. | Stock | 120 | 143
MTAP2-JBOX-320 | IronHorse junction box, replacement. For use with 324 and 326 frame IronHorse premium efficiency MTCP2 series motors. Not compatible with MTC or MTCP series motors. | Stock | 120 | 143
MTAP2-JBOX-360 | IronHorse junction box, replacement. For use with 364 and 365 frame IronHorse premium efficiency MTCP2 series motors. Not compatible with MTC or MTCP series motors. | Stock | 226 | 269
MTAP2-JBOX-400 | IronHorse junction box, replacement. For use with 405 frame IronHorse premium efficiency MTCP2 series motors. Not compatible with MTC or MTCP series motors. | Stock | 226 | 269
MTAP2-JBOX-440 | IronHorse junction box, replacement. For use with 444, 445 and 447 frame IronHorse premium efficiency MTCP2 series motors. Not compatible with MTC or MTCP series motors. | Stock | 253 | 301
MTAP2-JBOX-449 | IronHorse junction box, replacement. For use with 449T frame IronHorse premium efficiency MTCP2 series motors. Not compatible with MTC or MTCP series motors. | Stock | 449 | 534
MTAP2-SHROUD-140 | IronHorse fan shroud, replacement. For use with 143 and 145 frame IronHorse premium efficiency MTCP2 series motors. Not compatible with MTC or MTCP series motors. | Stock | 27.5 | 32.5
MTAP2-SHROUD-180 | IronHorse fan shroud, replacement. For use with 182 and 184 frame IronHorse premium efficiency MTCP2 series motors. Not compatible with MTC or MTCP series motors. | Stock | 38.5 | 46
MTAP2-SHROUD-210 | IronHorse fan shroud, replacement. For use with 213 and 215 frame IronHorse premium efficiency MTCP2 series motors. Not compatible with MTC or MTCP series motors. | Stock | 40 | 47.5
MTAP2-SHROUD-250 | IronHorse fan shroud, replacement. For use with 254 and 256 frame IronHorse premium efficiency MTCP2 series motors. Not compatible with MTC or MTCP series motors. | Stock | 67 | 80
MTAP2-SHROUD-280 | IronHorse fan shroud, replacement. For use with 284 and 286 frame IronHorse premium efficiency MTCP2 series motors. Not compatible with MTC or MTCP series motors. | Stock | 99 | 118
MTAP2-SHROUD-320 | IronHorse fan shroud, replacement. For use with 324 and 326 frame IronHorse premium efficiency MTCP2 series motors. Not compatible with MTC or MTCP series motors. | Stock | 120 | 143
MTAP2-SHROUD-360 | IronHorse fan shroud, replacement. For use with 364 and 365 frame IronHorse premium efficiency MTCP2 series motors. Not compatible with MTC or MTCP series motors. | Stock | 185 | 220
MTAP2-SHROUD-400 | IronHorse fan shroud, replacement. For use with 405 frame IronHorse premium efficiency MTCP2 series motors. Not compatible with MTC or MTCP series motors. | Stock | 226 | 269
MTAP2-SHROUD-440 | IronHorse fan shroud, replacement. For use with 444, 445 and 447 frame IronHorse premium efficiency MTCP2 series motors. Not compatible with MTC or MTCP series motors. | Stock | 253 | 301
MTAP2-SHROUD-449 | IronHorse fan shroud, replacement. For use with 449T frame IronHorse premium efficiency MTCP2 series motors. Not compatible with MTC or MTCP series motors. | Stock | 469 | 558
MTAR-BASE-56 | IronHorse removable motor base, replacement. For use with 56C IronHorse MTR series motors. Not compatible with MTR2 series motors. | Stock | 13.5 | 14
MTAR-SHROUD-56 | IronHorse fan shroud, replacement. For use with 56C frame IronHorse MTR series motors. Not compatible with MTR2 series motors. | Stock | 13.5 | 14
MTAS-CG-M22 | IronHorse spare cable gland, M22 x 1.5mm thread type, nickel-plated brass, accepts 10 to 13mm diameter cable, IP66. (1) silicone rubber gasket included. One cable gland pre-installed on each MTSS motor. | Stock | 38 | 45
MTCP2-001-3BD12 | IronHorse MTCP2 series premium efficiency AC induction motor, general purpose, inverter rated and hazardous location, 1hp, 3-phase, 230/460 VAC, suitable for 208 VAC at 60 Hz, 1200rpm, TEFC, 145T frame, cast iron, rigid base only mount. | Stock | 331 | 394
MTCP2-001-3BD18 | IronHorse MTCP2 series premium efficiency AC induction motor, general purpose, inverter rated and hazardous location, 1hp, 3-phase, 230/460 VAC, suitable for 208 VAC at 60 Hz, 1800rpm, TEFC, 143T frame, cast iron, rigid base only mount. | Stock | 248 | 295
MTCP2-001-3BD18C | IronHorse MTCP2 series premium efficiency AC induction motor, general purpose, inverter rated and hazardous location, 1hp, 3-phase, 230/460 VAC, suitable for 208 VAC at 60 Hz, 1800rpm, TEFC, 143TC frame, cast iron, rigid base/C-face mount. | Stock | 278 | 331
MTCP2-002-3BD12 | IronHorse MTCP2 series premium efficiency AC induction motor, general purpose, inverter rated and hazardous location, 2hp, 3-phase, 230/460 VAC, suitable for 208 VAC at 60 Hz, 1200rpm, TEFC, 184T frame, cast iron, rigid base only mount. | Stock | 527 | 627
MTCP2-002-3BD18 | IronHorse MTCP2 series premium efficiency AC induction motor, general purpose, inverter rated and hazardous location, 2hp, 3-phase, 230/460 VAC, suitable for 208 VAC at 60 Hz, 1800rpm, TEFC, 145T frame, cast iron, rigid base only mount. | Stock | 334 | 397
MTCP2-002-3BD18C | IronHorse MTCP2 series premium efficiency AC induction motor, general purpose, inverter rated and hazardous location, 2hp, 3-phase, 230/460 VAC, suitable for 208 VAC at 60 Hz, 1800rpm, TEFC, 145TC frame, cast iron, rigid base/C-face mount. | Stock | 366 | 436
MTCP2-002-3BD36 | IronHorse MTCP2 series premium efficiency AC induction motor, general purpose, inverter rated and hazardous location, 2hp, 3-phase, 230/460 VAC, suitable for 208 VAC at 60 Hz, 3600rpm, TEFC, 145T frame, cast iron, rigid base only mount. | Stock | 299 | 356
MTCP2-003-3BD12 | IronHorse MTCP2 series premium efficiency AC induction motor, general purpose, inverter rated and hazardous location, 3hp, 3-phase, 230/460 VAC, suitable for 208 VAC at 60 Hz, 1200rpm, TEFC, 213T frame, cast iron, rigid base only mount. | Stock | 692 | 823
MTCP2-003-3BD18 | IronHorse MTCP2 series premium efficiency AC induction motor, general purpose, inverter rated and hazardous location, 3hp, 3-phase, 230/460 VAC, suitable for 208 VAC at 60 Hz, 1800rpm, TEFC, 182T frame, cast iron, rigid base only mount. | Stock | 602 | 716
MTCP2-003-3BD18C | IronHorse MTCP2 series premium efficiency AC induction motor, general purpose, inverter rated and hazardous location, 3hp, 3-phase, 230/460 VAC, suitable for 208 VAC at 60 Hz, 1800rpm, TEFC, 182TC frame, cast iron, rigid base/C-face mount. | Stock | 639 | 760
MTCP2-003-3BD36 | IronHorse MTCP2 series premium efficiency AC induction motor, general purpose, inverter rated and hazardous location, 3hp, 3-phase, 230/460 VAC, suitable for 208 VAC at 60 Hz, 3600rpm, TEFC, 182T frame, cast iron, rigid base only mount. | Stock | 423 | 503
MTCP2-005-3BD12 | IronHorse MTCP2 series premium efficiency AC induction motor, general purpose, inverter rated and hazardous location, 5hp, 3-phase, 230/460 VAC, suitable for 208 VAC at 60 Hz, 1200rpm, TEFC, 215T frame, cast iron, rigid base only mount. | Stock | 777 | 925
MTCP2-005-3BD18 | IronHorse MTCP2 series premium efficiency AC induction motor, general purpose, inverter rated and hazardous location, 5hp, 3-phase, 230/460 VAC, suitable for 208 VAC at 60 Hz, 1800rpm, TEFC, 184T frame, cast iron, rigid base only mount. | Stock | 575 | 684
MTCP2-005-3BD18C | IronHorse MTCP2 series premium efficiency AC induction motor, general purpose, inverter rated and hazardous location, 5hp, 3-phase, 230/460 VAC, suitable for 208 VAC at 60 Hz, 1800rpm, TEFC, 184TC frame, cast iron, rigid base/C-face mount. | Stock | 662 | 788
MTCP2-005-3BD36 | IronHorse MTCP2 series premium efficiency AC induction motor, general purpose, inverter rated and hazardous location, 5hp, 3-phase, 230/460 VAC, suitable for 208 VAC at 60 Hz, 3600rpm, TEFC, 184T frame, cast iron, rigid base only mount. | Stock | 489 | 582
MTCP2-010-3BD12 | IronHorse MTCP2 series premium efficiency AC induction motor, general purpose, inverter rated and hazardous location, 10hp, 3-phase, 230/460 VAC, suitable for 208 VAC at 60 Hz, 1200rpm, TEFC, 256T frame, cast iron, rigid base only mount. | Stock | 1460 | 1737
MTCP2-010-3BD18 | IronHorse MTCP2 series premium efficiency AC induction motor, general purpose, inverter rated and hazardous location, 10hp, 3-phase, 230/460 VAC, suitable for 208 VAC at 60 Hz, 1800rpm, TEFC, 215T frame, cast iron, rigid base only mount. | Stock | 991 | 1179
MTCP2-010-3BD18C | IronHorse MTCP2 series premium efficiency AC induction motor, general purpose, inverter rated and hazardous location, 10hp, 3-phase, 230/460 VAC, suitable for 208 VAC at 60 Hz, 1800rpm, TEFC, 215TC frame, cast iron, rigid base/C-face mount. | Stock | 1131 | 1346
MTCP2-010-3BD36 | IronHorse MTCP2 series premium efficiency AC induction motor, general purpose, inverter rated and hazardous location, 10hp, 3-phase, 230/460 VAC, suitable for 208 VAC at 60 Hz, 3600rpm, TEFC, 215T frame, cast iron, rigid base only mount. | Stock | 767 | 913
MTCP2-015-3BD12 | IronHorse MTCP2 series premium efficiency AC induction motor, general purpose, inverter rated and hazardous location, 15hp, 3-phase, 230/460 VAC, suitable for 208 VAC at 60 Hz, 1200rpm, TEFC, 284T frame, cast iron, rigid base only mount. | Stock | 1770 | 2106
MTCP2-015-3BD18 | IronHorse MTCP2 series premium efficiency AC induction motor, general purpose, inverter rated and hazardous location, 15hp, 3-phase, 230/460 VAC, suitable for 208 VAC at 60 Hz, 1800rpm, TEFC, 254T frame, cast iron, rigid base only mount. | Stock | 1354 | 1611
MTCP2-015-3BD18C | IronHorse MTCP2 series premium efficiency AC induction motor, general purpose, inverter rated and hazardous location, 15hp, 3-phase, 230/460 VAC, suitable for 208 VAC at 60 Hz, 1800rpm, TEFC, 254TC frame, cast iron, rigid base/C-face mount. | Stock | 1502 | 1787
MTCP2-015-3BD36 | IronHorse MTCP2 series premium efficiency AC induction motor, general purpose, inverter rated and hazardous location, 15hp, 3-phase, 230/460 VAC, suitable for 208 VAC at 60 Hz, 3600rpm, TEFC, 254T frame, cast iron, rigid base only mount. | Stock | 1386 | 1649
MTCP2-020-3BD12 | IronHorse MTCP2 series premium efficiency AC induction motor, general purpose, inverter rated and hazardous location, 20hp, 3-phase, 230/460 VAC, suitable for 208 VAC at 60 Hz, 1200rpm, TEFC, 286T frame, cast iron, rigid base only mount. | Stock | 1952 | 2323
MTCP2-020-3BD18 | IronHorse MTCP2 series premium efficiency AC induction motor, general purpose, inverter rated and hazardous location, 20hp, 3-phase, 230/460 VAC, suitable for 208 VAC at 60 Hz, 1800rpm, TEFC, 256T frame, cast iron, rigid base only mount. | Stock | 1614 | 1921
MTCP2-020-3BD18C | IronHorse MTCP2 series premium efficiency AC induction motor, general purpose, inverter rated and hazardous location, 20hp, 3-phase, 230/460 VAC, suitable for 208 VAC at 60 Hz, 1800rpm, TEFC, 256TC frame, cast iron, rigid base/C-face mount. | Stock | 1796 | 2137
MTCP2-020-3BD36 | IronHorse MTCP2 series premium efficiency AC induction motor, general purpose, inverter rated and hazardous location, 20hp, 3-phase, 230/460 VAC, suitable for 208 VAC at 60 Hz, 3600rpm, TEFC, 256T frame, cast iron, rigid base only mount. | Stock | 1621 | 1929
MTCP2-025-3BD18 | IronHorse MTCP2 series premium efficiency AC induction motor, general purpose, inverter rated and hazardous location, 25hp, 3-phase, 230/460 VAC, suitable for 208 VAC at 60 Hz, 1800rpm, TEFC, 284T frame, cast iron, rigid base only mount. | Stock | 2223 | 2645
MTCP2-025-3BD18C | IronHorse MTCP2 series premium efficiency AC induction motor, general purpose, inverter rated and hazardous location, 25hp, 3-phase, 230/460 VAC, suitable for 208 VAC at 60 Hz, 1800rpm, TEFC, 284TC frame, cast iron, rigid base/C-face mount. | Stock | 2154 | 2563
MTCP2-030-3BD18 | IronHorse MTCP2 series premium efficiency AC induction motor, general purpose, inverter rated and hazardous location, 30hp, 3-phase, 230/460 VAC, suitable for 208 VAC at 60 Hz, 1800rpm, TEFC, 286T frame, cast iron, rigid base only mount. | Stock | 2291 | 2726
MTCP2-030-3BD18C | IronHorse MTCP2 series premium efficiency AC induction motor, general purpose, inverter rated and hazardous location, 30hp, 3-phase, 230/460 VAC, suitable for 208 VAC at 60 Hz, 1800rpm, TEFC, 286TC frame, cast iron, rigid base/C-face mount. | Stock | 2299 | 2736
MTCP2-040-3BD18 | IronHorse MTCP2 series premium efficiency AC induction motor, general purpose, inverter rated and hazardous location, 40hp, 3-phase, 230/460 VAC, suitable for 208 VAC at 60 Hz, 1800rpm, TEFC, 324T frame, cast iron, rigid base only mount. | Stock | 2840 | 3380
MTCP2-050-3BD18 | IronHorse MTCP2 series premium efficiency AC induction motor, general purpose, inverter rated and hazardous location, 50hp, 3-phase, 230/460 VAC, suitable for 208 VAC at 60 Hz, 1800rpm, TEFC, 326T frame, cast iron, rigid base only mount. | Stock | 2954 | 3515
MTCP2-060-3BD18 | IronHorse MTCP2 series premium efficiency AC induction motor, general purpose, inverter rated and hazardous location, 60hp, 3-phase, 230/460 VAC, suitable for 208 VAC at 60 Hz, 1800rpm, TEFC, 364T frame, cast iron, rigid base only mount. | Stock | 4228 | 5031
MTCP2-075-3BD18 | IronHorse MTCP2 series premium efficiency AC induction motor, general purpose, inverter rated and hazardous location, 75hp, 3-phase, 230/460 VAC, suitable for 208 VAC at 60 Hz, 1800rpm, TEFC, 365T frame, cast iron, rigid base only mount. | Stock | 4494 | 5348
MTCP2-100-3BD18 | IronHorse MTCP2 series premium efficiency AC induction motor, general purpose, inverter rated and hazardous location, 100hp, 3-phase, 230/460 VAC, suitable for 208 VAC at 60 Hz, 1800rpm, TEFC, 405T frame, cast iron, rigid base only mount. | Stock | 5449 | 6484
MTCP2-125-3BD18 | IronHorse MTCP2 series premium efficiency AC induction motor, general purpose, inverter rated and hazardous location, 125hp, 3-phase, 230/460 VAC, suitable for 208 VAC at 60 Hz, 1800rpm, TEFC, 444T frame, cast iron, rigid base only mount. | Stock | 6294 | 7490
MTCP2-150-3BD18 | IronHorse MTCP2 series premium efficiency AC induction motor, general purpose, inverter rated and hazardous location, 150hp, 3-phase, 230/460 VAC, suitable for 208 VAC at 60 Hz, 1800rpm, TEFC, 445T frame, cast iron, rigid base only mount. | Stock | 8029 | 9555
MTCP2-1P5-3BD12 | IronHorse MTCP2 series premium efficiency AC induction motor, general purpose, inverter rated and hazardous location, 1-1/2hp, 3-phase, 230/460 VAC, suitable for 208 VAC at 60 Hz, 1200rpm, TEFC, 182T frame, cast iron, rigid base only mount. | Stock | 466 | 555
MTCP2-1P5-3BD18 | IronHorse MTCP2 series premium efficiency AC induction motor, general purpose, inverter rated and hazardous location, 1-1/2hp, 3-phase, 230/460 VAC, suitable for 208 VAC at 60 Hz, 1800rpm, TEFC, 145T frame, cast iron, rigid base only mount. | Stock | 293 | 349
MTCP2-1P5-3BD18C | IronHorse MTCP2 series premium efficiency AC induction motor, general purpose, inverter rated and hazardous location, 1-1/2hp, 3-phase, 230/460 VAC, suitable for 208 VAC at 60 Hz, 1800rpm, TEFC, 145TC frame, cast iron, rigid base/C-face mount. | Stock | 299 | 356
MTCP2-1P5-3BD36 | IronHorse MTCP2 series premium efficiency AC induction motor, general purpose, inverter rated and hazardous location, 1-1/2hp, 3-phase, 230/460 VAC, suitable for 208 VAC at 60 Hz, 3600rpm, TEFC, 143T frame, cast iron, rigid base only mount. | Stock | 260 | 309
MTCP2-200-3BD18 | IronHorse MTCP2 series premium efficiency AC induction motor, general purpose, inverter rated and hazardous location, 200hp, 3-phase, 230/460 VAC, suitable for 208 VAC at 60 Hz, 1800rpm, TEFC, 445/7T frame, cast iron, rigid base only mount. | Stock | 9393 | 11178
MTCP2-250-3D18 | IronHorse MTCP2 series premium efficiency AC induction motor, general purpose, inverter rated and hazardous location, 250hp, 3-phase, 460 VAC, 1800rpm, TEFC, 449T frame, cast iron, rigid base only mount. | Stock | 13759 | 16373
MTCP2-300-3D18 | IronHorse MTCP2 series premium efficiency AC induction motor, general purpose, inverter rated and hazardous location, 300hp, 3-phase, 460 VAC, 1800rpm, TEFC, 449T frame, cast iron, rigid base only mount. | Stock | 17849 | 21240
MTCP2-7P5-3BD12 | IronHorse MTCP2 series premium efficiency AC induction motor, general purpose, inverter rated and hazardous location, 7-1/2hp, 3-phase, 230/460 VAC, suitable for 208 VAC at 60 Hz, 1200rpm, TEFC, 254T frame, cast iron, rigid base only mount. | Stock | 1224 | 1457
MTCP2-7P5-3BD18 | IronHorse MTCP2 series premium efficiency AC induction motor, general purpose, inverter rated and hazardous location, 7-1/2hp, 3-phase, 230/460 VAC, suitable for 208 VAC at 60 Hz, 1800rpm, TEFC, 213T frame, cast iron, rigid base only mount. | Stock | 883 | 1051
MTCP2-7P5-3BD18C | IronHorse MTCP2 series premium efficiency AC induction motor, general purpose, inverter rated and hazardous location, 7-1/2hp, 3-phase, 230/460 VAC, suitable for 208 VAC at 60 Hz, 1800rpm, TEFC, 213TC frame, cast iron, rigid base/C-face mount. | Stock | 921 | 1096
MTCP2-7P5-3BD36 | IronHorse MTCP2 series premium efficiency AC induction motor, general purpose, inverter rated and hazardous location, 7-1/2hp, 3-phase, 230/460 VAC, suitable for 208 VAC at 60 Hz, 3600rpm, TEFC, 213T frame, cast iron, rigid base only mount. | Stock | 720 | 857
MTDP-001-3BD18 | IronHorse MTDP series premium efficiency AC induction motor, inverter rated, 1hp, 3-phase, 208-230/460 VAC, 1800rpm, ODP, 143T frame, rolled steel, rigid base only mount. | Stock | 257 | 306
MTDP-002-3BD18 | IronHorse MTDP series premium efficiency AC induction motor, inverter rated, 2hp, 3-phase, 208-230/460 VAC, 1800rpm, ODP, 145T frame, rolled steel, rigid base only mount. | Stock | 339 | 403
MTDP-003-3BD18 | IronHorse MTDP series premium efficiency AC induction motor, inverter rated, 3hp, 3-phase, 208-230/460 VAC, 1800rpm, ODP, 182T frame, rolled steel, rigid base only mount. | Stock | 411 | 489
MTDP-003-3BD36 | IronHorse MTDP series premium efficiency AC induction motor, inverter rated, 3hp, 3-phase, 208-230/460 VAC, 3600rpm, ODP, 145T frame, rolled steel, rigid base only mount. | Stock | 408 | 486
MTDP-005-3BD18 | IronHorse MTDP series premium efficiency AC induction motor, inverter rated, 5hp, 3-phase, 208-230/460 VAC, 1800rpm, ODP, 184T frame, rolled steel, rigid base only mount. | Stock | 485 | 577
MTDP-005-3BD36 | IronHorse MTDP series premium efficiency AC induction motor, inverter rated, 5hp, 3-phase, 208-230/460 VAC, 3600rpm, ODP, 182T frame, rolled steel, rigid base only mount. | Stock | 468 | 557
MTDP-010-3BD18 | IronHorse MTDP series premium efficiency AC induction motor, inverter rated, 10hp, 3-phase, 208-230/460 VAC, 1800rpm, ODP, 215T frame, rolled steel, rigid base only mount. | Stock | 789 | 939
MTDP-015-3BD18 | IronHorse MTDP series premium efficiency AC induction motor, inverter rated, 15hp, 3-phase, 208-230/460 VAC, 1800rpm, ODP, 254T frame, rolled steel, rigid base only mount. | Stock | 1081 | 1286
MTDP-020-3BD18 | IronHorse MTDP series premium efficiency AC induction motor, inverter rated, 20hp, 3-phase, 208-230/460 VAC, 1800rpm, ODP, 256T frame, rolled steel, rigid base only mount. | Stock | 1325 | 1577
MTDP-025-3BD18 | IronHorse MTDP series premium efficiency AC induction motor, inverter rated, 25hp, 3-phase, 208-230/460 VAC, 1800rpm, ODP, 284T frame, rolled steel, rigid base only mount. | Stock | 1612 | 1918
MTDP-030-3BD18 | IronHorse MTDP series premium efficiency AC induction motor, inverter rated, 30hp, 3-phase, 208-230/460 VAC, 1800rpm, ODP, 286T frame, rolled steel, rigid base only mount. | Stock | 1836 | 2185
MTDP-040-3BD18 | IronHorse MTDP series premium efficiency AC induction motor, inverter rated, 40hp, 3-phase, 208-230/460 VAC, 1800rpm, ODP, 324T frame, rolled steel, rigid base only mount. | Stock | 2398 | 2854
MTDP-050-3BD18 | IronHorse MTDP series premium efficiency AC induction motor, inverter rated, 50hp, 3-phase, 208-230/460 VAC, 1800rpm, ODP, 326T frame, rolled steel, rigid base only mount. | Stock | 2763 | 3288
MTDP-1P5-3BD18 | IronHorse MTDP series premium efficiency AC induction motor, inverter rated, 1-1/2hp, 3-phase, 208-230/460 VAC, 1800rpm, ODP, 145T frame, rolled steel, rigid base only mount. | Stock | 319 | 380
MTDP-7P5-3BD18 | IronHorse MTDP series premium efficiency AC induction motor, inverter rated, 7-1/2hp, 3-phase, 208-230/460 VAC, 1800rpm, ODP, 213T frame, rolled steel, rigid base only mount. | Stock | 662 | 788
MTDP-7P5-3BD36 | IronHorse MTDP series high efficiency AC induction motor, inverter rated, 7-1/2hp, 3-phase, 208-230/460 VAC, 3600rpm, ODP, 184T frame, rolled steel, rigid base only mount. | Stock | 664 | 790
MTF2-002-1B18-182 | IronHorse MTF2 series standard efficiency AC induction motor, general purpose and farm duty, 2hp, 1-phase, 208-230 VAC, 1800rpm, TEFC, 182T frame, rolled steel, rigid base only mount. | Stock | 485 | 577
MTF2-003-1B18 | IronHorse MTF2 series standard efficiency AC induction motor, general purpose and farm duty, 3hp, 1-phase, 208-230 VAC, 1800rpm, TEFC, 184T frame, rolled steel, rigid base only mount. | Stock | 559 | 665
MTF2-005-1B18 | IronHorse MTF2 series standard efficiency AC induction motor, general purpose and farm duty, 5hp, 1-phase, 208-230 VAC, 1800rpm, TEFC, 184T frame, rolled steel, rigid base only mount. | Stock | 748 | 890
MTF2-010-1B18 | IronHorse MTF2 series standard efficiency AC induction motor, general purpose and farm duty, 10hp, 1-phase, 208-230 VAC, 1800rpm, TEFC, 215T frame, rolled steel, rigid base only mount. | Stock | 1171 | 1393
MTF2-7P5-1B18-215 | IronHorse MTF2 series standard efficiency AC induction motor, general purpose and farm duty, 7-1/2hp, 1-phase, 208-230 VAC, 1800rpm, TEFC, 215T frame, rolled steel, rigid base only mount. | Stock | 1060 | 1261
MTGA-KIT-1 | IronHorse DC motor spare parts kit, for use with IronHorse 1/4hp and smaller MTPM, MTGR and MTGP series DC motors and gearmotors, includes (2) metal brush cap covers, (1) terminal box, (1) 1/8in shaft key and (1) 3/16in shaft key. | Stock | 42 | 43.5
MTGP-P06-1J008 | IronHorse parallel shaft DC gear motor, 1/16hp, 12 VDC, 7.9rpm, 50 lb-in full load torque, 1.39 FLA, 386:1 ratio, 5/16in shaft diameter. | Stock | 185 | 192
MTGP-P06-1J024 | IronHorse parallel shaft DC gear motor, 1/16hp, 12 VDC, 24rpm, 50 lb-in full load torque, 2.41 FLA, 120:1 ratio, 5/16in shaft diameter. | Stock | 205 | 213
MTGP-P06-1J034 | IronHorse parallel shaft DC gear motor, 1/16hp, 12 VDC, 34rpm, 45 lb-in full load torque, 2.86 FLA, 83:1 ratio, 5/16in shaft diameter. | Stock | 209 | 217
MTGP-P06-1J050 | IronHorse parallel shaft DC gear motor, 1/16hp, 12 VDC, 50rpm, 45 lb-in full load torque, 3.88 FLA, 55:1 ratio, 5/16in shaft diameter. | Stock | 185 | 192
MTGP-P06-1J097 | IronHorse parallel shaft DC gear motor, 1/16hp, 12 VDC, 97rpm, 36 lb-in full load torque, 5.68 FLA, 26:1 ratio, 5/16in shaft diameter. | Stock | 185 | 192
MTGP-P06-1L008 | IronHorse parallel shaft DC gear motor, 1/17hp, 90 VDC, 8.4rpm, 50 lb-in full load torque, 0.19 FLA, 386:1 ratio, 5/16in shaft diameter. | Stock | 198 | 206
MTGP-P06-1L012 | IronHorse parallel shaft DC gear motor, 1/17hp, 90 VDC, 12rpm, 50 lb-in full load torque, 0.23 FLA, 269:1 ratio, 5/16in shaft diameter. | Stock | 205 | 213
MTGP-P06-1L037 | IronHorse parallel shaft DC gear motor, 1/17hp, 90 VDC, 37rpm, 45 lb-in full load torque, 0.4 FLA, 83:1 ratio, 5/16in shaft diameter. | Stock | 205 | 213
MTGP-P06-1L055 | IronHorse parallel shaft DC gear motor, 1/17hp, 90 VDC, 55rpm, 45 lb-in full load torque, 0.54 FLA, 55:1 ratio, 5/16in shaft diameter. | Stock | 185 | 192
MTGP-P06-1L114 | IronHorse parallel shaft DC gear motor, 1/17hp, 90 VDC, 114rpm, 26 lb-in full load torque, 0.61 FLA, 26:1 ratio, 5/16in shaft diameter. | Stock | 185 | 192
MTGP-P14-1L026 | IronHorse parallel shaft DC gear motor, 1/7hp, 90 VDC, 26rpm, 280 lb-in full load torque, 1.58 FLA, 69:1 ratio, 5/8in shaft diameter. | Stock | 330 | 343
MTGP-P14-1L039 | IronHorse parallel shaft DC gear motor, 1/7hp, 90 VDC, 39rpm, 189 lb-in full load torque, 1.59 FLA, 46:1 ratio, 5/8in shaft diameter. | Stock | 330 | 343
MTGP-P14-1L061 | IronHorse parallel shaft DC gear motor, 1/7hp, 90 VDC, 61rpm, 130 lb-in full load torque, 1.59 FLA, 30:1 ratio, 5/8in shaft diameter. | Stock | 321 | 334
MTGP-P14-1L091 | IronHorse parallel shaft DC gear motor, 1/7hp, 90 VDC, 91rpm, 86 lb-in full load torque, 1.58 FLA, 20:1 ratio, 5/8in shaft diameter. | Stock | 321 | 334
MTGP-P14-1L165 | IronHorse parallel shaft DC gear motor, 1/7hp, 90 VDC, 165rpm, 47 lb-in full load torque, 1.57 FLA, 11:1 ratio, 5/8in shaft diameter. | Stock | 321 | 334
MTGP-P20-1J026 | IronHorse parallel shaft DC gear motor, 1/5hp, 12 VDC, 26rpm, 280 lb-in full load torque, 12.6 FLA, 69:1 ratio, 5/8in shaft diameter. | Stock | 339 | 353
MTGP-P20-1J037 | IronHorse parallel shaft DC gear motor, 1/5hp, 12 VDC, 37rpm, 245 lb-in full load torque, 15.8 FLA, 46:1 ratio, 5/8in shaft diameter. | Stock | 339 | 353
MTGP-P20-1J056 | IronHorse parallel shaft DC gear motor, 1/5hp, 12 VDC, 56rpm, 168 lb-in full load torque, 15.7 FLA, 30:1 ratio, 5/8in shaft diameter. | Stock | 332 | 345
MTGP-P20-1J084 | IronHorse parallel shaft DC gear motor, 1/5hp, 12 VDC, 84rpm, 112 lb-in full load torque, 15.7 FLA, 20:1 ratio, 5/8in shaft diameter. | Stock | 332 | 345
MTGP-P20-1J154 | IronHorse parallel shaft DC gear motor, 1/5hp, 12 VDC, 154rpm, 61 lb-in full load torque, 15.6 FLA, 11:1 ratio, 5/8in shaft diameter. | Stock | 312 | 324
MTGP-P20-1K018 | IronHorse parallel shaft DC gear motor, 1/5hp, 24 VDC, 18rpm, 280 lb-in full load torque, 4.41 FLA, 110:1 ratio, 5/8in shaft diameter. | Stock | 332 | 345
MTGP-P20-1K036 | IronHorse parallel shaft DC gear motor, 1/5hp, 24 VDC, 36rpm, 245 lb-in full load torque, 7.89 FLA, 46:1 ratio, 5/8in shaft diameter. | Stock | 332 | 345
MTGP-P20-1K084 | IronHorse parallel shaft DC gear motor, 1/5hp, 24 VDC, 84rpm, 112 lb-in full load torque, 7.87 FLA, 20:1 ratio, 5/8in shaft diameter. | Stock | 328 | 341
MTGP-P20-1K153 | IronHorse parallel shaft DC gear motor, 1/5hp, 24 VDC, 153rpm, 61 lb-in full load torque, 7.81 FLA, 11:1 ratio, 5/8in shaft diameter. | Stock | 328 | 341
MTGR-P05-1L038 | IronHorse right angle dual shaft DC gear motor, 1/19hp, 90 VDC, 38rpm, 42 lb-in full load torque, 0.68 FLA, 50:1 ratio, 1/2in shaft diameter. | Stock | 317 | 330
MTGR-P05-1L053 | IronHorse right angle dual shaft DC gear motor, 1/19hp, 90 VDC, 53rpm, 33 lb-in full load torque, 0.68 FLA, 36:1 ratio, 1/2in shaft diameter. | Stock | 317 | 330
MTGR-P05-1L093 | IronHorse right angle dual shaft DC gear motor, 1/19hp, 90 VDC, 93rpm, 23 lb-in full load torque, 0.68 FLA, 20.5:1 ratio, 1/2in shaft diameter. | Stock | 317 | 330
MTGR-P05-1L132 | IronHorse right angle dual shaft DC gear motor, 1/19hp, 90 VDC, 132rpm, 17 lb-in full load torque, 0.67 FLA, 14.5:1 ratio, 1/2in shaft diameter. | Stock | 317 | 330
MTGR-P05-1L197 | IronHorse right angle dual shaft DC gear motor, 1/19hp, 90 VDC, 197rpm, 12 lb-in full load torque, 0.68 FLA, 9.75:1 ratio, 1/2in shaft diameter. | Stock | 317 | 330
MTGR-P07-1J036 | IronHorse right angle dual shaft DC gear motor, 1/15hp, 12 VDC, 36rpm, 50 lb-in full load torque, 5.69 FLA, 50:1 ratio, 1/2in shaft diameter. | Stock | 254 | 264
MTGR-P07-1J084 | IronHorse right angle dual shaft DC gear motor, 1/15hp, 12 VDC, 84rpm, 34 lb-in full load torque, 6.78 FLA, 20.5:1 ratio, 1/2in shaft diameter. | Stock | 254 | 264
MTGR-P07-1J177 | IronHorse right angle dual shaft DC gear motor, 1/15hp, 12 VDC, 177rpm, 18 lb-in full load torque, 6.78 FLA, 9.75:1 ratio, 1/2in shaft diameter. | Stock | 254 | 264
MTGR-P14-1L022 | IronHorse right angle single shaft DC gear motor, 1/7hp, 90 VDC, 22rpm, 280 lb-in full load torque, 1.41 FLA, 82:1 ratio, 5/8in shaft diameter. | Stock | 328 | 341
MTGR-P14-1L040 | IronHorse right angle single shaft DC gear motor, 1/7hp, 90 VDC, 40rpm, 185 lb-in full load torque, 1.64 FLA, 44:1 ratio, 5/8in shaft diameter. | Stock | 330 | 343
MTGR-P14-1L064 | IronHorse right angle single shaft DC gear motor, 1/7hp, 90 VDC, 64rpm, 116 lb-in full load torque, 1.65 FLA, 28:1 ratio, 5/8in shaft diameter. | Stock | 353 | 367
MTGR-P14-1L077 | IronHorse right angle single shaft DC gear motor, 1/7hp, 90 VDC, 77rpm, 97 lb-in full load torque, 1.65 FLA, 23:1 ratio, 5/8in shaft diameter. | Stock | 328 | 341
MTGR-P14-1L178 | IronHorse right angle single shaft DC gear motor, 1/7hp, 90 VDC, 178rpm, 44 lb-in full load torque, 1.64 FLA, 10:1 ratio, 5/8in shaft diameter. | Stock | 328 | 341
MTGR-P20-1K023 | IronHorse right angle single shaft DC gear motor, 1/5hp, 24 VDC, 23rpm, 280 lb-in full load torque, 5.64 FLA, 82:1 ratio, 5/8in shaft diameter. | Stock | 336 | 349
MTGR-P20-1K039 | IronHorse right angle single shaft DC gear motor, 1/5hp, 24 VDC, 39rpm, 263 lb-in full load torque, 8.74 FLA, 44:1 ratio, 5/8in shaft diameter. | Stock | 332 | 345
MTGR-P20-1K075 | IronHorse right angle single shaft DC gear motor, 1/5hp, 24 VDC, 75rpm, 137 lb-in full load torque, 8.72 FLA, 23:1 ratio, 5/8in shaft diameter. | Stock | 336 | 349
MTGR-P20-1K174 | IronHorse right angle single shaft DC gear motor, 1/5hp, 24 VDC, 174rpm, 63 lb-in full load torque, 8.75 FLA, 10:1 ratio, 5/8in shaft diameter. | Stock | 336 | 349
MTK180-4 | Quadritalia OKK series vertical frame rail, 1800mm, galvanized steel. Package of 4. | Stock | 121 | 163
MTK200-4 | Quadritalia OKK series vertical frame rail, 2000mm, galvanized steel. Package of 4. | Stock | 168 | 227
MTPM-001-1L18 | IronHorse MTPM series DC permanent magnet motor, SCR-PWM rated, 1hp, 90 VDC, 1800rpm, TEFC, 56C frame, rolled steel, removable base/C-face mount. Replacement brushes included. | Stock | 304 | 316
MTPM-001-1M18 | IronHorse MTPM series DC permanent magnet motor, SCR-PWM rated, 1hp, 180 VDC, 1800rpm, TEFC, 56C frame, rolled steel, removable base/C-face mount. Replacement brushes included. | Stock | 304 | 316
MTPM-002-1M18 | IronHorse MTPM series DC permanent magnet motor, SCR-PWM rated, 2hp, 180 VDC, 1800rpm, TEFC, 56C frame, rolled steel, removable base/C-face mount. Replacement brushes included. | Stock | 524 | 545
MTPM-1P5-1L18 | IronHorse MTPM series DC permanent magnet motor, SCR-PWM rated, 1-1/2hp, 90 VDC, 1800rpm, TEFC, 56C frame, rolled steel, removable base/C-face mount. Replacement brushes included. | Stock | 330 | 343
MTPM-1P5-1M18 | IronHorse MTPM series DC permanent magnet motor, SCR-PWM rated, 1-1/2hp, 180 VDC, 1800rpm, TEFC, 56C frame, rolled steel, removable base/C-face mount. Replacement brushes included. | Stock | 330 | 343
MTPM-BRUSH-1 | IronHorse DC motor brushes, replacement. Package of 2. For use with IronHorse 1/3hp - 1hp MTPM series permanent magnet DC motors. Each motor is shipped with a set of brushes installed and an extra set shipped loose. | Stock | 12.5 | 13
MTPM-BRUSH-2 | IronHorse DC motor brushes, replacement. Package of 2. For use with IronHorse 2hp 180 VDC MTPM series permanent magnet DC motors. Each motor is shipped with a set of brushes installed and an extra set shipped loose. | Stock | 15.75 | 16.5
MTPM-BRUSH-3 | IronHorse DC motor brushes, replacement. Package of 2. For use with IronHorse 1-1/2hp 90 VDC MTPM series permanent magnet DC motors. Each motor is shipped with a set of brushes installed and an extra set shipped loose. | Stock | 14.25 | 15
MTPM-BRUSH-4 | IronHorse DC motor brushes, replacement. Package of 2. For use with IronHorse 1/4hp and 1/5hp 12 VDC or 24 VDC MTPM, MTGR, and MTGP series permanent magnet DC motors and gearmotors. (2) brush caps included. | Stock | 31.5 | 33
MTPM-BRUSH-5 | IronHorse DC motor brushes, replacement. Package of 2. For use with IronHorse 1/6hp or smaller 12 VDC or 24 VDC MTPM, MTGR, and MTGP series permanent magnet DC motors and gearmotors. (2) brush caps included. | Stock | 24 | 25
MTPM-BRUSH-6 | IronHorse DC motor brushes, replacement. Package of 2. For use with IronHorse 1/7hp or 1/8hp 90 VDC or 180 VDC MTPM, MTGR, and MTGP series permanent magnet DC motors and gearmotors. (2) brush caps included. | Stock | 27 | 28
MTPM-BRUSH-7 | IronHorse DC motor brushes, replacement. Package of 2. For use with IronHorse 1/10hp or smaller 90 VDC or 180 VDC MTPM, MTGR, and MTGP series permanent magnet DC motors and gearmotors. (2) brush caps included. | Stock | 21.5 | 22.5
MTPM-P03-1L18 | IronHorse MTPM series DC permanent magnet motor, SCR-PWM rated, 1/31hp, 90 VDC, 1797rpm, TENV, small frame, rolled steel, flange mount. | Stock | 87 | 90
MTPM-P04-1L17 | IronHorse MTPM series DC permanent magnet motor, SCR-PWM rated, 1/26hp, 90 VDC, 1749rpm, TENV, small frame, rolled steel, flange mount. | Stock | 91 | 95
MTPM-P05-1L19 | IronHorse MTPM series DC permanent magnet motor, SCR-PWM rated, 1/19hp, 90 VDC, 1917rpm, TENV, small frame, rolled steel, flange mount. | Stock | 119 | 124
MTPM-P07-1M24 | IronHorse MTPM series DC permanent magnet motor, SCR-PWM rated, 1/15hp, 180 VDC, 2440rpm, TENV, small frame, rolled steel, flange mount. | Stock | 125 | 130
MTPM-P10-1JK43 | IronHorse MTPM series DC permanent magnet motor, SCR-PWM rated, 1/10hp, 12/24 VDC, 1746/4252rpm, TENV, small frame, rolled steel, flange mount. | Stock | 81 | 84
MTPM-P13-1JK42 | IronHorse MTPM series DC permanent magnet motor, SCR-PWM rated, 1/8hp, 12/24 VDC, 1825/4224rpm, TENV, small frame, rolled steel, flange mount. | Stock | 89 | 93
MTPM-P13-1L19 | IronHorse MTPM series DC permanent magnet motor, SCR-PWM rated, 1/8hp, 90 VDC, 1917rpm, TENV, small frame, rolled steel, flange mount. | Stock | 138 | 144
MTPM-P13-1M19 | IronHorse MTPM series DC permanent magnet motor, SCR-PWM rated, 1/8hp, 180 VDC, 1865rpm, TENV, small frame, rolled steel, flange mount. | Stock | 151 | 157
MTPM-P14-1L19 | IronHorse MTPM series DC permanent magnet motor, SCR-PWM rated, 1/7hp, 90 VDC, 1740rpm, TENV, small frame, rolled steel, flange mount. | Stock | 151 | 157
MTPM-P14-1M18 | IronHorse MTPM series DC permanent magnet motor, SCR-PWM rated, 1/7hp, 180 VDC, 1828rpm, TENV, small frame, rolled steel, flange mount. | Stock | 151 | 157
MTPM-P17-1JK43 | IronHorse MTPM series DC permanent magnet motor, SCR-PWM rated, 1/6hp, 12/24 VDC, 1841/4290rpm, TENV, small frame, rolled steel, flange mount. | Stock | 119 | 124
MTPM-P25-1JK40 | IronHorse MTPM series DC permanent magnet motor, SCR-PWM rated, 1/4hp, 12/24 VDC, 1732/3996rpm, TENV, small frame, rolled steel, flange mount. | Stock | 145 | 151
MTPM-P25-1JK44 | IronHorse MTPM series DC permanent magnet motor, SCR-PWM rated, 1/4hp, 12/24 VDC, 1854/4375rpm, TENV, small frame, rolled steel, flange mount. | Stock | 145 | 151
MTPM-P33-1L18 | IronHorse MTPM series DC permanent magnet motor, SCR-PWM rated, 1/3hp, 90 VDC, 1800rpm, TENV, 56C frame, rolled steel, removable base/C-face mount. Replacement brushes included. | Stock | 188 | 196
MTPM-P33-1M18 | IronHorse MTPM series DC permanent magnet motor, SCR-PWM rated, 1/3hp, 180 VDC, 1800rpm, TENV, 56C frame, rolled steel, removable base/C-face mount. Replacement brushes included. | Stock | 186 | 193
MTPM-P50-1L18 | IronHorse MTPM series DC permanent magnet motor, SCR-PWM rated, 1/2hp, 90 VDC, 1800rpm, TENV, 56C frame, rolled steel, removable base/C-face mount. Replacement brushes included. | Stock | 241 | 251
MTPM-P50-1M18 | IronHorse MTPM series DC permanent magnet motor, SCR-PWM rated, 1/2hp, 180 VDC, 1800rpm, TENV, 56C frame, rolled steel, removable base/C-face mount. Replacement brushes included. | Stock | 240 | 250
MTPM-P75-1L18 | IronHorse MTPM series DC permanent magnet motor, SCR-PWM rated, 3/4hp, 90 VDC, 1800rpm, TEFC, 56C frame, rolled steel, removable base/C-face mount. Replacement brushes included. | Stock | 274 | 285
MTPM-P75-1M18 | IronHorse MTPM series DC permanent magnet motor, SCR-PWM rated, 3/4hp, 180 VDC, 1800rpm, TEFC, 56C frame, rolled steel, removable base/C-face mount. Replacement brushes included. | Stock | 274 | 285
MTR2-001-1AB18 | IronHorse MTR series standard efficiency AC induction motor, general purpose, 1hp, 1-phase, 115/230 VAC, 1800rpm, TEFC, 56C frame, rolled steel, rigid base/C-face mount. | Stock | 209 | 249
MTR2-001-1AB36 | IronHorse MTR series standard efficiency AC induction motor, general purpose, 1hp, 1-phase, 115/230 VAC, 3600rpm, TEFC, 56C frame, rolled steel, rigid base/C-face mount. | Stock | 207 | 246
MTR2-002-1AB18 | IronHorse MTR series standard efficiency AC induction motor, general purpose, 2hp, 1-phase, 115/230 VAC, 1800rpm, TEFC, 56HC frame, rolled steel, rigid base/C-face mount. | Stock | 287 | 342
MTR2-002-1AB36 | IronHorse MTR series standard efficiency AC induction motor, general purpose, 2hp, 1-phase, 115/230 VAC, 3600rpm, TEFC, 56HC frame, rolled steel, rigid base/C-face mount. | Stock | 266 | 317
MTR2-1P5-1AB18 | IronHorse MTR series standard efficiency AC induction motor, general purpose, 1-1/2hp, 1-phase, 115/230 VAC, 1800rpm, TEFC, 56HC frame, rolled steel, rigid base/C-face mount. | Stock | 248 | 295
MTR2-1P5-1AB36 | IronHorse MTR series standard efficiency AC induction motor, general purpose, 1-1/2hp, 1-phase, 115/230 VAC, 3600rpm, TEFC, 56C frame, rolled steel, rigid base/C-face mount. | Stock | 227 | 270
MTR2-P33-1AB18 | IronHorse MTR series standard efficiency AC induction motor, general purpose, 1/3hp, 1-phase, 115/230 VAC, 1800rpm, TEFC, 56C frame, rolled steel, rigid base/C-face mount. | Stock | 171 | 203
MTR2-P33-1AB36 | IronHorse MTR series standard efficiency AC induction motor, general purpose, 1/3hp, 1-phase, 115/230 VAC, 3600rpm, TEFC, 56C frame, rolled steel, rigid base/C-face mount. | Stock | 171 | 203
MTR2-P33-3BD18 | IronHorse MTR series standard efficiency AC induction motor, general purpose and inverter rated, 1/3hp, 3-phase, 230/460 VAC, 1800rpm, TEFC, 56C frame, rolled steel, rigid base/C-face mount. | Stock | 153 | 182
MTR2-P33-3BD36 | IronHorse MTR series standard efficiency AC induction motor, general purpose and inverter rated, 1/3hp, 3-phase, 230/460 VAC, 3600rpm, TEFC, 56C frame, rolled steel, rigid base/C-face mount. | Stock | 135 | 161
MTR2-P50-1AB18 | IronHorse MTR series standard efficiency AC induction motor, general purpose, 1/2hp, 1-phase, 115/230 VAC, 1800rpm, TEFC, 56C frame, rolled steel, rigid base/C-face mount. | Stock | 188 | 224
MTR2-P50-1AB36 | IronHorse MTR series standard efficiency AC induction motor, general purpose, 1/2hp, 1-phase, 115/230 VAC, 3600rpm, TEFC, 56C frame, rolled steel, rigid base/C-face mount. | Stock | 177 | 211
MTR2-P50-3BD18 | IronHorse MTR series standard efficiency AC induction motor, general purpose and inverter rated, 1/2hp, 3-phase, 230/460 VAC, 1800rpm, TEFC, 56C frame, rolled steel, rigid base/C-face mount. | Stock | 160 | 190
MTR2-P50-3BD36 | IronHorse MTR series standard efficiency AC induction motor, general purpose and inverter rated, 1/2hp, 3-phase, 230/460 VAC, 3600rpm, TEFC, 56C frame, rolled steel, rigid base/C-face mount. | Stock | 141 | 168
MTR2-P75-1AB18 | IronHorse MTR series standard efficiency AC induction motor, general purpose, 3/4hp, 1-phase, 115/230 VAC, 1800rpm, TEFC, 56C frame, rolled steel, rigid base/C-face mount. | Stock | 204 | 243
MTR2-P75-1AB36 | IronHorse MTR series standard efficiency AC induction motor, general purpose, 3/4hp, 1-phase, 115/230 VAC, 3600rpm, TEFC, 56C frame, rolled steel, rigid base/C-face mount. | Stock | 196 | 233
MTR2-P75-3BD18 | IronHorse MTR series standard efficiency AC induction motor, general purpose and inverter rated, 3/4hp, 3-phase, 230/460 VAC, 1800rpm, TEFC, 56C frame, rolled steel, rigid base/C-face mount. | Stock | 175 | 208
MTR2-P75-3BD36 | IronHorse MTR series standard efficiency AC induction motor, general purpose and inverter rated, 3/4hp, 3-phase, 230/460 VAC, 3600rpm, TEFC, 56C frame, rolled steel, rigid base/C-face mount. | Stock | 150 | 178
MTRP-001-3BD18 | IronHorse MTR series premium efficiency AC induction motor, general purpose and inverter rated, 1hp, 3-phase, 208-230/460 VAC, 1800rpm, TEFC, 56C/HC frame, rolled steel, rigid base/C-face mount. | Stock | 220 | 262
MTRP-001-3BD36 | IronHorse MTR series premium efficiency AC induction motor, general purpose and inverter rated, 1hp, 3-phase, 208-230/460 VAC, 3600rpm, TEFC, 56C/HC frame, rolled steel, rigid base/C-face mount. | Stock | 180 | 214
MTRP-002-3BD18 | IronHorse MTR series premium efficiency AC induction motor, general purpose and inverter rated, 2hp, 3-phase, 208-230/460 VAC, 1800rpm, TEFC, 56C/HC frame, rolled steel, rigid base/C-face mount. | Stock | 296 | 352
MTRP-002-3BD36 | IronHorse MTR series premium efficiency AC induction motor, general purpose and inverter rated, 2hp, 3-phase, 208-230/460 VAC, 3600rpm, TEFC, 56C/HC frame, rolled steel, rigid base/C-face mount. | Stock | 220 | 262
MTRP-003-3BD36 | IronHorse MTR series premium efficiency AC induction motor, general purpose and inverter rated, 3hp, 3-phase, 208-230/460 VAC, 3600rpm, TEFC, 56C/HC frame, rolled steel, rigid base/C-face mount. | Stock | 287 | 342
MTRP-1P5-3BD18 | IronHorse MTR series premium efficiency AC induction motor, general purpose and inverter rated, 1-1/2hp, 3-phase, 208-230/460 VAC, 1800rpm, TEFC, 56C/HC frame, rolled steel, rigid base/C-face mount. | Stock | 253 | 301
MTRP-1P5-3BD36 | IronHorse MTR series premium efficiency AC induction motor, general purpose and inverter rated, 1-1/2hp, 3-phase, 208-230/460 VAC, 3600rpm, TEFC, 56C/HC frame, rolled steel, rigid base/C-face mount. | Stock | 203 | 242
M-TRX-A | ReeR muting sensor, sender, A coding. For use with ReeR Safegate light curtains. | Stock | 73
M-TRX-B | ReeR muting sensor, sender, B coding. For use with ReeR Safegate light curtains. | Stock | 73 | 76
MTSS-P33-3BD18 | IronHorse MTS series premium efficiency AC induction motor, general purpose, 1/3hp, 3-phase, 208-230/460 VAC, 1800rpm, TEFC, 56C frame, stainless steel, rigid base/C-face mount. Cable gland included. | Stock | 458 | 545
MTSS-P33-3BD18R | IronHorse MTS series premium efficiency AC induction motor, general purpose, 1/3hp, 3-phase, 208-230/460 VAC, 1800rpm, TEFC, 56C frame, stainless steel, C-face only mount. Cable gland included. | Stock | 439 | 522
MTSS-P50-3BD18 | IronHorse MTS series premium efficiency AC induction motor, general purpose, 1/2hp, 3-phase, 208-230/460 VAC, 1800rpm, TEFC, 56C frame, stainless steel, rigid base/C-face mount. Cable gland included. | Stock | 466 | 555
MTSS-P50-3BD18R | IronHorse MTS series premium efficiency AC induction motor, general purpose, 1/2hp, 3-phase, 208-230/460 VAC, 1800rpm, TEFC, 56C frame, stainless steel, C-face only mount. Cable gland included. | Stock | 447 | 532
MTSS-P50-3BD36 | IronHorse MTS series standard efficiency AC induction motor, general purpose, 1/2hp, 3-phase, 208-230/460 VAC, 3600rpm, TEFC, 56C frame, stainless steel, rigid base/C-face mount. Cable gland included. | Stock | 454 | 540
MTSS-P75-3BD18 | IronHorse MTS series premium efficiency AC induction motor, general purpose, 3/4hp, 3-phase, 208-230/460 VAC, 1800rpm, TEFC, 56C frame, stainless steel, rigid base/C-face mount. Cable gland included. | Stock | 480 | 571
MTSS-P75-3BD18R | IronHorse MTS series premium efficiency AC induction motor, general purpose, 3/4hp, 3-phase, 208-230/460 VAC, 1800rpm, TEFC, 56C frame, stainless steel, C-face only mount. Cable gland included. | Stock | 460 | 547
MTSS-P75-3BD36 | IronHorse MTS series standard efficiency AC induction motor, general purpose, 3/4hp, 3-phase, 208-230/460 VAC, 3600rpm, TEFC, 56C frame, stainless steel, rigid base/C-face mount. Cable gland included. | Stock | 460 | 547
MTW10BK | MTW hook-up wire, 10 AWG, 19-stranded, bare copper, black insulation, 600V, 500ft reel. Alternate part ID: 187100901440. | Stock | 291.25 | 291
MTW1-0BK-1 | Direct Wire MTW, THHW, UL1426 boat cable, 1 conductor, 1/0 AWG, 1066-stranded, PVC conductor insulation material, black, unshielded, cut to length. | Stock | 4.73
MTW10BN | MTW hook-up wire, 10 AWG, 19-stranded, bare copper, brown insulation, 600V, 500ft reel. Alternate part ID: 187100908440. | Stock | 291.25 | 291
MTW10GN | MTW hook-up wire, 10 AWG, 19-stranded, bare copper, green insulation, 600V, 500ft reel. Alternate part ID: 187100905440. | Stock | 291.25 | 291
MTW10OR | MTW hook-up wire, 10 AWG, 19-stranded, bare copper, orange insulation, 600V, 500ft reel. Alternate part ID: 187100907440. | Stock | 291.25 | 291
MTW10WH | MTW hook-up wire, 10 AWG, 19-stranded, bare copper, white insulation, 600V, 500ft reel. Alternate part ID: 187100902440. | Stock | 291.25 | 291
MTW10YL | MTW hook-up wire, 10 AWG, 19-stranded, bare copper, yellow insulation, 600V, 500ft reel. Alternate part ID: 187100906440. | Stock | 291.25 | 291
MTW12BK | MTW hook-up wire, 12 AWG, 19-stranded, bare copper, black insulation, 600V, 500ft spool. Alternate part ID: 187100801440. | Stock | 191.75 | 192
MTW12BL | MTW hook-up wire, 12 AWG, 19-stranded, bare copper, blue insulation, 600V, 500ft spool. Alternate part ID: 187100804440. | Stock | 191.75 | 192
MTW12BN | MTW hook-up wire, 12 AWG, 19-stranded, bare copper, brown insulation, 600V, 500ft spool. Alternate part ID: 187100808440. | Stock | 191.75 | 192
MTW12GN | MTW hook-up wire, 12 AWG, 19-stranded, bare copper, green insulation, 600V, 500ft spool. Alternate part ID: 187100805440. | Stock | 191.75 | 192
MTW12GY | MTW hook-up wire, 12 AWG, 19-stranded, bare copper, gray insulation, 600V, 500ft spool. Alternate part ID: 187100811440. | Stock | 191.75 | 192
MTW12OR | MTW hook-up wire, 12 AWG, 19-stranded, bare copper, orange insulation, 600V, 500ft spool. Alternate part ID: 187100807440. | Stock | 191.75 | 192
MTW12RD | MTW hook-up wire, 12 AWG, 19-stranded, bare copper, red insulation, 600V, 500ft spool. Alternate part ID: 187100803440. | Stock | 191.75 | 192
MTW12WH | MTW hook-up wire, 12 AWG, 19-stranded, bare copper, white insulation, 600V, 500ft spool. Alternate part ID: 187100802440. | Stock | 191.75 | 192
MTW12YL | MTW hook-up wire, 12 AWG, 19-stranded, bare copper, yellow insulation, 600V, 500ft spool. Alternate part ID: 187100806440. | Stock | 191.75 | 192
MTW14BK | MTW hook-up wire, 14 AWG, 19-stranded, bare copper, black insulation, 600V, 500ft spool. Alternate part ID: 187100701440. | Stock | 140.25 | 140
MTW14BK10 | Atlas Wire MTW hook-up wire, AWM Styles 1015, 1230, 1032, single conductor, 14 AWG, 41/30-stranded, bare copper, PVC conductor insulation material, black insulation, 600V, 1000ft spool. | Stock | 161.25 | 168
MTW14BK25 | MTW hook-up wire, 14 AWG, 19-stranded, bare copper, black insulation, 600V, 2500ft reel. Alternate part ID: 187100701465. | Stock | 665
MTW14BL | MTW hook-up wire, 14 AWG, 19-stranded, bare copper, blue insulation, 600V, 500ft spool. Alternate part ID: 187100704440. | Stock | 140.25 | 140
MTW14BL10 | Atlas Wire MTW hook-up wire, AWM Styles 1015, 1230, 1032, single conductor, 14 AWG, 41/30-stranded, bare copper, PVC conductor insulation material, blue insulation, 600V, 1000ft spool. | Stock | 161.25 | 168
MTW14BN | MTW hook-up wire, 14 AWG, 19-stranded, bare copper, brown insulation, 600V, 500ft spool. Alternate part ID: 187100708440. | Stock | 140.25 | 140
MTW14BW | MTW hook-up wire, 14 AWG, 19-stranded, bare copper, blue with white stripe insulation, 600V, 500ft spool. Alternate part ID: 587000700740. | Stock | 140.25 | 140
MTW14GN | MTW hook-up wire, 14 AWG, 19-stranded, bare copper, green insulation, 600V, 500ft spool. Alternate part ID: 187100705440. | Stock | 140.25 | 140
MTW14GN10 | Atlas Wire MTW hook-up wire, AWM Styles 1015, 1230, 1032, single conductor, 14 AWG, 41/30-stranded, bare copper, PVC conductor insulation material, green insulation, 600V, 1000ft spool. | Stock | 161.25 | 168
MTW14GY | MTW hook-up wire, 14 AWG, 19-stranded, bare copper, gray insulation, 600V, 500ft spool. Alternate part ID: 187100711440. | Stock | 140.25 | 140
MTW14GYL | MTW hook-up wire, 14 AWG, 19-stranded, bare copper, green with yellow stripe insulation, 600V, 500ft spool. Alternate part ID: 587000700840. | Stock | 150.25 | 150
MTW14GYL10 | Atlas Wire MTW hook-up wire, AWM Styles 1015, 1230, 1032, single conductor, 14 AWG, 41/30-stranded, bare copper, PVC conductor insulation material, green with yellow stripe insulation, 600V, 1000ft spool. | Stock | 170.75 | 178
MTW14OR | MTW hook-up wire, 14 AWG, 19-stranded, bare copper, orange insulation, 600V, 500ft spool. Alternate part ID: 187100707440. | Stock | 140.25 | 140
MTW14PL | MTW hook-up wire, 14 AWG, 19-stranded, bare copper, purple insulation, 600V, 500ft spool. Alternate part ID: 187100710440. | Stock | 140.25 | 140
MTW14RD | MTW hook-up wire, 14 AWG, 19-stranded, bare copper, red insulation, 600V, 500ft spool. Alternate part ID: 187100703440. | Stock | 140.25 | 140
MTW14RD10 | Atlas Wire MTW hook-up wire, AWM Styles 1015, 1230, 1032, single conductor, 14 AWG, 41/30-stranded, bare copper, PVC conductor insulation material, red insulation, 600V, 1000ft spool. | Stock | 161.25 | 168
MTW14WB | MTW hook-up wire, 14 AWG, 19-stranded, bare copper, white with blue stripe insulation, 600V, 500ft spool. Alternate part ID: 587000700340. | Stock | 140.25 | 140
MTW14WH | MTW hook-up wire, 14 AWG, 19-stranded, bare copper, white insulation, 600V, 500ft spool. Alternate part ID: 187100702440. | Stock | 140.25 | 140
MTW14WH10 | Atlas Wire MTW hook-up wire, AWM Styles 1015, 1230, 1032, single conductor, 14 AWG, 41/30-stranded, bare copper, PVC conductor insulation material, white insulation, 600V, 1000ft spool. | Stock | 152.5 | 159
MTW14YL | MTW hook-up wire, 14 AWG, 19-stranded, bare copper, yellow insulation, 600V, 500ft spool. Alternate part ID: 187100706440. | Stock | 140.25 | 140
MTW16BK | MTW hook-up wire, 16 AWG, 26-stranded, bare copper, black insulation, 600V, 500ft spool. Alternate part ID: 187100601440. | Stock | 71.25 | 74
MTW16BK10 | Atlas Wire MTW hook-up wire, AWM Styles 1015, 1230, 1032, single conductor, 16 AWG, 26/30-stranded, bare copper, PVC conductor insulation material, black insulation, 600V, 1000ft spool. | Stock | 107.75 | 112
MTW16BK25 | MTW hook-up wire, 16 AWG, 26-stranded, bare copper, black insulation, 600V, 2500ft reel. Alternate part ID: 187100601465. | Stock | 241.75 | 251
MTW16BL | MTW hook-up wire, 16 AWG, 26-stranded, bare copper, blue insulation, 600V, 500ft spool. Alternate part ID: 187100604440. | Stock | 71.25 | 74
MTW16BL10 | Atlas Wire MTW hook-up wire, AWM Styles 1015, 1230, 1032, single conductor, 16 AWG, 26/30-stranded, bare copper, PVC conductor insulation material, blue insulation, 600V, 1000ft spool. | Stock | 107.75 | 112
MTW16BL25 | MTW hook-up wire, 16 AWG, 26-stranded, bare copper, blue insulation, 600V, 2500ft reel. Alternate part ID: 187100604465. | Stock | 241.75 | 251
MTW16BN | MTW hook-up wire, 16 AWG, 26-stranded, bare copper, brown insulation, 600V, 500ft spool. Alternate part ID: 187100608440. | Stock | 71.25 | 74
MTW16BW | MTW hook-up wire, 16 AWG, 26-stranded, bare copper, blue with white stripe insulation, 600V, 500ft spool. Alternate part ID: 587000600740. | Stock | 72.75 | 76
MTW16BW10 | Atlas Wire MTW hook-up wire, AWM Styles 1015, 1230, 1032, single conductor, 16 AWG, 26/30-stranded, bare copper, PVC conductor insulation material, blue with white stripe insulation, 600V, 1000ft spool. | Stock | 129.25 | 134
MTW16BW25 | MTW hook-up wire, 16 AWG, 26-stranded, bare copper, blue with white stripe insulation, 600V, 2500ft reel. Alternate part ID: 587000600765. | Stock | 243.75 | 254
MTW16GN | MTW hook-up wire, 16 AWG, 26-stranded, bare copper, green insulation, 600V, 500ft spool. Alternate part ID: 187100605440. | Stock | 71.25 | 74
MTW16GN10 | Atlas Wire MTW hook-up wire, AWM Styles 1015, 1230, 1032, single conductor, 16 AWG, 26/30-stranded, bare copper, PVC conductor insulation material, green insulation, 600V, 1000ft spool. | Stock | 107.75 | 112
MTW16GY | MTW hook-up wire, 16 AWG, 26-stranded, bare copper, gray insulation, 600V, 500ft spool. Alternate part ID: 187100611440. | Stock | 71.25 | 74
MTW16GYL | MTW hook-up wire, 16 AWG, 26-stranded, bare copper, green with yellow stripe insulation, 600V, 500ft spool. Alternate part ID: 587000600840. | Stock | 72.75 | 76
MTW16GYL10 | Atlas Wire MTW hook-up wire, AWM Styles 1015, 1230, 1032, single conductor, 16 AWG, 26/30-stranded, bare copper, PVC conductor insulation material, green with yellow stripe insulation, 600V, 1000ft spool. | Stock | 129.25 | 134
MTW16OR | MTW hook-up wire, 16 AWG, 26-stranded, bare copper, orange insulation, 600V, 500ft spool. Alternate part ID: 187100607440. | Stock | 71.25 | 74
MTW16PL | MTW hook-up wire, 16 AWG, 26-stranded, bare copper, purple insulation, 600V, 500ft spool. Alternate part ID: 187100610440. | Stock | 71.25 | 74
MTW16RD | MTW hook-up wire, 16 AWG, 26-stranded, bare copper, red insulation, 600V, 500ft spool. Alternate part ID: 187100603440. | Stock | 71.25 | 74
MTW16RD10 | Atlas Wire MTW hook-up wire, AWM Styles 1015, 1230, 1032, single conductor, 16 AWG, 26/30-stranded, bare copper, PVC conductor insulation material, red insulation, 600V, 1000ft spool. | Stock | 107.75 | 112
MTW16RD25 | MTW hook-up wire, 16 AWG, 26-stranded, bare copper, red insulation, 600V, 2500ft reel. Alternate part ID: 187100603465. | Stock | 241.75 | 251
MTW16WB | MTW hook-up wire, 16 AWG, 26-stranded, bare copper, white with blue stripe insulation, 600V, 500ft spool. Alternate part ID: 587000600340. | Stock | 51 | 53
MTW16WB10 | Atlas Wire MTW hook-up wire, AWM Styles 1015, 1230, 1032, single conductor, 16 AWG, 26/30-stranded, bare copper, PVC conductor insulation material, white with blue stripe insulation, 600V, 1000ft spool. | Stock | 129.25 | 134
MTW16WH | MTW hook-up wire, 16 AWG, 26-stranded, bare copper, white insulation, 600V, 500ft spool. Alternate part ID: 187100602440. | Stock | 71.25 | 74
MTW16WH10 | Atlas Wire MTW hook-up wire, AWM Styles 1015, 1230, 1032, single conductor, 16 AWG, 26/30-stranded, bare copper, PVC conductor insulation material, white insulation, 600V, 1000ft spool. | Stock | 107.75 | 112
MTW16WH25 | MTW hook-up wire, 16 AWG, 26-stranded, bare copper, white insulation, 600V, 2500ft reel. Alternate part ID: 187100602465. | Stock | 241.75 | 251
MTW16WO | MTW hook-up wire, 16 AWG, 26-stranded, bare copper, white with orange stripe insulation, 600V, 500ft spool. Alternate part ID: 587000600540. | Stock | 72.75 | 76
MTW16YL | MTW hook-up wire, 16 AWG, 26-stranded, bare copper, yellow insulation, 600V, 500ft spool. Alternate part ID: 187100606440. | Stock | 71.25 | 74
MTW16YL10 | Atlas Wire MTW hook-up wire, AWM Styles 1015, 1230, 1032, single conductor, 16 AWG, 26/30-stranded, bare copper, PVC conductor insulation material, yellow insulation, 600V, 1000ft spool. | Stock | 107.75 | 112
MTW18BK | MTW hook-up wire, 18 AWG, 16-stranded, bare copper, black insulation, 600V, 500ft spool. Alternate part ID: 187100501440. | Stock | 70
MTW18BK10 | Atlas Wire MTW hook-up wire, AWM Styles 1015, 1230, 1032, single conductor, 18 AWG, 16/30-stranded, bare copper, PVC conductor insulation material, black insulation, 600V, 1000ft spool. | Stock | 81.5 | 85
MTW18BK25 | MTW hook-up wire, 18 AWG, 16-stranded, bare copper, black insulation, 600V, 2500ft reel. Alternate part ID: 187100501465. | Stock | 350.25 | 350
MTW18BL | MTW hook-up wire, 18 AWG, 16-stranded, bare copper, blue insulation, 600V, 500ft spool. Alternate part ID: 187100504440. | Stock | 70
MTW18BL10 | Atlas Wire MTW hook-up wire, AWM Styles 1015, 1230, 1032, single conductor, 18 AWG, 16/30-stranded, bare copper, PVC conductor insulation material, blue insulation, 600V, 1000ft spool. | Stock | 81.5 | 85
MTW18BL25 | MTW hook-up wire, 18 AWG, 16-stranded, bare copper, blue insulation, 600V, 2500ft reel. Alternate part ID: 187100504465. | Stock | 350.25 | 350
MTW18BN | MTW hook-up wire, 18 AWG, 16-stranded, bare copper, brown insulation, 600V, 500ft spool. Alternate part ID: 187100508440. | Stock | 70
MTW18BN10 | Atlas Wire MTW hook-up wire, AWM Styles 1015, 1230, 1032, single conductor, 18 AWG, 16/30-stranded, bare copper, PVC conductor insulation material, brown insulation, 600V, 1000ft spool. | Stock | 81.5 | 85
MTW18BW | MTW hook-up wire, 18 AWG, 16-stranded, bare copper, blue with white stripe insulation, 600V, 500ft spool. Alternate part ID: 587000500740. | Stock | 75
MTW18BW10 | Atlas Wire MTW hook-up wire, AWM Styles 1015, 1230, 1032, single conductor, 18 AWG, 16/30-stranded, bare copper, PVC conductor insulation material, blue with white stripe insulation, 600V, 1000ft spool. | Stock | 84.5 | 88
MTW18BW25 | MTW hook-up wire, 18 AWG, 16-stranded, bare copper, blue with white stripe insulation, 600V, 2500ft reel. Alternate part ID: 587000500765. | Stock | 365.25 | 365
MTW18GN | MTW hook-up wire, 18 AWG, 16-stranded, bare copper, green insulation, 600V, 500ft spool. Alternate part ID: 187100505440. | Stock | 70
MTW18GN10 | Atlas Wire MTW hook-up wire, AWM Styles 1015, 1230, 1032, single conductor, 18 AWG, 16/30-stranded, bare copper, PVC conductor insulation material, green insulation, 600V, 1000ft spool. | Stock | 81.5 | 85
MTW18GY | MTW hook-up wire, 18 AWG, 16-stranded, bare copper, gray insulation, 600V, 500ft spool. Alternate part ID: 187100511440. | Stock | 70
MTW18GY10 | Atlas Wire MTW hook-up wire, AWM Styles 1015, 1230, 1032, single conductor, 18 AWG, 16/30-stranded, bare copper, PVC conductor insulation material, gray insulation, 600V, 1000ft spool. | Stock | 81.5 | 85
MTW18GYL | MTW hook-up wire, 18 AWG, 16-stranded, bare copper, green with yellow stripe insulation, 600V, 500ft spool. Alternate part ID: 587000500840. | Stock | 75
MTW18GYL10 | Atlas Wire MTW hook-up wire, AWM Styles 1015, 1230, 1032, single conductor, 18 AWG, 16/30-stranded, bare copper, PVC conductor insulation material, green with yellow stripe insulation, 600V, 1000ft spool. | Stock | 85.5 | 89
MTW18OR | MTW hook-up wire, 18 AWG, 16-stranded, bare copper, orange insulation, 600V, 500ft spool. Alternate part ID: 187100507440. | Stock | 70
MTW18OR10 | Atlas Wire MTW hook-up wire, AWM Styles 1015, 1230, 1032, single conductor, 18 AWG, 16/30-stranded, bare copper, PVC conductor insulation material, orange insulation, 600V, 1000ft spool. | Stock | 81.5 | 85
MTW18PL | MTW hook-up wire, 18 AWG, 16-stranded, bare copper, purple insulation, 600V, 500ft spool. Alternate part ID: 187100510440. | Stock | 70
MTW18PL10 | Atlas Wire MTW hook-up wire, AWM Styles 1015, 1230, 1032, single conductor, 18 AWG, 16/30-stranded, bare copper, PVC conductor insulation material, purple insulation, 600V, 1000ft spool. | Stock | 81.5 | 85
MTW18RD | MTW hook-up wire, 18 AWG, 16-stranded, bare copper, red insulation, 600V, 500ft spool. Alternate part ID: 187100503440. | Stock | 70
MTW18RD10 | Atlas Wire MTW hook-up wire, AWM Styles 1015, 1230, 1032, single conductor, 18 AWG, 16/30-stranded, bare copper, PVC conductor insulation material, red insulation, 600V, 1000ft spool. | Stock | 81.5 | 85
MTW18RD25 | MTW hook-up wire, 18 AWG, 16-stranded, bare copper, red insulation, 600V, 2500ft reel. Alternate part ID: 187100503465. | Stock | 350.25 | 350
MTW18WB | MTW hook-up wire, 18 AWG, 16-stranded, bare copper, white with blue stripe insulation, 600V, 500ft spool. Alternate part ID: 587000500340. | Stock | 75
MTW18WB10 | Atlas Wire MTW hook-up wire, AWM Styles 1015, 1230, 1032, single conductor, 18 AWG, 16/30-stranded, bare copper, PVC conductor insulation material, white with blue stripe insulation, 600V, 1000ft spool. | Stock | 85.5 | 89
MTW18WH | MTW hook-up wire, 18 AWG, 16-stranded, bare copper, white insulation, 600V, 500ft spool. Alternate part ID: 187100502440. | Stock | 70
MTW18WH10 | Atlas Wire MTW hook-up wire, AWM Styles 1015, 1230, 1032, single conductor, 18 AWG, 16/30-stranded, bare copper, PVC conductor insulation material, white insulation, 600V, 1000ft spool. | Stock | 81.5 | 85
MTW18WO | MTW hook-up wire, 18 AWG, 16-stranded, bare copper, white with orange stripe insulation, 600V, 500ft spool. Alternate part ID: 587000500540. | Stock | 75
MTW18YL | MTW hook-up wire, 18 AWG, 16-stranded, bare copper, yellow insulation, 600V, 500ft spool. Alternate part ID: 187100506440. | Stock | 70
MTW18YL10 | Atlas Wire MTW hook-up wire, AWM Styles 1015, 1230, 1032, single conductor, 18 AWG, 16/30-stranded, bare copper, PVC conductor insulation material, yellow insulation, 600V, 1000ft spool. | Stock | 81.5 | 85
MTW1BK-1 | Direct Wire MTW, THHW, UL1426 boat cable, 1 conductor, 1 AWG, 845-stranded, PVC conductor insulation material, black, unshielded, cut to length. | Stock | 3.77
MTW20BK | MTW hook-up wire, 20 AWG, 10-stranded, bare copper, black insulation, 600V, 500ft spool. Alternate part ID: 029892335939. | Stock | 29.75 | 31
MTW2-0BK-1 | Direct Wire MTW, THHW, UL1426 boat cable, 1 conductor, 2/0 AWG, 1339-stranded, PVC conductor insulation material, black, unshielded, cut to length. | Stock | 5.83
MTW20BK10 | Atlas Wire MTW hook-up wire, AWM Styles 1015, 1230, 1032, single conductor, 20 AWG, 10/30-stranded, bare copper, PVC conductor insulation material, black insulation, 600V, 1000ft spool. | Stock | 51.25 | 53
MTW20BL | MTW hook-up wire, 20 AWG, 10-stranded, bare copper, blue insulation, 600V, 500ft spool. Alternate part ID: 029892469252. | Stock | 29.75 | 31
MTW20BL10 | Atlas Wire MTW hook-up wire, AWM Styles 1015, 1230, 1032, single conductor, 20 AWG, 10/30-stranded, bare copper, PVC conductor insulation material, blue insulation, 600V, 1000ft spool. | Stock | 51.25 | 53
MTW20BN | MTW hook-up wire, 20 AWG, 10-stranded, bare copper, brown insulation, 600V, 500ft spool. Alternate part ID: 029892469177. | Stock | 29.75 | 31
MTW20BN10 | Atlas Wire MTW hook-up wire, AWM Styles 1015, 1230, 1032, single conductor, 20 AWG, 10/30-stranded, bare copper, PVC conductor insulation material, brown insulation, 600V, 1000ft spool. | Stock | 51.25 | 53
MTW20BW | MTW hook-up wire, 20 AWG, 10-stranded, bare copper, blue with white stripe insulation, 600V, 500ft spool. Alternate part ID: 029892511081. | Stock | 42 | 43.5
MTW20BW10 | Atlas Wire MTW hook-up wire, AWM Styles 1015, 1230, 1032, single conductor, 20 AWG, 10/30-stranded, bare copper, PVC conductor insulation material, blue with white stripe insulation, 600V, 1000ft spool. | Stock | 55 | 57
MTW20GN | MTW hook-up wire, 20 AWG, 10-stranded, bare copper, green insulation, 600V, 500ft spool. Alternate part ID: 029892469245. | Stock | 29.75 | 31
MTW20GN10 | Atlas Wire MTW hook-up wire, AWM Styles 1015, 1230, 1032, single conductor, 20 AWG, 10/30-stranded, bare copper, PVC conductor insulation material, green insulation, 600V, 1000ft spool. | Stock | 51.25 | 53
MTW20GY | MTW hook-up wire, 20 AWG, 10-stranded, bare copper, gray insulation, 600V, 500ft spool. Alternate part ID: 029892469276. | Stock | 29.75 | 31
MTW20GYL | MTW hook-up wire, 20 AWG, 10-stranded, bare copper, green with yellow stripe insulation, 600V, 500ft spool. Alternate part ID: 029892511067. | Stock | 42 | 43.5
MTW20GYL10 | Atlas Wire MTW hook-up wire, AWM Styles 1015, 1230, 1032, single conductor, 20 AWG, 10/30-stranded, bare copper, PVC conductor insulation material, green with yellow stripe insulation, 600V, 1000ft spool. | Stock | 55 | 57
MTW20OR | MTW hook-up wire, 20 AWG, 10-stranded, bare copper, orange insulation, 600V, 500ft spool. Alternate part ID: 029892469191. | Stock | 29.75 | 31
MTW20OR10 | Atlas Wire MTW hook-up wire, AWM Styles 1015, 1230, 1032, single conductor, 20 AWG, 10/30-stranded, bare copper, PVC conductor insulation material, orange insulation, 600V, 1000ft spool. | Stock | 51.25 | 53
MTW20PL | MTW hook-up wire, 20 AWG, 10-stranded, bare copper, purple insulation, 600V, 500ft spool. Alternate part ID: 029892469269. | Stock | 29.75 | 31
MTW20RD | MTW hook-up wire, 20 AWG, 10-stranded, bare copper, red insulation, 600V, 500ft spool. Alternate part ID: 029892469184. | Stock | 29.75 | 31
MTW20RD10 | Atlas Wire MTW hook-up wire, AWM Styles 1015, 1230, 1032, single conductor, 20 AWG, 10/30-stranded, bare copper, PVC conductor insulation material, red insulation, 600V, 1000ft spool. | Stock | 51.25 | 53
MTW20WB | MTW hook-up wire, 20 AWG, 10-stranded, bare copper, white with blue stripe insulation, 600V, 500ft spool. Alternate part ID: 029892511050. | Stock | 42 | 43.5
MTW20WB10 | Atlas Wire MTW hook-up wire, AWM Styles 1015, 1230, 1032, single conductor, 20 AWG, 10/30-stranded, bare copper, PVC conductor insulation material, white with blue stripe insulation, 600V, 1000ft spool. | Stock | 55 | 57
MTW20WH | MTW hook-up wire, 20 AWG, 10-stranded, bare copper, white insulation, 600V, 500ft spool. Alternate part ID: 029892469283. | Stock | 29.75 | 31
MTW20WH10 | Atlas Wire MTW hook-up wire, AWM Styles 1015, 1230, 1032, single conductor, 20 AWG, 10/30-stranded, bare copper, PVC conductor insulation material, white insulation, 600V, 1000ft spool. | Stock | 51.25 | 53
MTW20WO | MTW hook-up wire, 20 AWG, 10-stranded, bare copper, white with orange stripe insulation, 600V, 500ft spool. Alternate part ID: 029892511074. | Stock | 42 | 43.5
MTW20YL | MTW hook-up wire, 20 AWG, 10-stranded, bare copper, yellow insulation, 600V, 500ft spool. Alternate part ID: 029892469207. | Stock | 29.75 | 31
MTW20YL10 | Atlas Wire MTW hook-up wire, AWM Styles 1015, 1230, 1032, single conductor, 20 AWG, 10/30-stranded, bare copper, PVC conductor insulation material, yellow insulation, 600V, 1000ft spool. | Stock | 51.25 | 53
MTW22BK | Atlas Wire MTW hook-up wire, AWM Styles 1015, 1230, 1032, single conductor, 22 AWG, 7/30-stranded, bare copper, PVC conductor insulation material, black insulation, 600V, 500ft spool. | Stock | 23.75 | 24.5
MTW22BK10 | Atlas Wire MTW hook-up wire, AWM Styles 1015, 1230, 1032, single conductor, 22 AWG, 7/30-stranded, bare copper, PVC conductor insulation material, black insulation, 600V, 1000ft spool. | Stock | 42.5 | 44
MTW22BL | Atlas Wire MTW hook-up wire, AWM Styles 1015, 1230, 1032, single conductor, 22 AWG, 7/30-stranded, bare copper, PVC conductor insulation material, blue insulation, 600V, 500ft spool. | Stock | 23.75 | 24.5
MTW22BL10 | Atlas Wire MTW hook-up wire, AWM Styles 1015, 1230, 1032, single conductor, 22 AWG, 7/30-stranded, bare copper, PVC conductor insulation material, blue insulation, 600V, 1000ft spool. | Stock | 42.5 | 44
MTW22BN | Atlas Wire MTW hook-up wire, AWM Styles 1015, 1230, 1032, single conductor, 22 AWG, 7/30-stranded, bare copper, PVC conductor insulation material, brown insulation, 600V, 500ft spool. | Stock | 23.75 | 24.5
MTW22BN10 | Atlas Wire MTW hook-up wire, AWM Styles 1015, 1230, 1032, single conductor, 22 AWG, 7/30-stranded, bare copper, PVC conductor insulation material, brown insulation, 600V, 1000ft spool. | Stock | 42.5 | 44
MTW22BW | Atlas Wire MTW hook-up wire, AWM Styles 1015, 1230, 1032, single conductor, 22 AWG, 7/30-stranded, bare copper, PVC conductor insulation material, blue with white stripe insulation, 600V, 500ft spool. | Stock | 23.75 | 24.5
MTW22BW10 | Atlas Wire MTW hook-up wire, AWM Styles 1015, 1230, 1032, single conductor, 22 AWG, 7/30-stranded, bare copper, PVC conductor insulation material, blue with white stripe insulation, 600V, 1000ft spool. | Stock | 42.5 | 44
MTW22GN | Atlas Wire MTW hook-up wire, AWM Styles 1015, 1230, 1032, single conductor, 22 AWG, 7/30-stranded, bare copper, PVC conductor insulation material, green insulation, 600V, 500ft spool. | Stock | 23.75 | 24.5
MTW22GN10 | Atlas Wire MTW hook-up wire, AWM Styles 1015, 1230, 1032, single conductor, 22 AWG, 7/30-stranded, bare copper, PVC conductor insulation material, green insulation, 600V, 1000ft spool. | Stock | 42.5 | 44
MTW22GY | Atlas Wire MTW hook-up wire, AWM Styles 1015, 1230, 1032, single conductor, 22 AWG, 7/30-stranded, bare copper, PVC conductor insulation material, gray insulation, 600V, 500ft spool. | Stock | 23.75 | 24.5
MTW22GYL | Atlas Wire MTW hook-up wire, AWM Styles 1015, 1230, 1032, single conductor, 22 AWG, 7/30-stranded, bare copper, PVC conductor insulation material, green with yellow stripe insulation, 600V, 500ft spool. | Stock | 25 | 26
MTW22GYL10 | Atlas Wire MTW hook-up wire, AWM Styles 1015, 1230, 1032, single conductor, 22 AWG, 7/30-stranded, bare copper, PVC conductor insulation material, green with yellow stripe insulation, 600V, 1000ft spool. | Stock | 45.25 | 47
MTW22OR | Atlas Wire MTW hook-up wire, AWM Styles 1015, 1230, 1032, single conductor, 22 AWG, 7/30-stranded, bare copper, PVC conductor insulation material, orange insulation, 600V, 500ft spool. | Stock | 23.75 | 24.5
MTW22OR10 | Atlas Wire MTW hook-up wire, AWM Styles 1015, 1230, 1032, single conductor, 22 AWG, 7/30-stranded, bare copper, PVC conductor insulation material, orange insulation, 600V, 1000ft spool. | Stock | 42.5 | 44
MTW22PL | Atlas Wire MTW hook-up wire, AWM Styles 1015, 1230, 1032, single conductor, 22 AWG, 7/30-stranded, bare copper, PVC conductor insulation material, purple insulation, 600V, 500ft spool. | Stock | 23.75 | 24.5
MTW22RD | Atlas Wire MTW hook-up wire, AWM Styles 1015, 1230, 1032, single conductor, 22 AWG, 7/30-stranded, bare copper, PVC conductor insulation material, red insulation, 600V, 500ft spool. | Stock | 23.75 | 24.5
MTW22RD10 | Atlas Wire MTW hook-up wire, AWM Styles 1015, 1230, 1032, single conductor, 22 AWG, 7/30-stranded, bare copper, PVC conductor insulation material, red insulation, 600V, 1000ft spool. | Stock | 42.5 | 44
MTW22WB | Atlas Wire MTW hook-up wire, AWM Styles 1015, 1230, 1032, single conductor, 22 AWG, 7/30-stranded, bare copper, PVC conductor insulation material, white with blue stripe insulation, 600V, 500ft spool. | Stock | 23.75 | 24.5
MTW22WB10 | Atlas Wire MTW hook-up wire, AWM Styles 1015, 1230, 1032, single conductor, 22 AWG, 7/30-stranded, bare copper, PVC conductor insulation material, white with blue stripe insulation, 600V, 1000ft spool. | Stock | 42.5 | 44
MTW22WH | Atlas Wire MTW hook-up wire, AWM Styles 1015, 1230, 1032, single conductor, 22 AWG, 7/30-stranded, bare copper, PVC conductor insulation material, white insulation, 600V, 500ft spool. | Stock | 23.75 | 24.5
MTW22WH10 | Atlas Wire MTW hook-up wire, AWM Styles 1015, 1230, 1032, single conductor, 22 AWG, 7/30-stranded, bare copper, PVC conductor insulation material, white insulation, 600V, 1000ft spool. | Stock | 42.5 | 44
MTW22WO | Atlas Wire MTW hook-up wire, AWM Styles 1015, 1230, 1032, single conductor, 22 AWG, 7/30-stranded, bare copper, PVC conductor insulation material, white with orange stripe insulation, 600V, 500ft spool. | Stock | 25 | 26
MTW22YL | Atlas Wire MTW hook-up wire, AWM Styles 1015, 1230, 1032, single conductor, 22 AWG, 7/30-stranded, bare copper, PVC conductor insulation material, yellow insulation, 600V, 500ft spool. | Stock | 23.75 | 24.5
MTW22YL10 | Atlas Wire MTW hook-up wire, AWM Styles 1015, 1230, 1032, single conductor, 22 AWG, 7/30-stranded, bare copper, PVC conductor insulation material, yellow insulation, 600V, 1000ft spool. | Stock | 42.5 | 44
MTW250MCMBK-1 | Direct Wire MTW, THHW, UL1426 boat cable, 1 conductor, 250 MCM, 2527-stranded, PVC conductor insulation material, black, unshielded, cut to length. | Stock | 11.66
MTW2BK-1 | Direct Wire MTW, THHW, UL1426 boat cable, 1 conductor, 2 AWG, 676-stranded, PVC conductor insulation material, black, unshielded, cut to length. | Stock | 2.45
MTW3-0BK-1 | Direct Wire MTW, THHW, UL1426 boat cable, 1 conductor, 3/0 AWG, 1677-stranded, PVC conductor insulation material, black, unshielded, cut to length. | Stock | 7.29
MTW350MCMBK-1 | Direct Wire MTW, THHW, UL1426 boat cable, 1 conductor, 350 MCM, 3478-stranded, PVC conductor insulation material, black, unshielded, cut to length. | Stock | 15.9
MTW4-0BK-1 | Direct Wire MTW, THHW, UL1426 boat cable, 1 conductor, 4/0 AWG, 2109-stranded, PVC conductor insulation material, black, unshielded, cut to length. | Stock | 9.09
MTW4BK-1 | Direct Wire MTW, THHW, UL1426 boat cable, 1 conductor, 4 AWG, 429-stranded, PVC conductor insulation material, black, unshielded, cut to length. | Stock | 1.9
MTW500MCMBK-1 | Direct Wire MTW, THHW, UL1426 boat cable, 1 conductor, 500 MCM, 5054-stranded, PVC conductor insulation material, black, unshielded, cut to length. | Stock | 17
MTW6BK-1 | Direct Wire MTW, THHW, UL1426 boat cable, 1 conductor, 6 AWG, 273-stranded, PVC conductor insulation material, black, unshielded, cut to length. | Stock | 1.03
MTW8BK-1 | Direct Wire MTW, THHW, UL1426 boat cable, 1 conductor, 8 AWG, 182-stranded, PVC conductor insulation material, black, unshielded, cut to length. | Stock | 0.93
MV2-A0-0A | AutomationDirect photoelectric sensor, tubular, threaded, diffuse, infrared light emission, 100mm sensing distance, light-on, 25 Hz switching frequency, plastic housing, pigtail. | Stock | 41.5 | 43
MV2-A0-0E | AutomationDirect photoelectric sensor, tubular, threaded, diffuse, infrared light emission, 100mm sensing distance, light-on, 25 Hz switching frequency, plastic housing, 4-pin M12 quick-disconnect. | Stock | 41.5 | 43
MV4-A0-0A | AutomationDirect photoelectric sensor, tubular, threaded, diffuse, infrared light emission, 200mm sensing distance, light-on, 25 Hz switching frequency, plastic housing, pigtail. | Stock | 41.5 | 43
MV4-A0-0E | AutomationDirect photoelectric sensor, tubular, threaded, diffuse, infrared light emission, 200mm sensing distance, light-on, 25 Hz switching frequency, plastic housing, 4-pin M12 quick-disconnect. | Stock | 41.5 | 43
MV6-A0-0A | AutomationDirect photoelectric sensor, tubular, threaded, diffuse, infrared light emission, 400mm sensing distance, light-on, 25 Hz switching frequency, plastic housing, pigtail. | Stock | 41.5 | 43
MV6-A0-0E | AutomationDirect photoelectric sensor, tubular, threaded, diffuse, infrared light emission, 400mm sensing distance, light-on, 25 Hz switching frequency, plastic housing, 4-pin M12 quick-disconnect. | Stock | 41.5 | 43
MVE-00-0A | AutomationDirect photoelectric sensor, tubular, threaded, plastic housing, through-beam emitter, infrared light emission, 16m sensing distance, 20-253 VAC operating voltage, 2-wire, pigtail. | Stock | 35 | 36.5
MVE-00-0E | AutomationDirect photoelectric sensor, tubular, threaded, plastic housing, through-beam emitter, infrared light emission, 16m sensing distance, 20-253 VAC operating voltage, 2-wire, 4-pin M12 quick-disconnect. | Stock | 35 | 36.5
MVP-A0-0A | AutomationDirect photoelectric sensor, tubular, threaded, polarized retroreflective, visible red light emission, 3m sensing distance, dark-on, 3-wire, pigtail. | Stock | 43.5 | 45
MVP-A0-0E | AutomationDirect photoelectric sensor, tubular, threaded, polarized retroreflective, visible red light emission, 3m sensing distance, dark-on, 3-wire, 4-pin M12 quick-disconnect. | Stock | 43.5 | 45
MVR-A0-0A | AutomationDirect photoelectric sensor, tubular, threaded, plastic housing, through-beam receiver, 16m sensing distance, 20-253 VAC operating voltage, dark-on, 3-wire, pigtail. | Stock | 35 | 36.5
MVR-A0-0E | AutomationDirect photoelectric sensor, tubular, threaded, plastic housing, through-beam receiver, 16m sensing distance, 20-253 VAC operating voltage, dark-on, 3-wire, 4-pin M12 quick-disconnect. | Stock | 35 | 36.5
MW100806HLL | AttaBox MachoBox series enclosure, NEMA 1/3R/4X/6P/12, 10 x 8 x 6in (HxWxD), wall mount, fiberglass reinforced polyester, gray, single-door, (1) twist-lock latch, SAR acrylic window. | from vendor up to 15 business days | 265 | 312
MW100806HPL | AttaBox MachoBox series enclosure, NEMA 1/3R/4X/6P/12, 10 x 8 x 6in (HxWxD), wall mount, fiberglass reinforced polyester, gray, single-door, (1) quick-release latch, padlock hasp and staple, SAR acrylic window. | from vendor up to 15 business days | 263 | 309
MW1008HLL | AttaBox MachoBox series enclosure, NEMA 1/3R/4X/6P/12, 10 x 8 x 4in (HxWxD), wall mount, fiberglass reinforced polyester, gray, single-door, (2) twist-lock latches, SAR acrylic window. | Stock | 156 | 184
MW1008HPL | AttaBox MachoBox series enclosure, NEMA 1/3R/4X/6P/12, 10 x 8 x 4in (HxWxD), wall mount, fiberglass reinforced polyester, gray, single-door, (2) quick-release latches, padlock hasp and staple, SAR acrylic window. | Stock | 154 | 181
MW1210HLL | AttaBox MachoBox series enclosure, NEMA 1/3R/4X/6P/12, 12 x 10 x 5in (HxWxD), wall mount, fiberglass reinforced polyester, gray, single-door, (2) twist-lock latches, SAR acrylic window. | Stock | 182 | 214
MW1210HPL | AttaBox MachoBox series enclosure, NEMA 1/3R/4X/6P/12, 12 x 10 x 5in (HxWxD), wall mount, fiberglass reinforced polyester, gray, single-door, (2) quick-release latches, padlock hasp and staple, SAR acrylic window. | Stock | 178 | 210
MW1412HLL | AttaBox MachoBox series enclosure, NEMA 1/3R/4X/6P/12, 14 x 12 x 6in (HxWxD), wall mount, fiberglass reinforced polyester, gray, single-door, (2) twist-lock latches, SAR acrylic window. | Stock | 250 | 295
MW1412HPL | AttaBox MachoBox series enclosure, NEMA 1/3R/4X/6P/12, 14 x 12 x 6in (HxWxD), wall mount, fiberglass reinforced polyester, gray, single-door, (2) quick-release latches, padlock hasp and staple, SAR acrylic window. | Stock | 245 | 289
MW1614HLL | AttaBox MachoBox series enclosure, NEMA 1/3R/4X/6P/12, 16 x 14 x 6in (HxWxD), wall mount, fiberglass reinforced polyester, gray, single-door, (2) twist-lock latches, SAR acrylic window. | Stock | 275 | 323
MW1614HPL | AttaBox MachoBox series enclosure, NEMA 1/3R/4X/6P/12, 16 x 14 x 6in (HxWxD), wall mount, fiberglass reinforced polyester, gray, single-door, (2) quick-release latches, padlock hasp and staple, SAR acrylic window. | Stock | 270 | 317
MW1816HLL | AttaBox MachoBox series enclosure, NEMA 1/3R/4X/6P/12, 18 x 16 x 8in (HxWxD), wall mount, fiberglass reinforced polyester, gray, single-door, (2) twist-lock latches, SAR acrylic window. | from vendor up to 5 business days | 337 | 397
MW1816HPL | AttaBox MachoBox series enclosure, NEMA 1/3R/4X/6P/12, 18 x 16 x 8in (HxWxD), wall mount, fiberglass reinforced polyester, gray, single-door, (2) quick-release latches, padlock hasp and staple, SAR acrylic window. | Stock | 331 | 390
MW2016HLL | AttaBox MachoBox series enclosure, NEMA 1/3R/4X/6P/12, 20 x 16 x 8in (HxWxD), wall mount, fiberglass reinforced polyester, gray, single-door, (2) twist-lock latches, SAR acrylic window. | from vendor up to 5 business days | 544 | 641
MW604HLL | AttaBox MachoBox series enclosure, NEMA 1/3R/4X/6P/12, 6 x 4 x 4in (HxWxD), wall mount, fiberglass reinforced polyester, gray, single-door, (1) twist-lock latch, SAR acrylic window. | from vendor up to 5 business days | 118 | 139
MW604HPL | AttaBox MachoBox series enclosure, NEMA 1/3R/4X/6P/12, 6 x 4 x 4in (HxWxD), wall mount, fiberglass reinforced polyester, gray, single-door, (1) quick-release latch, padlock hasp and staple, SAR acrylic window. | from vendor up to 5 business days | 116 | 136
MW606HPL | AttaBox MachoBox series enclosure, NEMA 1/3R/4X/6P/12, 6 x 6 x 4in (HxWxD), wall mount, fiberglass reinforced polyester, gray, single-door, (1) quick-release latch, padlock hasp and staple, SAR acrylic window. | Stock | 128 | 150
MW806HLL | AttaBox MachoBox series enclosure, NEMA 1/3R/4X/6P/12, 8 x 6 x 4in (HxWxD), wall mount, fiberglass reinforced polyester, gray, single-door, (1) twist-lock latch, SAR acrylic window. | from vendor up to 5 business days | 135 | 159
MW806HPL | AttaBox MachoBox series enclosure, NEMA 1/3R/4X/6P/12, 8 x 6 x 4in (HxWxD), wall mount, fiberglass reinforced polyester, gray, single-door, (1) quick-release latch, padlock hasp and staple, SAR acrylic window. | Stock | 132 | 156
MWK-01 | AutomationDirect sensor mounting well, PTFE body, 3/4in male NPT process connection, 18mm bore, 2.25in overall length, 1.50in insertion length. | Stock | 38 | 41
MWT-01 | AutomationDirect sensor mounting well, PTFE body, 1-1/4in male NPT process connection, 30mm bore, 2.55in overall length, 2.07in insertion length. | Stock | 46.5 | 50
MY10M-12R | NITRA pneumatic push-to-connect fitting, male, Y, rotating, thermoplastic (PBT) body, nickel-plated brass threads, (2) 10mm tube to R1/2 BSPT connection(s). Package of 5. | Stock | 23.5 | 25.5
MY10M-14R | NITRA pneumatic push-to-connect fitting, male, Y, rotating, thermoplastic (PBT) body, nickel-plated brass threads, (2) 10mm tube to R1/4 BSPT connection(s). Package of 5. | Stock | 19 | 20.5
MY10M-18R | NITRA pneumatic push-to-connect fitting, male, Y, rotating, thermoplastic (PBT) body, nickel-plated brass threads, (2) 10mm tube to R1/8 BSPT connection(s). Package of 5. | Stock | 20.5 | 22.5
MY10M-38R | NITRA pneumatic push-to-connect fitting, male, Y, rotating, thermoplastic (PBT) body, nickel-plated brass threads, (2) 10mm tube to R3/8 BSPT connection(s). Package of 5. | Stock | 19 | 20.5
MY12-12N | NITRA pneumatic push-to-connect fitting, male , Y, rotating, thermoplastic (PBT) body, nickel-plated brass threads, (2) 1/2in tube to 1/2in NPT connection(s). Package of 5. | Stock | 25 | 27
MY12-14N | NITRA pneumatic push-to-connect fitting, male, Y, rotating, thermoplastic (PBT) body, nickel-plated brass threads, (2) 1/2in tube to 1/4in NPT connection(s). Package of 5. | Stock | 22.5 | 24.5
MY12-38N | NITRA pneumatic push-to-connect fitting, male, Y, rotating, thermoplastic (PBT) body, nickel-plated brass threads, (2) 1/2in tube to 3/8in NPT connection(s). Package of 5. | Stock | 24 | 26
MY12M-12R | NITRA pneumatic push-to-connect fitting, male, Y, rotating, thermoplastic (PBT) body, nickel-plated brass threads, (2) 12mm tube to R1/2 BSPT connection(s). Package of 5. | Stock | 24.5 | 26.5
MY14-14N | NITRA pneumatic push-to-connect fitting, male, Y, rotating, thermoplastic (PBT) body, nickel-plated brass threads, (2) 1/4in tube to 1/4in NPT connection(s). Package of 5. | Stock | 15 | 16.5
MY14-18N | NITRA pneumatic push-to-connect fitting, male, Y, rotating, thermoplastic (PBT) body, nickel-plated brass threads, (2) 1/4in tube to 1/8in NPT connection(s). Package of 5. | Stock | 14.5 | 16
MY14-38N | NITRA pneumatic push-to-connect fitting, male, Y, rotating, thermoplastic (PBT) body, nickel-plated brass threads, (2) 1/4in tube to 3/8in NPT connection(s). Package of 5. | Stock | 16.5 | 18
MY38-12N | NITRA pneumatic push-to-connect fitting, male, Y, rotating, thermoplastic (PBT) body, nickel-plated brass threads, (2) 3/8in tube to 1/2in NPT connection(s). Package of 5. | Stock | 23.5 | 25.5
MY38-14N | NITRA pneumatic push-to-connect fitting, male, Y, rotating, thermoplastic (PBT) body, nickel-plated brass threads, (2) 3/8in tube to 1/4in NPT connection(s). Package of 5. | Stock | 18.5 | 20
MY38-18N | NITRA pneumatic push-to-connect fitting, male, Y, rotating, thermoplastic (PBT) body, nickel-plated brass threads, (2) 3/8in tube to 1/8in NPT connection(s). Package of 5. | Stock | 18 | 19.5
MY38-38N | NITRA pneumatic push-to-connect fitting, male, Y, rotating, thermoplastic (PBT) body, nickel-plated brass threads, (2) 3/8in tube to 3/8in NPT connection(s). Package of 5. | Stock | 19 | 20.5
MY4M-14R | NITRA pneumatic push-to-connect fitting, male, Y, rotating, thermoplastic (PBT) body, nickel-plated brass threads, (2) 5/32in (4mm) tube to R1/4 BSPT connection(s). Package of 5. | Stock | 14 | 15.5
MY4M-18R | NITRA pneumatic push-to-connect fitting, male, Y, rotating, thermoplastic (PBT) body, nickel-plated brass threads, (2) 5/32in (4mm) tube to R1/8 BSPT connection(s). Package of 5. | Stock | 13 | 14
MY4M-M5 | NITRA pneumatic push-to-connect fitting, male, Y, rotating, thermoplastic (PBT) body, nickel-plated brass threads, (2) 5/32in (4mm) tube to M5 X 0.8 threaded connection(s). Package of 5. | Stock | 14.5 | 16
MY516-14N | NITRA pneumatic push-to-connect fitting, male, Y, rotating, thermoplastic (PBT) body, nickel-plated brass threads, (2) 5/16in (8mm) tube to 1/4in NPT connection(s). Package of 5. | Stock | 15.5 | 17
MY516-18N | NITRA pneumatic push-to-connect fitting, male, Y, rotating, thermoplastic (PBT) body, nickel-plated brass threads, (2) 5/16in (8mm) tube to 1/8in NPT connection(s). Package of 5. | Stock | 15.5 | 17
MY516-38N | NITRA pneumatic push-to-connect fitting, male, Y, rotating, thermoplastic (PBT) body, nickel-plated brass threads, (2) 5/16in (8mm) tube to 3/8in NPT connection(s). Package of 5. | Stock | 17 | 18.5
MY532-14N | NITRA pneumatic push-to-connect fitting, male, Y, rotating, thermoplastic (PBT) body, nickel-plated brass threads, (2) 5/32in (4mm) tube to 1/4in NPT connection(s). Package of 5. | Stock | 14 | 15.5
MY532-18N | NITRA pneumatic push-to-connect fitting, male, Y, rotating, thermoplastic (PBT) body, nickel-plated brass threads, (2) 5/32in (4mm) tube to 1/8in NPT connection(s). Package of 5. | Stock | 13 | 14
MY6M-14R | NITRA pneumatic push-to-connect fitting, male, Y, rotating, thermoplastic (PBT) body, nickel-plated brass threads, (2) 6mm tube to R1/4 BSPT connection(s). Package of 5. | Stock | 14.5 | 16
MY6M-18R | NITRA pneumatic push-to-connect fitting, male, Y, rotating, thermoplastic (PBT) body, nickel-plated brass threads, (2) 6mm tube to R1/8 BSPT connection(s). Package of 5. | Stock | 14.5 | 16
MY6M-38R | NITRA pneumatic push-to-connect fitting, male, Y, rotating, thermoplastic (PBT) body, nickel-plated brass threads, (2) 6mm tube to R3/8 BSPT connection(s). Package of 5. | Stock | 16 | 17.5
MY6M-M5 | NITRA pneumatic push-to-connect fitting, male, Y, rotating, thermoplastic (PBT) body, nickel-plated brass threads, (2) 6mm tube to M5 X 0.8 threaded connection(s). Package of 5. | Stock | 15.5 | 17
MY8M-12R | NITRA pneumatic push-to-connect fitting, male, Y, rotating, thermoplastic (PBT) body, nickel-plated brass threads, (2) 5/16in (8mm) tube to R1/2 BSPT connection(s). Package of 5. | Stock | 18.5 | 20
MY8M-14R | NITRA pneumatic push-to-connect fitting, male, Y, rotating, thermoplastic (PBT) body, nickel-plated brass threads, (2) 5/16in (8mm) tube to R1/4 BSPT connection(s). Package of 5. | Stock | 16.5 | 18
MY8M-18R | NITRA pneumatic push-to-connect fitting, male, Y, rotating, thermoplastic (PBT) body, nickel-plated brass threads, (2) 5/16in (8mm) tube to R1/8 BSPT connection(s). Package of 5. | Stock | 17.5 | 19
MY8M-38R | NITRA pneumatic push-to-connect fitting, male, Y, rotating, thermoplastic (PBT) body, nickel-plated brass threads, (2) 5/16in (8mm) tube to R3/8 BSPT connection(s). Package of 5. | Stock | 17.5 | 19
MYA-2 | NITRA pneumatic valve manifold, aluminum, round, 500 psi maximum operating pressure, (2) stations, (1) 1/4in female NPT inlet(s), (2) 1/4in female NPT outlet(s). | Stock | 7.75 | 8.5
MYA-3 | NITRA pneumatic valve manifold, aluminum, round, 500 psi maximum operating pressure, (3) stations, (1) 1/4in female NPT inlet(s), (3) 1/4in female NPT outlet(s). | Stock | 8.25 | 9
MZ-L2XP | ReeR L-type muting bracket pair, sender/receiver pair, 2 crossed or parallel beams, one way. For use with ReeR Safegate light curtains. | Stock | 269 | 280
MZ-L2XP-TRX | ReeR L-type muting bracket pair, active/passive pair, 2 crossed or parallel beams, one way. For use with ReeR Safegate light curtains. | Stock | 256 | 266
MZ-T2X | ReeR T-type muting bracket pair, sender/receiver pair, 2 crossed beams, two way. For use with ReeR Safegate light curtains. | Stock | 363 | 378
MZ-T2X-TRX | ReeR T-type muting bracket pair, active/passive pair, 2 crossed beams, two way. For use with ReeR Safegate light curtains. | Stock | 301 | 313
MZ-T4P | ReeR T-type muting bracket pair, sender/receiver pair, 4 parallel beams, two way. For use with ReeR Safegate light curtains. | Stock | 525 | 546
MZ-T4P-TRX | ReeR T-type muting bracket pair, active/passive pair, 4 parallel beams, two way. For use with ReeR Safegate light curtains. | Stock | 513 | 534
N10MBLK100 | NITRA pneumatic tubing, nylon 12, black, 10mm outside diameter, 5/16in (8mm) inside diameter, 100ft package. | Stock | 43.5 | 48.5
N10MBLU100 | NITRA pneumatic tubing, nylon 12, blue, 10mm outside diameter, 5/16in (8mm) inside diameter, 100ft package. | Stock | 43.5 | 48.5
N10MNAT100 | NITRA pneumatic tubing, nylon 12, natural, 10mm outside diameter, 5/16in (8mm) inside diameter, 100ft package. | Stock | 43.5 | 48.5
N10MRED100 | NITRA pneumatic tubing, nylon 12, red, 10mm outside diameter, 5/16in (8mm) inside diameter, 100ft package. | Stock | 43.5 | 48.5
N10MYEL100 | NITRA pneumatic tubing, nylon 12, yellow, 10mm outside diameter, 5/16in (8mm) inside diameter, 100ft package. | Stock | 43.5 | 48.5
N12122406 | Wiegmann enclosure, NEMA 12/13, 12 x 24 x 6in (HxWxD), wall mount, carbon steel, ANSI 61 gray, powder coat finish, single-door, (2) plated steel clamps, padlock hasp and staple. | from vendor up to 0 business day | 349 | 358
N12122408 | Wiegmann enclosure, NEMA 12/13, 12 x 24 x 8in (HxWxD), wall mount, carbon steel, ANSI 61 gray, powder coat finish, single-door, (2) plated steel clamps, padlock hasp and staple. | Stock | 369 | 378
N12161206 | Wiegmann enclosure, NEMA 12/13, 16 x 12 x 6in (HxWxD), wall mount, carbon steel, ANSI 61 gray, powder coat finish, single-door, (2) plated steel clamps, padlock hasp and staple. | from vendor up to 0 business day | 302 | 309
N12161208 | Wiegmann enclosure, NEMA 12/13, 16 x 12 x 8in (HxWxD), wall mount, carbon steel, ANSI 61 gray, powder coat finish, single-door, (2) plated steel clamps, padlock hasp and staple. | from vendor up to 0 business day | 316 | 324
N12161210 | Wiegmann enclosure, NEMA 12/13, 16 x 12 x 10in (HxWxD), wall mount, carbon steel, ANSI 61 gray, powder coat finish, single-door, (2) plated steel clamps, padlock hasp and staple. | Stock | 340 | 349
N12161606 | Wiegmann enclosure, NEMA 12/13, 16 x 16 x 6in (HxWxD), wall mount, carbon steel, ANSI 61 gray, powder coat finish, single-door, (2) plated steel clamps, padlock hasp and staple. | Stock | 325 | 332
N12161608 | Wiegmann enclosure, NEMA 12/13, 16 x 16 x 8in (HxWxD), wall mount, carbon steel, ANSI 61 gray, powder coat finish, single-door, (2) plated steel clamps, padlock hasp and staple. | from vendor up to 0 business day | 342 | 350
N12162006 | Wiegmann enclosure, NEMA 12/13, 16 x 20 x 6in (HxWxD), wall mount, carbon steel, ANSI 61 gray, powder coat finish, single-door, (2) plated steel clamps, padlock hasp and staple. | Stock | 358 | 367
N12162008 | Wiegmann enclosure, NEMA 12/13, 16 x 20 x 8in (HxWxD), wall mount, carbon steel, ANSI 61 gray, powder coat finish, single-door, (2) plated steel clamps, padlock hasp and staple. | Stock | 378 | 387
N12201206 | Wiegmann enclosure, NEMA 12/13, 20 x 12 x 6in (HxWxD), wall mount, carbon steel, ANSI 61 gray, powder coat finish, single-door, (2) plated steel clamps, padlock hasp and staple. | Stock | 330 | 338
N12201208 | Wiegmann enclosure, NEMA 12/13, 20 x 12 x 8in (HxWxD), wall mount, carbon steel, ANSI 61 gray, powder coat finish, single-door, (2) plated steel clamps, padlock hasp and staple. | Stock | 347 | 356
N12201606 | Wiegmann enclosure, NEMA 12/13, 20 x 16 x 6in (HxWxD), wall mount, carbon steel, ANSI 61 gray, powder coat finish, single-door, (2) plated steel clamps, padlock hasp and staple. | from vendor up to 0 business day | 348 | 356
N12201608 | Wiegmann enclosure, NEMA 12/13, 20 x 16 x 8in (HxWxD), wall mount, carbon steel, ANSI 61 gray, powder coat finish, single-door, (2) plated steel clamps, padlock hasp and staple. | from vendor up to 0 business day | 367 | 376
N12201610 | Wiegmann enclosure, NEMA 12/13, 20 x 16 x 10in (HxWxD), wall mount, carbon steel, ANSI 61 gray, powder coat finish, single-door, (2) plated steel clamps, padlock hasp and staple. | Stock | 386 | 395
N12201612 | Wiegmann enclosure, NEMA 12/13, 20 x 16 x 12in (HxWxD), wall mount, carbon steel, ANSI 61 gray, powder coat finish, single-door, (2) plated steel clamps, padlock hasp and staple. | Stock | 417 | 427
N12202006 | Wiegmann enclosure, NEMA 12/13, 20 x 20 x 6in (HxWxD), wall mount, carbon steel, ANSI 61 gray, powder coat finish, single-door, (2) plated steel clamps, padlock hasp and staple. | from vendor up to 0 business day | 375 | 384
N12202008 | Wiegmann enclosure, NEMA 12/13, 20 x 20 x 8in (HxWxD), wall mount, carbon steel, ANSI 61 gray, powder coat finish, single-door, (2) plated steel clamps, padlock hasp and staple. | from vendor up to 0 business day | 397 | 406
N12202010 | Wiegmann enclosure, NEMA 12/13, 20 x 20 x 10in (HxWxD), wall mount, carbon steel, ANSI 61 gray, powder coat finish, single-door, (2) plated steel clamps, padlock hasp and staple. | Stock | 418 | 428
N12202406 | Wiegmann enclosure, NEMA 12/13, 20 x 24 x 6in (HxWxD), wall mount, carbon steel, ANSI 61 gray, powder coat finish, single-door, (2) plated steel clamps, padlock hasp and staple. | Stock | 414 | 424
N12202408 | Wiegmann enclosure, NEMA 12/13, 20 x 24 x 8in (HxWxD), wall mount, carbon steel, ANSI 61 gray, powder coat finish, single-door, (2) plated steel clamps, padlock hasp and staple. | Stock | 426 | 436
N12241206 | Wiegmann enclosure, NEMA 12/13, 24 x 12 x 6in (HxWxD), wall mount, carbon steel, ANSI 61 gray, powder coat finish, single-door, (2) plated steel clamps, padlock hasp and staple. | Stock | 349 | 358
N12241208 | Wiegmann enclosure, NEMA 12/13, 24 x 12 x 8in (HxWxD), wall mount, carbon steel, ANSI 61 gray, powder coat finish, single-door, (2) plated steel clamps, padlock hasp and staple. | Stock | 369 | 378
N12241210 | Wiegmann enclosure, NEMA 12/13, 24 x 12 x 10in (HxWxD), wall mount, carbon steel, ANSI 61 gray, powder coat finish, single-door, (2) plated steel clamps, padlock hasp and staple. | Stock | 389 | 398
N12241606 | Wiegmann enclosure, NEMA 12/13, 24 x 16 x 6in (HxWxD), wall mount, carbon steel, ANSI 61 gray, powder coat finish, single-door, (2) plated steel clamps, padlock hasp and staple. | from vendor up to 0 business day | 382 | 391
N12241608 | Wiegmann enclosure, NEMA 12/13, 24 x 16 x 8in (HxWxD), wall mount, carbon steel, ANSI 61 gray, powder coat finish, single-door, (2) plated steel clamps, padlock hasp and staple. | from vendor up to 0 business day | 392 | 402
N12242006 | Wiegmann enclosure, NEMA 12/13, 24 x 20 x 6in (HxWxD), wall mount, carbon steel, ANSI 61 gray, powder coat finish, single-door, (2) plated steel clamps, padlock hasp and staple. | from vendor up to 0 business day | 403 | 413
N12242008 | Wiegmann enclosure, NEMA 12/13, 24 x 20 x 8in (HxWxD), wall mount, carbon steel, ANSI 61 gray, powder coat finish, single-door, (2) plated steel clamps, padlock hasp and staple. | from vendor up to 0 business day | 426 | 436
N12242010 | Wiegmann enclosure, NEMA 12/13, 24 x 20 x 10in (HxWxD), wall mount, carbon steel, ANSI 61 gray, powder coat finish, single-door, (2) plated steel clamps, padlock hasp and staple. | from vendor up to 0 business day | 450 | 460
N12242012 | Wiegmann enclosure, NEMA 12/13, 24 x 20 x 12in (HxWxD), wall mount, carbon steel, ANSI 61 gray, powder coat finish, single-door, (2) plated steel clamps, padlock hasp and staple. | Stock | 486 | 498
N12242016 | Wiegmann enclosure, NEMA 12/13, 24 x 20 x 16in (HxWxD), wall mount, carbon steel, ANSI 61 gray, powder coat finish, single-door, (2) plated steel clamps, padlock hasp and staple. | Stock | 534 | 547
N12242406 | Wiegmann enclosure, NEMA 12/13, 24 x 24 x 6in (HxWxD), wall mount, carbon steel, ANSI 61 gray, powder coat finish, single-door, (2) plated steel clamps, padlock hasp and staple. | Stock | 435 | 445
N12242408 | Wiegmann enclosure, NEMA 12/13, 24 x 24 x 8in (HxWxD), wall mount, carbon steel, ANSI 61 gray, powder coat finish, single-door, (2) plated steel clamps, padlock hasp and staple. | from vendor up to 0 business day | 460 | 471
N12242410 | Wiegmann enclosure, NEMA 12/13, 24 x 24 x 10in (HxWxD), wall mount, carbon steel, ANSI 61 gray, powder coat finish, single-door, (2) plated steel clamps, padlock hasp and staple. | from vendor up to 0 business day | 485 | 497
N12242412 | Wiegmann enclosure, NEMA 12/13, 24 x 24 x 12in (HxWxD), wall mount, carbon steel, ANSI 61 gray, powder coat finish, single-door, (2) plated steel clamps, padlock hasp and staple. | from vendor up to 0 business day | 511 | 523
N12242416 | Wiegmann enclosure, NEMA 12/13, 24 x 24 x 16in (HxWxD), wall mount, carbon steel, ANSI 61 gray, powder coat finish, single-door, (2) plated steel clamps, padlock hasp and staple. | Stock | 577 | 591
N12243008 | Wiegmann enclosure, NEMA 12/13, 24 x 30 x 8in (HxWxD), wall mount, carbon steel, ANSI 61 gray, powder coat finish, single-door, (2) plated steel clamps, padlock hasp and staple. | Stock | 511 | 523
N12301606 | Wiegmann enclosure, NEMA 12/13, 30 x 16 x 6in (HxWxD), wall mount, carbon steel, ANSI 61 gray, powder coat finish, single-door, (2) plated steel clamps, padlock hasp and staple. | Stock | 418 | 428
N12302006 | Wiegmann enclosure, NEMA 12/13, 30 x 20 x 6in (HxWxD), wall mount, carbon steel, ANSI 61 gray, powder coat finish, single-door, (2) plated steel clamps, padlock hasp and staple. | Stock | 457 | 468
N12302008 | Wiegmann enclosure, NEMA 12/13, 30 x 20 x 8in (HxWxD), wall mount, carbon steel, ANSI 61 gray, powder coat finish, single-door, (2) plated steel clamps, padlock hasp and staple. | Stock | 484 | 496
N12302010 | Wiegmann enclosure, NEMA 12/13, 30 x 20 x 10in (HxWxD), wall mount, carbon steel, ANSI 61 gray, powder coat finish, single-door, (2) plated steel clamps, padlock hasp and staple. | Stock | 511 | 524
N12302406 | Wiegmann enclosure, NEMA 12/13, 30 x 24 x 6in (HxWxD), wall mount, carbon steel, ANSI 61 gray, powder coat finish, single-door, (2) plated steel clamps, padlock hasp and staple. | from vendor up to 0 business day | 496 | 508
N12302408 | Wiegmann enclosure, NEMA 12/13, 30 x 24 x 8in (HxWxD), wall mount, carbon steel, ANSI 61 gray, powder coat finish, single-door, (2) plated steel clamps, padlock hasp and staple. | from vendor up to 0 business day | 511 | 523
N12302410 | Wiegmann enclosure, NEMA 12/13, 30 x 24 x 10in (HxWxD), wall mount, carbon steel, ANSI 61 gray, powder coat finish, single-door, (2) plated steel clamps, padlock hasp and staple. | from vendor up to 0 business day | 539 | 552
N12302412 | Wiegmann enclosure, NEMA 12/13, 30 x 24 x 12in (HxWxD), wall mount, carbon steel, ANSI 61 gray, powder coat finish, single-door, (2) plated steel clamps, padlock hasp and staple. | from vendor up to 0 business day | 568 | 581
N12302416 | Wiegmann enclosure, NEMA 12/13, 30 x 24 x 16in (HxWxD), wall mount, carbon steel, ANSI 61 gray, powder coat finish, single-door, (2) plated steel clamps, padlock hasp and staple. | Stock | 643 | 658
N12302420 | Wiegmann enclosure, NEMA 12/13, 30 x 24 x 20in (HxWxD), wall mount, carbon steel, ANSI 61 gray, powder coat finish, single-door, (2) plated steel clamps, padlock hasp and staple. | from vendor up to 7 business days | 702 | 718
N12302424 | Wiegmann enclosure, NEMA 12/13, 30 x 24 x 24in (HxWxD), wall mount, carbon steel, ANSI 61 gray, powder coat finish, single-door, (2) plated steel clamps, padlock hasp and staple. | from vendor up to 0 business day | 761 | 779
N12303008 | Wiegmann enclosure, NEMA 12/13, 30 x 30 x 8in (HxWxD), wall mount, carbon steel, ANSI 61 gray, powder coat finish, single-door, (2) plated steel clamps, padlock hasp and staple. | Stock | 571 | 585
N12303012 | Wiegmann enclosure, NEMA 12/13, 30 x 30 x 12in (HxWxD), wall mount, carbon steel, ANSI 61 gray, powder coat finish, single-door, (2) plated steel clamps, padlock hasp and staple. | Stock | 635 | 650
N12303608 | Wiegmann enclosure, NEMA 12/13, 30 x 36 x 8in (HxWxD), wall mount, carbon steel, ANSI 61 gray, powder coat finish, single-door, (2) plated steel clamps, padlock hasp and staple. | Stock | 649 | 665
N12362406 | Wiegmann enclosure, NEMA 12/13, 36 x 24 x 6in (HxWxD), wall mount, carbon steel, ANSI 61 gray, powder coat finish, single-door, (2) plated steel clamps, padlock hasp and staple. | from vendor up to 0 business day | 545 | 558
N12362408 | Wiegmann enclosure, NEMA 12/13, 36 x 24 x 8in (HxWxD), wall mount, carbon steel, ANSI 61 gray, powder coat finish, single-door, (2) plated steel clamps, padlock hasp and staple. | from vendor up to 0 business day | 561 | 575
N12362410 | Wiegmann enclosure, NEMA 12/13, 36 x 24 x 10in (HxWxD), wall mount, carbon steel, ANSI 61 gray, powder coat finish, single-door, (2) plated steel clamps, padlock hasp and staple. | from vendor up to 0 business day | 593 | 607
N12362412 | Wiegmann enclosure, NEMA 12/13, 36 x 24 x 12in (HxWxD), wall mount, carbon steel, ANSI 61 gray, powder coat finish, single-door, (2) plated steel clamps, padlock hasp and staple. | Stock | 625 | 640
N12363006 | Wiegmann enclosure, NEMA 12/13, 36 x 30 x 6in (HxWxD), wall mount, carbon steel, ANSI 61 gray, powder coat finish, single-door, (2) plated steel clamps, padlock hasp and staple. | from vendor up to 0 business day | 613 | 628
N12363008 | Wiegmann enclosure, NEMA 12/13, 36 x 30 x 8in (HxWxD), wall mount, carbon steel, ANSI 61 gray, powder coat finish, single-door, (2) plated steel clamps, padlock hasp and staple. | from vendor up to 0 business day | 631 | 647
N12363010 | Wiegmann enclosure, NEMA 12/13, 36 x 30 x 10in (HxWxD), wall mount, carbon steel, ANSI 61 gray, powder coat finish, single-door, (2) plated steel clamps, padlock hasp and staple. | from vendor up to 0 business day | 666 | 682
N12363012 | Wiegmann enclosure, NEMA 12/13, 36 x 30 x 12in (HxWxD), wall mount, carbon steel, ANSI 61 gray, powder coat finish, single-door, (2) plated steel clamps, padlock hasp and staple. | Stock | 701 | 718
N12363016 | Wiegmann enclosure, NEMA 12/13, 36 x 30 x 16in (HxWxD), wall mount, carbon steel, ANSI 61 gray, powder coat finish, single-door, (2) plated steel clamps, padlock hasp and staple. | Stock | 794 | 813
N12363020 | Wiegmann enclosure, NEMA 12/13, 36 x 30 x 20in (HxWxD), wall mount, carbon steel, ANSI 61 gray, powder coat finish, single-door, (2) plated steel clamps, padlock hasp and staple. | from vendor up to 7 business days | 888 | 909
N12363608 | Wiegmann enclosure, NEMA 12/13, 36 x 36 x 8in (HxWxD), wall mount, carbon steel, ANSI 61 gray, powder coat finish, single-door, (2) plated steel clamps, padlock hasp and staple. | Stock | 701 | 718
N12363612 | Wiegmann enclosure, NEMA 12/13, 36 x 36 x 12in (HxWxD), wall mount, carbon steel, ANSI 61 gray, powder coat finish, single-door, (2) plated steel clamps, padlock hasp and staple. | from vendor up to 0 business day | 777 | 796
N12422408 | Wiegmann enclosure, NEMA 12/13, 42 x 24 x 8in (HxWxD), wall mount, carbon steel, ANSI 61 gray, powder coat finish, single-door, (3) plated steel clamps, padlock hasp and staple. | Stock | 630 | 645
N12423008 | Wiegmann enclosure, NEMA 12/13, 42 x 30 x 8in (HxWxD), wall mount, carbon steel, ANSI 61 gray, powder coat finish, single-door, (3) plated steel clamps, padlock hasp and staple. | from vendor up to 0 business day | 711 | 728
N12423010 | Wiegmann enclosure, NEMA 12/13, 42 x 30 x 10in (HxWxD), wall mount, carbon steel, ANSI 61 gray, powder coat finish, single-door, (3) plated steel clamps, padlock hasp and staple. | Stock | 750 | 768
N12423012 | Wiegmann enclosure, NEMA 12/13, 42 x 30 x 12in (HxWxD), wall mount, carbon steel, ANSI 61 gray, powder coat finish, single-door, (3) plated steel clamps, padlock hasp and staple. | Stock | 790 | 809
N12423608 | Wiegmann enclosure, NEMA 12/13, 42 x 36 x 8in (HxWxD), wall mount, carbon steel, ANSI 61 gray, powder coat finish, single-door, (3) plated steel clamps, padlock hasp and staple. | Stock | 793 | 812
N12423610 | Wiegmann enclosure, NEMA 12/13, 42 x 36 x 10in (HxWxD), wall mount, carbon steel, ANSI 61 gray, powder coat finish, single-door, (3) plated steel clamps, padlock hasp and staple. | from vendor up to 0 business day | 835 | 855
N12423612 | Wiegmann enclosure, NEMA 12/13, 42 x 36 x 12in (HxWxD), wall mount, carbon steel, ANSI 61 gray, powder coat finish, single-door, (3) plated steel clamps, padlock hasp and staple. | from vendor up to 0 business day | 853 | 874
N12423616 | Wiegmann enclosure, NEMA 12/13, 42 x 36 x 16in (HxWxD), wall mount, carbon steel, ANSI 61 gray, powder coat finish, single-door, (3) plated steel clamps, padlock hasp and staple. | from vendor up to 0 business day | 963 | 986
N12482408 | Wiegmann enclosure, NEMA 12/13, 48 x 24 x 8in (HxWxD), wall mount, carbon steel, ANSI 61 gray, powder coat finish, single-door, (3) plated steel clamps, padlock hasp and staple. | from vendor up to 0 business day | 682 | 698
N12483008 | Wiegmann enclosure, NEMA 12/13, 48 x 30 x 8in (HxWxD), wall mount, carbon steel, ANSI 61 gray, powder coat finish, single-door, (3) plated steel clamps, padlock hasp and staple. | from vendor up to 0 business day | 773 | 792
N12483010 | Wiegmann enclosure, NEMA 12/13, 48 x 30 x 10in (HxWxD), wall mount, carbon steel, ANSI 61 gray, powder coat finish, single-door, (3) plated steel clamps, padlock hasp and staple. | Stock | 816 | 835
N12483608 | Wiegmann enclosure, NEMA 12/13, 48 x 36 x 8in (HxWxD), wall mount, carbon steel, ANSI 61 gray, powder coat finish, single-door, (3) plated steel clamps, padlock hasp and staple. | from vendor up to 0 business day | 840 | 860
N12483610 | Wiegmann enclosure, NEMA 12/13, 48 x 36 x 10in (HxWxD), wall mount, carbon steel, ANSI 61 gray, powder coat finish, single-door, (3) plated steel clamps, padlock hasp and staple. | from vendor up to 0 business day | 885 | 906
N12483612 | Wiegmann enclosure, NEMA 12/13, 48 x 36 x 12in (HxWxD), wall mount, carbon steel, ANSI 61 gray, powder coat finish, single-door, (3) plated steel clamps, padlock hasp and staple. | from vendor up to 0 business day | 929 | 952
N12483616 | Wiegmann enclosure, NEMA 12/13, 48 x 36 x 16in (HxWxD), wall mount, carbon steel, ANSI 61 gray, powder coat finish, single-door, (3) plated steel clamps, padlock hasp and staple. | from vendor up to 0 business day | 1018 | 1042
N12483620 | Wiegmann enclosure, NEMA 12/13, 48 x 36 x 20in (HxWxD), wall mount, carbon steel, ANSI 61 gray, powder coat finish, single-door, (3) plated steel clamps, padlock hasp and staple. | from vendor up to 0 business day | 1139 | 1166
N12544208 | Wiegmann enclosure, NEMA 12, 54 x 42 x 8in (HxWxD), floor mount, carbon steel, ANSI 61 gray, powder coat finish, double-door, 3-point keylocking/padlocking combo handle. | from vendor up to 0 business day | 1576 | 1614
N12603608 | Wiegmann enclosure, NEMA 12/13, 60 x 36 x 8in (HxWxD), wall mount, carbon steel, ANSI 61 gray, powder coat finish, single-door, (3) plated steel clamps, padlock hasp and staple. | from vendor up to 0 business day | 1009 | 1033
N12603610 | Wiegmann enclosure, NEMA 12/13, 60 x 36 x 10in (HxWxD), wall mount, carbon steel, ANSI 61 gray, powder coat finish, single-door, (3) plated steel clamps, padlock hasp and staple. | from vendor up to 0 business day | 1031 | 1056
N12603612 | Wiegmann enclosure, NEMA 12/13, 60 x 36 x 12in (HxWxD), wall mount, carbon steel, ANSI 61 gray, powder coat finish, single-door, (3) plated steel clamps, padlock hasp and staple. | from vendor up to 0 business day | 1081 | 1107
N12603616 | Wiegmann enclosure, NEMA 12/13, 60 x 36 x 16in (HxWxD), wall mount, carbon steel, ANSI 61 gray, powder coat finish, single-door, (3) plated steel clamps, padlock hasp and staple. | from vendor up to 0 business day | 1218 | 1248
N12603620 | Wiegmann enclosure, NEMA 12/13, 60 x 36 x 20in (HxWxD), wall mount, carbon steel, ANSI 61 gray, powder coat finish, single-door, (3) plated steel clamps, padlock hasp and staple. | from vendor up to 0 business day | 1358 | 1391
N12604808 | Wiegmann enclosure, NEMA 12, 60 x 48 x 8in (HxWxD), floor mount, carbon steel, ANSI 61 gray, powder coat finish, double-door, 3-point keylocking/padlocking combo handle. | from vendor up to 15 business days | 2146 | 2198
N12604810 | Wiegmann enclosure, NEMA 12, 60 x 48 x 10in (HxWxD), floor mount, carbon steel, ANSI 61 gray, powder coat finish, double-door, 3-point keylocking/padlocking combo handle. | from vendor up to 0 business day | 2152 | 2204
N12604812 | Wiegmann enclosure, NEMA 12, 60 x 48 x 12in (HxWxD), floor mount, carbon steel, ANSI 61 gray, powder coat finish, double-door, 3-point keylocking/padlocking combo handle. | from vendor up to 0 business day | 2220 | 2273
N12604816 | Wiegmann enclosure, NEMA 12, 60 x 48 x 16in (HxWxD), floor mount, carbon steel, ANSI 61 gray, powder coat finish, double-door, 3-point keylocking/padlocking combo handle. | from vendor up to 0 business day | 2352 | 2409
N12604820 | Wiegmann enclosure, NEMA 12, 60 x 48 x 20in (HxWxD), floor mount, carbon steel, ANSI 61 gray, powder coat finish, double-door, 3-point keylocking/padlocking combo handle. | from vendor up to 0 business day | 2558 | 2620
N12604824 | Wiegmann enclosure, NEMA 12, 60 x 48 x 24in (HxWxD), floor mount, carbon steel, ANSI 61 gray, powder coat finish, double-door, 3-point keylocking/padlocking combo handle. | from vendor up to 15 business days | 2697 | 2762
N12606010 | Wiegmann enclosure, NEMA 12, 60 x 60 x 10in (HxWxD), floor mount, carbon steel, ANSI 61 gray, powder coat finish, double-door, 3-point keylocking/padlocking combo handle. | from vendor up to 0 business day | 2481 | 2540
N12606012 | Wiegmann enclosure, NEMA 12, 60 x 60 x 12in (HxWxD), floor mount, carbon steel, ANSI 61 gray, powder coat finish, double-door, 3-point keylocking/padlocking combo handle. | from vendor up to 0 business day | 2487 | 2547
N12606016 | Wiegmann enclosure, NEMA 12, 60 x 60 x 16in (HxWxD), floor mount, carbon steel, ANSI 61 gray, powder coat finish, double-door, 3-point keylocking/padlocking combo handle. | from vendor up to 0 business day | 2634 | 2697
N12606024 | Wiegmann enclosure, NEMA 12, 60 x 60 x 24in (HxWxD), floor mount, carbon steel, ANSI 61 gray, powder coat finish, double-door, 3-point keylocking/padlocking combo handle. | from vendor up to 0 business day | 3014 | 3087
N12723012 | Wiegmann enclosure, NEMA 12/13, 72 x 30 x 12in (HxWxD), wall mount, carbon steel, ANSI 61 gray, powder coat finish, single-door, (4) plated steel clamps, padlock hasp and staple. | from vendor up to 15 business days | 1222 | 1251
N12723016 | Wiegmann enclosure, NEMA 12/13, 72 x 30 x 16in (HxWxD), wall mount, carbon steel, ANSI 61 gray, powder coat finish, single-door, (4) plated steel clamps, padlock hasp and staple. | from vendor up to 15 business days | 1278 | 1308
N12723612 | Wiegmann enclosure, NEMA 12/13, 72 x 36 x 12in (HxWxD), wall mount, carbon steel, ANSI 61 gray, powder coat finish, single-door, (4) plated steel clamps, padlock hasp and staple. | from vendor up to 0 business day | 1235 | 1264
N12726010 | Wiegmann enclosure, NEMA 12, 72 x 60 x 10in (HxWxD), floor mount, carbon steel, ANSI 61 gray, powder coat finish, double-door, 3-point keylocking/padlocking combo handle. | from vendor up to 15 business days | 2839 | 2907
N12726012 | Wiegmann enclosure, NEMA 12, 72 x 60 x 12in (HxWxD), floor mount, carbon steel, ANSI 61 gray, powder coat finish, double-door, 3-point keylocking/padlocking combo handle. | from vendor up to 0 business day | 2843 | 2911
N12726016 | Wiegmann enclosure, NEMA 12, 72 x 60 x 16in (HxWxD), floor mount, carbon steel, ANSI 61 gray, powder coat finish, double-door, 3-point keylocking/padlocking combo handle. | from vendor up to 0 business day | 3011 | 3083
N12726020 | Wiegmann enclosure, NEMA 12, 72 x 60 x 20in (HxWxD), floor mount, carbon steel, ANSI 61 gray, powder coat finish, double-door, 3-point keylocking/padlocking combo handle. | from vendor up to 0 business day | 3271 | 3349
N12726024 | Wiegmann enclosure, NEMA 12, 72 x 60 x 24in (HxWxD), floor mount, carbon steel, ANSI 61 gray, powder coat finish, double-door, 3-point keylocking/padlocking combo handle. | from vendor up to 0 business day | 3442 | 3525
N12727210 | Wiegmann enclosure, NEMA 12, 72 x 72 x 10in (HxWxD), floor mount, carbon steel, ANSI 61 gray, powder coat finish, double-door, 3-point keylocking/padlocking combo handle. | from vendor up to 15 business days | 3158 | 3234
N12727212 | Wiegmann enclosure, NEMA 12, 72 x 72 x 12in (HxWxD), floor mount, carbon steel, ANSI 61 gray, powder coat finish, double-door, 3-point keylocking/padlocking combo handle. | from vendor up to 0 business day | 3165 | 3241
N12727216 | Wiegmann enclosure, NEMA 12, 72 x 72 x 16in (HxWxD), floor mount, carbon steel, ANSI 61 gray, powder coat finish, double-door, 3-point keylocking/padlocking combo handle. | from vendor up to 0 business day | 3348 | 3428
N12727220 | Wiegmann enclosure, NEMA 12, 72 x 72 x 20in (HxWxD), floor mount, carbon steel, ANSI 61 gray, powder coat finish, double-door, 3-point keylocking/padlocking combo handle. | from vendor up to 0 business day | 3730 | 3819
N12727224 | Wiegmann enclosure, NEMA 12, 72 x 72 x 24in (HxWxD), floor mount, carbon steel, ANSI 61 gray, powder coat finish, double-door, 3-point keylocking/padlocking combo handle. | from vendor up to 0 business day | 3823 | 3914
N12BLK100 | NITRA pneumatic tubing, nylon 12, black, 1/2in outside diameter, 0.375in inside diameter, 100ft package. | Stock | 72 | 80
N12BLK500 | NITRA pneumatic tubing, nylon 12, black, 1/2in outside diameter, 0.375in inside diameter, 500ft reel. | Stock | 356 | 388
N12BLU100 | NITRA pneumatic tubing, nylon 12, blue, 1/2in outside diameter, 0.375in inside diameter, 100ft package. | Stock | 72 | 80
N12BLU500 | NITRA pneumatic tubing, nylon 12, blue, 1/2in outside diameter, 0.375in inside diameter, 500ft reel. | Stock | 356 | 388
N12MBLK100 | NITRA pneumatic tubing, nylon 12, black, 12mm outside diameter, 10mm inside diameter, 100ft package. | Stock | 70 | 78
N12MBLU100 | NITRA pneumatic tubing, nylon 12, blue, 12mm outside diameter, 10mm inside diameter, 100ft package. | Stock | 70 | 78
N12MNAT100 | NITRA pneumatic tubing, nylon 12, natural, 12mm outside diameter, 10mm inside diameter, 100ft package. | Stock | 70 | 78
N12NAT100 | NITRA pneumatic tubing, nylon 12, natural, 1/2in outside diameter, 0.375in inside diameter, 100ft package. | Stock | 72 | 80
N12NAT500 | NITRA pneumatic tubing, nylon 12, natural, 1/2in outside diameter, 0.375in inside diameter, 500ft reel. | Stock | 356 | 388
N12RED100 | NITRA pneumatic tubing, nylon 12, red, 1/2in outside diameter, 0.375in inside diameter, 100ft package. | Stock | 72 | 80
N12RED500 | NITRA pneumatic tubing, nylon 12, red, 1/2in outside diameter, 0.375in inside diameter, 500ft reel. | Stock | 356 | 388
N12YEL100 | NITRA pneumatic tubing, nylon 12, yellow, 1/2in outside diameter, 0.375in inside diameter, 100ft package. | Stock | 72 | 80
N14BLK100 | NITRA pneumatic tubing, nylon 12, black, 1/4in outside diameter, 0.180in inside diameter, 100ft package. | Stock | 19.5 | 21.5
N14BLK500 | NITRA pneumatic tubing, nylon 12, black, 1/4in outside diameter, 0.180in inside diameter, 500ft reel. | Stock | 98 | 107
N14BLU100 | NITRA pneumatic tubing, nylon 12, blue, 1/4in outside diameter, 0.180in inside diameter, 100ft package. | Stock | 19.5 | 21.5
N14BLU500 | NITRA pneumatic tubing, nylon 12, blue, 1/4in outside diameter, 0.180in inside diameter, 500ft reel. | Stock | 98 | 107
N14NAT100 | NITRA pneumatic tubing, nylon 12, natural, 1/4in outside diameter, 0.180in inside diameter, 100ft package. | Stock | 19 | 22
N14NAT500 | NITRA pneumatic tubing, nylon 12, natural, 1/4in outside diameter, 0.180in inside diameter, 500ft reel. | Stock | 98 | 107
N14RED100 | NITRA pneumatic tubing, nylon 12, red, 1/4in outside diameter, 0.180in inside diameter, 100ft package. | Stock | 19.5 | 21.5
N14RED500 | NITRA pneumatic tubing, nylon 12, red, 1/4in outside diameter, 0.180in inside diameter, 500ft reel. | Stock | 98 | 107
N14YEL100 | NITRA pneumatic tubing, nylon 12, yellow, 1/4in outside diameter, 0.180in inside diameter, 100ft package. | Stock | 19.5 | 21.5
N14YEL500 | NITRA pneumatic tubing, nylon 12, yellow, 1/4in outside diameter, 0.180in inside diameter, 500ft reel. | Stock | 98 | 107
N1A16127 | Hammond enclosure, NEMA 1, 16 x 12 x 7in (HxWxD), wall mount, carbon steel, ANSI 61 gray, powder coat finish, single-door, 1/4-turn semi-flush latch. | Stock | 160 | 172
N1A16129 | Hammond enclosure, NEMA 1, 16 x 12 x 9in (HxWxD), wall mount, carbon steel, ANSI 61 gray, powder coat finish, single-door, 1/4-turn semi-flush latch. | Stock | 174 | 186
N1A16167 | Hammond enclosure, NEMA 1, 16 x 16 x 7in (HxWxD), wall mount, carbon steel, ANSI 61 gray, powder coat finish, single-door, 1/4-turn semi-flush latch. | Stock | 181 | 194
N1A16207 | Hammond enclosure, NEMA 1, 16 x 20 x 7in (HxWxD), wall mount, carbon steel, ANSI 61 gray, powder coat finish, single-door, 1/4-turn semi-flush latch. | Stock | 203 | 216
N1A20167 | Hammond enclosure, NEMA 1, 20 x 16 x 7in (HxWxD), wall mount, carbon steel, ANSI 61 gray, powder coat finish, single-door, 1/4-turn semi-flush latch. | Stock | 203 | 216
N1A20169 | Hammond enclosure, NEMA 1, 20 x 16 x 9in (HxWxD), wall mount, carbon steel, ANSI 61 gray, powder coat finish, single-door, 1/4-turn semi-flush latch. | Stock | 220 | 235
N1A20207 | Hammond enclosure, NEMA 1, 20 x 20 x 7in (HxWxD), wall mount, carbon steel, ANSI 61 gray, powder coat finish, single-door, 1/4-turn semi-flush latch. | Stock | 228 | 244
N1A20209 | Hammond enclosure, NEMA 1, 20 x 20 x 9in (HxWxD), wall mount, carbon steel, ANSI 61 gray, powder coat finish, single-door, 1/4-turn semi-flush latch. | Stock | 247 | 264
N1A20249 | Hammond enclosure, NEMA 1, 20 x 24 x 9in (HxWxD), wall mount, carbon steel, ANSI 61 gray, powder coat finish, single-door, 1/4-turn semi-flush latch. | Stock | 274 | 293
N1A24167 | Hammond enclosure, NEMA 1, 24 x 16 x 7in (HxWxD), wall mount, carbon steel, ANSI 61 gray, powder coat finish, single-door, 1/4-turn semi-flush latch. | Stock | 224 | 239
N1A242012 | Hammond enclosure, NEMA 1, 24 x 20 x 12in (HxWxD), wall mount, carbon steel, ANSI 61 gray, powder coat finish, single-door, 1/4-turn semi-flush latch. | Stock | 294 | 314
N1A24207 | Hammond enclosure, NEMA 1, 24 x 20 x 7in (HxWxD), wall mount, carbon steel, ANSI 61 gray, powder coat finish, single-door, 1/4-turn semi-flush latch. | Stock | 253 | 270
N1A24209 | Hammond enclosure, NEMA 1, 24 x 20 x 9in (HxWxD), wall mount, carbon steel, ANSI 61 gray, powder coat finish, single-door, 1/4-turn semi-flush latch. | Stock | 273 | 292
N1A242412 | Hammond enclosure, NEMA 1, 24 x 24 x 12in (HxWxD), wall mount, carbon steel, ANSI 61 gray, powder coat finish, single-door, 1/4-turn semi-flush latch. | Stock | 351 | 374
N1A24247 | Hammond enclosure, NEMA 1, 24 x 24 x 7in (HxWxD), wall mount, carbon steel, ANSI 61 gray, powder coat finish, single-door, 1/4-turn semi-flush latch. | Stock | 284 | 302
N1A24249 | Hammond enclosure, NEMA 1, 24 x 24 x 9in (HxWxD), wall mount, carbon steel, ANSI 61 gray, powder coat finish, single-door, 1/4-turn semi-flush latch. | Stock | 306 | 326
N1A30207 | Hammond enclosure, NEMA 1, 30 x 20 x 7in (HxWxD), wall mount, carbon steel, ANSI 61 gray, powder coat finish, single-door, 1/4-turn semi-flush latch. | Stock | 290 | 310
N1A30209 | Hammond enclosure, NEMA 1, 30 x 20 x 9in (HxWxD), wall mount, carbon steel, ANSI 61 gray, powder coat finish, single-door, 1/4-turn semi-flush latch. | Stock | 328 | 351
N1A302412 | Hammond enclosure, NEMA 1, 30 x 24 x 12in (HxWxD), wall mount, carbon steel, ANSI 61 gray, powder coat finish, single-door, 1/4-turn semi-flush latch. | Stock | 404 | 431
N1A30247 | Hammond enclosure, NEMA 1, 30 x 24 x 7in (HxWxD), wall mount, carbon steel, ANSI 61 gray, powder coat finish, single-door, 1/4-turn semi-flush latch. | Stock | 327 | 350
N1A30249 | Hammond enclosure, NEMA 1, 30 x 24 x 9in (HxWxD), wall mount, carbon steel, ANSI 61 gray, powder coat finish, single-door, 1/4-turn semi-flush latch. | Stock | 352 | 378
N1A30309 | Hammond enclosure, NEMA 1, 30 x 30 x 9in (HxWxD), wall mount, carbon steel, ANSI 61 gray, powder coat finish, single-door, 1/4-turn semi-flush latch. | Stock | 408 | 435
N1A36247 | Hammond enclosure, NEMA 1, 36 x 24 x 7in (HxWxD), wall mount, carbon steel, ANSI 61 gray, powder coat finish, single-door, 1/4-turn semi-flush latch. | Stock | 369 | 394
N1A36249 | Hammond enclosure, NEMA 1, 36 x 24 x 9in (HxWxD), wall mount, carbon steel, ANSI 61 gray, powder coat finish, single-door, 1/4-turn semi-flush latch. | Stock | 398 | 425
N1A363012 | Hammond enclosure, NEMA 1, 36 x 30 x 12in (HxWxD), wall mount, carbon steel, ANSI 61 gray, powder coat finish, single-door, 1/4-turn semi-flush latch. | Stock | 526 | 562
N1A36307 | Hammond enclosure, NEMA 1, 36 x 30 x 7in (HxWxD), wall mount, carbon steel, ANSI 61 gray, powder coat finish, single-door, 1/4-turn semi-flush latch. | Stock | 433 | 464
N1A36309 | Hammond enclosure, NEMA 1, 36 x 30 x 9in (HxWxD), wall mount, carbon steel, ANSI 61 gray, powder coat finish, single-door, 1/4-turn semi-flush latch. | Stock | 464 | 496
N1A42249 | Hammond enclosure, NEMA 1, 42 x 24 x 9in (HxWxD), wall mount, carbon steel, ANSI 61 gray, powder coat finish, single-door, 1/4-turn semi-flush latch. | Stock | 442 | 473
N1A423012 | Hammond enclosure, NEMA 1, 42 x 30 x 12in (HxWxD), wall mount, carbon steel, ANSI 61 gray, powder coat finish, single-door, 1/4-turn semi-flush latch. | Stock | 829 | 883
N1A423612 | Hammond enclosure, NEMA 1, 42 x 36 x 12in (HxWxD), wall mount, carbon steel, ANSI 61 gray, powder coat finish, single-door, 1/4-turn semi-flush latch. | Stock | 945 | 1007
N1A483612 | Hammond enclosure, NEMA 1, 48 x 36 x 12in (HxWxD), wall mount, carbon steel, ANSI 61 gray, powder coat finish, single-door, 1/4-turn semi-flush latch. | Stock | 1002 | 1067
N1C060604 | Wiegmann enclosure, NEMA 1, 6 x 6 x 4in (HxWxD), wall mount, carbon steel, ANSI 61 gray, powder coat finish, single-door, 1/4-turn flush-mounted latch. | from vendor up to 0 business day | 52 | 54
N1C060804 | Wiegmann enclosure, NEMA 1, 8 x 6 x 4in (HxWxD), wall mount, carbon steel, ANSI 61 gray, powder coat finish, single-door, 1/4-turn flush-mounted latch. | from vendor up to 0 business day | 57 | 59
N1C060806 | Wiegmann enclosure, NEMA 1, 8 x 6 x 6in (HxWxD), wall mount, carbon steel, ANSI 61 gray, powder coat finish, single-door, 1/4-turn flush-mounted latch. | from vendor up to 0 business day | 60 | 62
N1C080804 | Wiegmann enclosure, NEMA 1, 8 x 8 x 4in (HxWxD), wall mount, carbon steel, ANSI 61 gray, powder coat finish, single-door, 1/4-turn flush-mounted latch. | from vendor up to 0 business day | 64 | 65
N1C080806 | Wiegmann enclosure, NEMA 1, 8 x 8 x 6in (HxWxD), wall mount, carbon steel, ANSI 61 gray, powder coat finish, single-door, 1/4-turn flush-mounted latch. | Stock | 72 | 73
N1C081004 | Wiegmann enclosure, NEMA 1, 10 x 8 x 4in (HxWxD), wall mount, carbon steel, ANSI 61 gray, powder coat finish, single-door, 1/4-turn flush-mounted latch. | from vendor up to 0 business day | 70 | 72
N1C081006 | Wiegmann enclosure, NEMA 1, 10 x 8 x 6in (HxWxD), wall mount, carbon steel, ANSI 61 gray, powder coat finish, single-door, 1/4-turn flush-mounted latch. | from vendor up to 0 business day | 79 | 81
N1C101004 | Wiegmann enclosure, NEMA 1, 10 x 10 x 4in (HxWxD), wall mount, carbon steel, ANSI 61 gray, powder coat finish, single-door, 1/4-turn flush-mounted latch. | Stock | 77 | 79
N1C101006 | Wiegmann enclosure, NEMA 1, 10 x 10 x 6in (HxWxD), wall mount, carbon steel, ANSI 61 gray, powder coat finish, single-door, 1/4-turn flush-mounted latch. | from vendor up to 0 business day | 87 | 89
N1C101204 | Wiegmann enclosure, NEMA 1, 12 x 10 x 4in (HxWxD), wall mount, carbon steel, ANSI 61 gray, powder coat finish, single-door, 1/4-turn flush-mounted latch. | Stock | 84 | 86
N1C101206 | Wiegmann enclosure, NEMA 1, 12 x 10 x 6in (HxWxD), wall mount, carbon steel, ANSI 61 gray, powder coat finish, single-door, 1/4-turn flush-mounted latch. | from vendor up to 0 business day | 95 | 97
N1C121204 | Wiegmann enclosure, NEMA 1, 12 x 12 x 4in (HxWxD), wall mount, carbon steel, ANSI 61 gray, powder coat finish, single-door, 1/4-turn flush-mounted latch. | from vendor up to 0 business day | 92 | 94
N1C121206 | Wiegmann enclosure, NEMA 1, 12 x 12 x 6in (HxWxD), wall mount, carbon steel, ANSI 61 gray, powder coat finish, single-door, 1/4-turn flush-mounted latch. | from vendor up to 0 business day | 104 | 107
N1C121208 | Wiegmann enclosure, NEMA 1, 12 x 12 x 8in (HxWxD), wall mount, carbon steel, ANSI 61 gray, powder coat finish, single-door, 1/4-turn flush-mounted latch. | Stock | 116 | 119
N1C121404 | Wiegmann enclosure, NEMA 1, 14 x 12 x 4in (HxWxD), wall mount, carbon steel, ANSI 61 gray, powder coat finish, single-door, 1/4-turn flush-mounted latch. | Stock | 99 | 101
N1C121406 | Wiegmann enclosure, NEMA 1, 14 x 12 x 6in (HxWxD), wall mount, carbon steel, ANSI 61 gray, powder coat finish, single-door, 1/4-turn flush-mounted latch. | from vendor up to 0 business day | 114 | 116
N1C121408 | Wiegmann enclosure, NEMA 1, 14 x 12 x 8in (HxWxD), wall mount, carbon steel, ANSI 61 gray, powder coat finish, single-door, 1/4-turn flush-mounted latch. | from vendor up to 0 business day | 127 | 130
N1C121606LP | Wiegmann enclosure, NEMA 1, 16 x 12 x 6in (HxWxD), wall mount, carbon steel, ANSI 61 gray, powder coat finish, single-door, 1/4-turn flush-mounted latch. | from vendor up to 0 business day | 172 | 177
N1C121606S | Wiegmann enclosure, NEMA 1, 16 x 12 x 6in (HxWxD), wall mount, carbon steel, ANSI 61 gray, powder coat finish, single-door, 1/4-turn flush-mounted latch. | from vendor up to 0 business day | 123 | 126
N1C121608LP | Wiegmann enclosure, NEMA 1, 16 x 12 x 8in (HxWxD), wall mount, carbon steel, ANSI 61 gray, powder coat finish, single-door, 1/4-turn flush-mounted latch. | from vendor up to 0 business day | 188 | 192
N1C122006 | Wiegmann enclosure, NEMA 1, 20 x 12 x 6in (HxWxD), wall mount, carbon steel, ANSI 61 gray, powder coat finish, single-door, 1/4-turn flush-mounted latch. | from vendor up to 0 business day | 141 | 145
N1C14T | Wiegmann enclosure latch, slotted, 1/4-turn semi-flush, 1-point, plated steel. For use with single-door NEMA 1 enclosures. | Stock | 39.5 | 40.5
N1C14TKL | Wiegmann enclosure latch, keylocking, 1/4-turn semi-flush, 1-point, plated steel and plastic construction. For use with single-door NEMA 1 enclosures. (2) keys included. | from vendor up to 0 business day | 49.5 | 51
N1C161606LP | Wiegmann enclosure, NEMA 1, 16 x 16 x 6in (HxWxD), wall mount, carbon steel, ANSI 61 gray, powder coat finish, single-door, 1/4-turn flush-mounted latch. | from vendor up to 0 business day | 193 | 197
N1C162006LP | Wiegmann enclosure, NEMA 1, 20 x 16 x 6in (HxWxD), wall mount, carbon steel, ANSI 61 gray, powder coat finish, single-door, 1/4-turn flush-mounted latch. | from vendor up to 0 business day | 213 | 218
N1C162008LP | Wiegmann enclosure, NEMA 1, 20 x 16 x 8in (HxWxD), wall mount, carbon steel, ANSI 61 gray, powder coat finish, single-door, 1/4-turn flush-mounted latch. | from vendor up to 0 business day | 233 | 239
N1C162406LP | Wiegmann enclosure, NEMA 1, 24 x 16 x 6in (HxWxD), wall mount, carbon steel, ANSI 61 gray, powder coat finish, single-door, 1/4-turn flush-mounted latch. | Stock | 232 | 238
N1C201606LP | Wiegmann enclosure, NEMA 1, 16 x 20 x 6in (HxWxD), wall mount, carbon steel, ANSI 61 gray, powder coat finish, single-door, 1/4-turn flush-mounted latch. | Stock | 213 | 218
N1C202006LP | Wiegmann enclosure, NEMA 1, 20 x 20 x 6in (HxWxD), wall mount, carbon steel, ANSI 61 gray, powder coat finish, single-door, 1/4-turn flush-mounted latch. | from vendor up to 0 business day | 234 | 239
N1C202008LP | Wiegmann enclosure, NEMA 1, 20 x 20 x 8in (HxWxD), wall mount, carbon steel, ANSI 61 gray, powder coat finish, single-door, 1/4-turn flush-mounted latch. | from vendor up to 0 business day | 256 | 262
N1C202406LP | Wiegmann enclosure, NEMA 1, 24 x 20 x 6in (HxWxD), wall mount, carbon steel, ANSI 61 gray, powder coat finish, single-door, 1/4-turn flush-mounted latch. | from vendor up to 0 business day | 259 | 265
N1C202408LP | Wiegmann enclosure, NEMA 1, 24 x 20 x 8in (HxWxD), wall mount, carbon steel, ANSI 61 gray, powder coat finish, single-door, 1/4-turn flush-mounted latch. | from vendor up to 0 business day | 283 | 290
N1C202410LP | Wiegmann enclosure, NEMA 1, 24 x 20 x 10in (HxWxD), wall mount, carbon steel, ANSI 61 gray, powder coat finish, single-door, 1/4-turn flush-mounted latch. | Stock | 307 | 315
N1C203006LP | Wiegmann enclosure, NEMA 1, 30 x 20 x 6in (HxWxD), wall mount, carbon steel, ANSI 61 gray, powder coat finish, single-door, 1/4-turn flush-mounted latch. | Stock | 278 | 285
N1C242008LP | Wiegmann enclosure, NEMA 1, 20 x 24 x 8in (HxWxD), wall mount, carbon steel, ANSI 61 gray, powder coat finish, single-door, 1/4-turn flush-mounted latch. | Stock | 280 | 287
N1C242406LP | Wiegmann enclosure, NEMA 1, 24 x 24 x 6in (HxWxD), wall mount, carbon steel, ANSI 61 gray, powder coat finish, single-door, 1/4-turn flush-mounted latch. | from vendor up to 0 business day | 262 | 269
N1C242408LP | Wiegmann enclosure, NEMA 1, 24 x 24 x 8in (HxWxD), wall mount, carbon steel, ANSI 61 gray, powder coat finish, single-door, 1/4-turn flush-mounted latch. | from vendor up to 0 business day | 289 | 296
N1C242412LP | Wiegmann enclosure, NEMA 1, 24 x 24 x 12in (HxWxD), wall mount, carbon steel, ANSI 61 gray, powder coat finish, single-door, 1/4-turn flush-mounted latch. | Stock | 342 | 350
N1C243006LP | Wiegmann enclosure, NEMA 1, 30 x 24 x 6in (HxWxD), wall mount, carbon steel, ANSI 61 gray, powder coat finish, single-door, 1/4-turn flush-mounted latch. | Stock | 291 | 298
N1C243008LP | Wiegmann enclosure, NEMA 1, 30 x 24 x 8in (HxWxD), wall mount, carbon steel, ANSI 61 gray, powder coat finish, single-door, 1/4-turn flush-mounted latch. | from vendor up to 0 business day | 321 | 329
N1C243010LP | Wiegmann enclosure, NEMA 1, 30 x 24 x 10in (HxWxD), wall mount, carbon steel, ANSI 61 gray, powder coat finish, single-door, 1/4-turn flush-mounted latch. | from vendor up to 0 business day | 375 | 384
N1C243012LP | Wiegmann enclosure, NEMA 1, 30 x 24 x 12in (HxWxD), wall mount, carbon steel, ANSI 61 gray, powder coat finish, single-door, 1/4-turn flush-mounted latch. | Stock | 381 | 390
N1C243606LP | Wiegmann enclosure, NEMA 1, 36 x 24 x 6in (HxWxD), wall mount, carbon steel, ANSI 61 gray, powder coat finish, single-door, 1/4-turn flush-mounted latch. | Stock | 339 | 347
N1C243608LP | Wiegmann enclosure, NEMA 1, 36 x 24 x 8in (HxWxD), wall mount, carbon steel, ANSI 61 gray, powder coat finish, single-door, 1/4-turn flush-mounted latch. | from vendor up to 0 business day | 372 | 381
N1C303008LP | Wiegmann enclosure, NEMA 1, 30 x 30 x 8in (HxWxD), wall mount, carbon steel, ANSI 61 gray, powder coat finish, single-door, 1/4-turn flush-mounted latch. | Stock | 365 | 374
N1C303606LP | Wiegmann enclosure, NEMA 1, 36 x 30 x 6in (HxWxD), wall mount, carbon steel, ANSI 61 gray, powder coat finish, single-door, 1/4-turn flush-mounted latch. | from vendor up to 0 business day | 371 | 380
N1C303608LP | Wiegmann enclosure, NEMA 1, 36 x 30 x 8in (HxWxD), wall mount, carbon steel, ANSI 61 gray, powder coat finish, single-door, 1/4-turn flush-mounted latch. | Stock | 408 | 417
N1C303612LP | Wiegmann enclosure, NEMA 1, 36 x 30 x 12in (HxWxD), wall mount, carbon steel, ANSI 61 gray, powder coat finish, single-door, 1/4-turn flush-mounted latch. | Stock | 481 | 492
N1C304209 | Wiegmann enclosure, NEMA 1, 42 x 30 x 9in (HxWxD), wall mount, carbon steel, ANSI 61 gray, powder coat finish, single-door, 1/4-turn flush-mounted latch. | from vendor up to 0 business day | 694 | 710
N1C304213 | Wiegmann enclosure, NEMA 1, 42 x 30 x 13in (HxWxD), wall mount, carbon steel, ANSI 61 gray, powder coat finish, single-door, 1/4-turn flush-mounted latch. | from vendor up to 0 business day | 784 | 802
N1C364209 | Wiegmann enclosure, NEMA 1, 42 x 36 x 9in (HxWxD), wall mount, carbon steel, ANSI 61 gray, powder coat finish, single-door, 1/4-turn flush-mounted latch. | Stock | 789 | 808
N1C364809 | Wiegmann enclosure, NEMA 1, 48 x 36 x 9in (HxWxD), wall mount, carbon steel, ANSI 61 gray, powder coat finish, single-door, 1/4-turn flush-mounted latch. | Stock | 874 | 895
N1C364811 | Wiegmann enclosure, NEMA 1, 48 x 36 x 11in (HxWxD), wall mount, carbon steel, ANSI 61 gray, powder coat finish, single-door, 1/4-turn flush-mounted latch. | from vendor up to 0 business day | 926 | 949
N1C364817 | Wiegmann enclosure, NEMA 1, 48 x 36 x 17in (HxWxD), wall mount, carbon steel, ANSI 61 gray, powder coat finish, single-door, 1/4-turn flush-mounted latch. | Stock | 1084 | 1110
N1J10104 | Hammond enclosure, NEMA 1, 10 x 10 x 4in (HxWxD), wall mount, carbon steel, ANSI 61 gray, powder coat finish, single-door, 1/4-turn flush-mounted latch. | Stock | 73 | 78
N1J10106 | Hammond enclosure, NEMA 1, 10 x 10 x 6in (HxWxD), wall mount, carbon steel, ANSI 61 gray, powder coat finish, single-door, 1/4-turn flush-mounted latch. | Stock | 82 | 88
N1J1084 | Hammond enclosure, NEMA 1, 10 x 8 x 4in (HxWxD), wall mount, carbon steel, ANSI 61 gray, powder coat finish, single-door, 1/4-turn flush-mounted latch. | Stock | 66 | 71
N1J1086 | Hammond enclosure, NEMA 1, 10 x 8 x 6in (HxWxD), wall mount, carbon steel, ANSI 61 gray, powder coat finish, single-door, 1/4-turn flush-mounted latch. | Stock | 74 | 79
N1J12104 | Hammond enclosure, NEMA 1, 12 x 10 x 4in (HxWxD), wall mount, carbon steel, ANSI 61 gray, powder coat finish, single-door, 1/4-turn flush-mounted latch. | Stock | 81 | 87
N1J12106 | Hammond enclosure, NEMA 1, 12 x 10 x 6in (HxWxD), wall mount, carbon steel, ANSI 61 gray, powder coat finish, single-door, 1/4-turn flush-mounted latch. | Stock | 90 | 97
N1J12124 | Hammond enclosure, NEMA 1, 12 x 12 x 4in (HxWxD), wall mount, carbon steel, ANSI 61 gray, powder coat finish, single-door, 1/4-turn flush-mounted latch. | Stock | 89 | 96
N1J12126 | Hammond enclosure, NEMA 1, 12 x 12 x 6in (HxWxD), wall mount, carbon steel, ANSI 61 gray, powder coat finish, single-door, 1/4-turn flush-mounted latch. | Stock | 101 | 109
N1J12128 | Hammond enclosure, NEMA 1, 12 x 12 x 8in (HxWxD), wall mount, carbon steel, ANSI 61 gray, powder coat finish, single-door, 1/4-turn flush-mounted latch. | Stock | 111 | 120
N1J14124 | Hammond enclosure, NEMA 1, 14 x 12 x 4in (HxWxD), wall mount, carbon steel, ANSI 61 gray, powder coat finish, single-door, 1/4-turn flush-mounted latch. | Stock | 99 | 106
N1J14126 | Hammond enclosure, NEMA 1, 14 x 12 x 6in (HxWxD), wall mount, carbon steel, ANSI 61 gray, powder coat finish, single-door, 1/4-turn flush-mounted latch. | Stock | 110 | 118
N1J14128 | Hammond enclosure, NEMA 1, 14 x 12 x 8in (HxWxD), wall mount, carbon steel, ANSI 61 gray, powder coat finish, single-door, 1/4-turn flush-mounted latch. | Stock | 122 | 131
N1J16126 | Hammond enclosure, NEMA 1, 16 x 12 x 6in (HxWxD), wall mount, carbon steel, ANSI 61 gray, powder coat finish, single-door, 1/4-turn flush-mounted latch. | Stock | 119 | 128
N1J20126 | Hammond enclosure, NEMA 1, 20 x 12 x 6in (HxWxD), wall mount, carbon steel, ANSI 61 gray, powder coat finish, single-door, 1/4-turn flush-mounted latch. | Stock | 138 | 148
N1J664 | Hammond enclosure, NEMA 1, 6 x 6 x 4in (HxWxD), wall mount, carbon steel, ANSI 61 gray, powder coat finish, single-door, 1/4-turn flush-mounted latch. | Stock | 49 | 52
N1J864 | Hammond enclosure, NEMA 1, 8 x 6 x 4in (HxWxD), wall mount, carbon steel, ANSI 61 gray, powder coat finish, single-door, 1/4-turn flush-mounted latch. | Stock | 54 | 57
N1J884 | Hammond enclosure, NEMA 1, 8 x 8 x 4in (HxWxD), wall mount, carbon steel, ANSI 61 gray, powder coat finish, single-door, 1/4-turn flush-mounted latch. | Stock | 60 | 64
N1J886 | Hammond enclosure, NEMA 1, 8 x 8 x 6in (HxWxD), wall mount, carbon steel, ANSI 61 gray, powder coat finish, single-door, 1/4-turn flush-mounted latch. | Stock | 67 | 71
N1JLK | Hammond enclosure latch, keylocking, 1/4-turn flush-mount, 1-point, polyamide, black matte finish. For use with N1J, CHKO, N1WS, N1WF, and SWB enclosures. (2) keys included. | Stock | 7.75 | 8.25
N1JP1010 | Hammond subpanel, carbon steel, RAL 9003 white, powder coat finish. For use with 10x10 (HxW) N1J1010x enclosures. | from vendor up to 15 business days | 8 | 8.5
N1JP1010PP | Hammond subpanel, perforated, carbon steel, ANSI 61 gray, powder coat finish. For use with 10x10 (HxW) N1J1010x enclosures. | from vendor up to 15 business days | 8 | 9.25
N1JP108 | Hammond subpanel, carbon steel, RAL 9003 white, powder coat finish. For use with 10x8 (HxW) N1J108x and C3R1086HCR enclosures. | Stock | 6.75 | 7.25
N1JP108PP | Hammond subpanel, perforated, carbon steel, ANSI 61 gray, powder coat finish. For use with 10x8 (HxW) N1J108x and C3R1086HCR enclosures. | Stock | 7 | 8
N1JP1210 | Hammond subpanel, carbon steel, RAL 9003 white, powder coat finish. For use with 12x10 (HxW) N1J1210x and C3R12106HCR enclosures. | Stock | 9.25 | 9.75
N1JP1210PP | Hammond subpanel, perforated, carbon steel, ANSI 61 gray, powder coat finish. For use with 12x10 (HxW) N1J1210x and C3R12106HCR enclosures. | Stock | 9.5 | 10.75
N1JP1212 | Hammond subpanel, carbon steel, RAL 9003 white, powder coat finish. For use with 12x12 (HxW) N1J1212x and C3R1212xxHCR enclosures. | Stock | 11 | 11.75
N1JP1212PP | Hammond subpanel, perforated, carbon steel, ANSI 61 gray, powder coat finish. For use with 12x12 (HxW) N1J1212x and C3R1212xxHCR enclosures. | Stock | 11.25 | 12.75
N1JP1412 | Hammond subpanel, carbon steel, RAL 9003 white, powder coat finish. For use with 14x12 (HxW) N1J1412x enclosures. | Stock | 12.25 | 13
N1JP1412PP | Hammond subpanel, perforated, carbon steel, ANSI 61 gray, powder coat finish. For use with 14x12 (HxW) N1J1412x enclosures. | Stock | 12.5 | 14
N1JP1612 | Hammond subpanel, carbon steel, RAL 9003 white, powder coat finish. For use with 16x12 (HxW) N1J16126 enclosures. | Stock | 13.75 | 14.5
N1JP1612PP | Hammond subpanel, perforated, carbon steel, ANSI 61 gray, powder coat finish. For use with 16x12 (HxW) N1J16126 enclosures. | Stock | 14 | 15.75
N1JP2012 | Hammond subpanel, carbon steel, RAL 9003 white, powder coat finish. For use with 20x12 (HxW) N1J20126 enclosures. | from vendor up to 15 business days | 16.75 | 17.75
N1JP2012PP | Hammond subpanel, perforated, carbon steel, ANSI 61 gray, powder coat finish. For use with 20x12 (HxW) N1J20126 enclosures. | Stock | 17.25 | 19.5
N1JP64 | Hammond subpanel, carbon steel, RAL 9003 white, powder coat finish. For use with 6x4 (HxW) C3R644HCR enclosures. | from vendor up to 15 business days | 4.25 | 4.5
N1JP66 | Hammond subpanel, carbon steel, RAL 9003 white, powder coat finish. For use with 6x6 (HxW) N1J664 and C3R664HCR enclosures. | Stock | 4.25 | 4.5
N1JP66PP | Hammond subpanel, perforated, carbon steel, ANSI 61 gray, powder coat finish. For use with 6x6 (HxW) N1J664 and C3R664HCR enclosures. | from vendor up to 15 business days | 4.5 | 5
N1JP86 | Hammond subpanel, carbon steel, RAL 9003 white, powder coat finish. For use with 8x6 (HxW) N1J864 and C3R864HCR enclosures. | Stock | 5 | 5.5
N1JP86PP | Hammond subpanel, perforated, carbon steel, ANSI 61 gray, powder coat finish. For use with 8x6 (HxW) N1J864 and C3R864HCR enclosures. | Stock | 5 | 5.75
N1JP88 | Hammond subpanel, carbon steel, RAL 9003 white, powder coat finish. For use with 8x8 (HxW) N1J88x and C3R886HCR enclosures. | Stock | 5.75 | 6.25
N1JP88PP | Hammond subpanel, perforated, carbon steel, ANSI 61 gray, powder coat finish. For use with 8x8 (HxW) N1J88x and C3R886HCR enclosures. | from vendor up to 15 business days | 6 | 6.75
N1P0606 | Wiegmann subpanel, carbon steel, white, powder coat finish. For use with 6x6 (HxW) N1C060604, RHC060604 and WA060604GIE enclosures. | from vendor up to 0 business day | 4.25 | 4.5
N1P0606G | Wiegmann subpanel, galvanized steel. For use with 6x6 (HxW) N1C060604, RHC060604 and WA060604GIE enclosures. | Stock | 4 | 4.5
N1P0606PP | Wiegmann subpanel, perforated, carbon steel, white, powder coat finish. For use with 6x6 (HxW) N1C060604, RHC060604 and WA060604GIE enclosures. | from vendor up to 0 business day | 7 | 5
N1P0608 | Wiegmann subpanel, carbon steel, white, powder coat finish. For use with 8x6 (HxW) N1C06080x, RHC060804 and WA080604GIE enclosures. | from vendor up to 0 business day | 5.25
N1P0608G | Wiegmann subpanel, galvanized steel. For use with 8x6 (HxW) N1C06080x, RHC060804 and WA080604GIE enclosures. | Stock | 4.5 | 5.25
N1P0608PP | Wiegmann subpanel, perforated, carbon steel, white, powder coat finish. For use with 8x6 (HxW) N1C06080x, RHC060804 and WA080604GIE enclosures. | from vendor up to 0 business day | 5.25 | 6
N1P0808 | Wiegmann subpanel, carbon steel, white, powder coat finish. For use with 8x8 (HxW) N1C08080x, RHC08080x and WA08080xGIE enclosures. | from vendor up to 0 business day | 6 | 6.25
N1P0808G | Wiegmann subpanel, galvanized steel. For use with 8x8 (HxW) N1C08080x, RHC08080x and WA08080xGIE enclosures. | Stock | 5.5 | 6.25
N1P0808PP | Wiegmann subpanel, perforated, carbon steel, white, powder coat finish. For use with 8x8 (HxW) N1C08080x, RHC08080x and WA08080xGIE enclosures. | from vendor up to 0 business day | 6 | 7
N1P0810 | Wiegmann subpanel, carbon steel, white, powder coat finish. For use with 10x8 (HxW) N1C08100x, RHC081006 and WA10080xGIE enclosures. | from vendor up to 0 business day | 7 | 7.25
N1P0810G | Wiegmann subpanel, galvanized steel. For use with 10x8 (HxW) N1C08100x, RHC081006 and WA10080xGIE enclosures. | Stock | 6.25 | 7.25
N1P0810PP | Wiegmann subpanel, perforated, carbon steel, white, powder coat finish. For use with 10x8 (HxW) N1C08100x, RHC081006 and WA10080xGIE enclosures. | from vendor up to 0 business day | 7 | 8.25
N1P1010 | Wiegmann subpanel, carbon steel, white, powder coat finish. For use with 10x10 (HxW) N1C10100x and WA101006GIE enclosures. | from vendor up to 0 business day | 8.25 | 8.5
N1P1010G | Wiegmann subpanel, galvanized steel. For use with 10x10 (HxW) N1C10100x and WA101006GIE enclosures. | Stock | 7.5 | 8.5
N1P1010PP | Wiegmann subpanel, perforated, carbon steel, white, powder coat finish. For use with 10x10 (HxW) N1C10100x and WA101006GIE enclosures. | from vendor up to 0 business day | 8.75 | 9.75
N1P1012 | Wiegmann subpanel, carbon steel, white, powder coat finish. For use with 12x10 (HxW) N1C10120x, RHC101206 and WA1210xxGIE enclosures. | from vendor up to 0 business day | 9.75 | 10
N1P1012G | Wiegmann subpanel, galvanized steel. For use with 12x10 (HxW) N1C10120x, RHC101206 and WA1210xxGIE enclosures. | Stock | 8.75 | 10
N1P1012PP | Wiegmann subpanel, perforated, carbon steel, white, powder coat finish. For use with 12x10 (HxW) N1C10120x, RHC101206 and WA1210xxGIE enclosures. | from vendor up to 0 business day | 9.75 | 11.5
N1P1212 | Wiegmann subpanel, carbon steel, white, powder coat finish. For use with 12x12 (HxW) N1C12120x, RHC121206 and WA121206GIE enclosures. | from vendor up to 0 business day | 11.5 | 11.75
N1P1212G | Wiegmann subpanel, galvanized steel. For use with 12x12 (HxW) N1C12120x, RHC121206 and WA121206GIE enclosures. | Stock | 10.25 | 11.75
N1P1212PP | Wiegmann subpanel, perforated, carbon steel, white, powder coat finish. For use with 12x12 (HxW) N1C12120x, RHC121206 and WA121206GIE enclosures. | from vendor up to 0 business day | 12.75 | 13.5
N1P1214 | Wiegmann subpanel, carbon steel, white, powder coat finish. For use with 14x12 (HxW) N1C12140x and WA141206GIE enclosures. | from vendor up to 0 business day | 13 | 13.25
N1P1214G | Wiegmann subpanel, galvanized steel. For use with 14x12 (HxW) N1C12140x and WA141206GIE enclosures. | Stock | 11.5 | 13.25
N1P1214PP | Wiegmann subpanel, perforated, carbon steel, white, powder coat finish. For use with 14x12 (HxW) N1C12140x and WA141206GIE enclosures. | from vendor up to 0 business day | 13 | 15.25
N1P1216 | Wiegmann subpanel, carbon steel, white, powder coat finish. For use with 16x12 (HxW) N1C121606S enclosure. | from vendor up to 0 business day | 14.5 | 15
N1P1216G | Wiegmann subpanel, galvanized steel. For use with 16x12 (HxW) N1C121606S enclosure. | Stock | 13 | 15
N1P1216L | Wiegmann subpanel, carbon steel, white, powder coat finish. For use with 16x12 (HxW) N1C12160xLP enclosures. | from vendor up to 0 business day | 15 | 15.5
N1P1216LPP | Wiegmann subpanel, perforated, carbon steel, white, powder coat finish. For use with 16x12 (HxW) N1C12160xLP enclosures. | from vendor up to 0 business day | 15 | 17.75
N1P1216PP | Wiegmann subpanel, perforated, carbon steel, white, powder coat finish. For use with 16x12 (HxW) N1C121606S enclosure. | from vendor up to 0 business day | 14.5 | 17.75
N1P1220 | Wiegmann subpanel, carbon steel, white, powder coat finish. For use with 20x12 (HxW) N1C122006 enclosures. | from vendor up to 0 business day | 20 | 20.5
N1P1220G | Wiegmann subpanel, galvanized steel. For use with 20x12 (HxW) N1C122006 enclosures. | from vendor up to 7 business days | 17.75 | 20.5
N1P1220PP | Wiegmann subpanel, perforated, carbon steel, white, powder coat finish. For use with 20x12 (HxW) N1C122006 enclosures. | from vendor up to 0 business day | 20 | 23.5
N1P1616 | Wiegmann subpanel, carbon steel, white, powder coat finish. For use with 16x16 (HxW) N1C161606LP enclosures. | from vendor up to 0 business day | 17.75 | 18.25
N1P1616PP | Wiegmann subpanel, perforated, carbon steel, white, powder coat finish. For use with 16x16 (HxW) N1C161606LP enclosures. | from vendor up to 0 business day | 23 | 21
N1P1620 | Wiegmann subpanel, carbon steel, white, powder coat finish. For use with 20x16 (HxW) N1C16200xLP enclosures. | from vendor up to 0 business day | 22 | 22.5
N1P1620PP | Wiegmann subpanel, perforated, carbon steel, white, powder coat finish. For use with 20x16 (HxW) N1C16200xLP enclosures. | from vendor up to 0 business day | 24 | 26
N1P1624 | Wiegmann subpanel, carbon steel, white, powder coat finish. For use with 24x16 (HxW) N1C162406LP enclosures. | from vendor up to 0 business day | 27 | 27.5
N1P1624PP | Wiegmann subpanel, perforated, carbon steel, white, powder coat finish. For use with 24x16 (HxW) N1C162406LP enclosures. | from vendor up to 0 business day | 27 | 32
N1P2016 | Wiegmann subpanel, carbon steel, white, powder coat finish. For use with 16x20 (HxW) N1C201606LP enclosures. | from vendor up to 0 business day | 22.5 | 23
N1P2016PP | Wiegmann subpanel, perforated, carbon steel, white, powder coat finish. For use with 16x20 (HxW) N1C201606LP enclosures. | from vendor up to 0 business day | 22.5 | 26.5
N1P2020 | Wiegmann subpanel, carbon steel, white, powder coat finish. For use with 20x20 (HxW) N1C20200xLP enclosures. | from vendor up to 0 business day | 30 | 30.5
N1P2020PP | Wiegmann subpanel, perforated, carbon steel, white, powder coat finish. For use with 20x20 (HxW) N1C20200xLP enclosures. | from vendor up to 0 business day | 30 | 35
N1P2024 | Wiegmann subpanel, carbon steel, white, powder coat finish. For use with 24x20 (HxW) N1C2024xxLP enclosures. | from vendor up to 0 business day | 33.5 | 34.5
N1P2024PP | Wiegmann subpanel, perforated, carbon steel, white, powder coat finish. For use with 24x20 (HxW) N1C2024xxLP enclosures. | from vendor up to 0 business day | 38 | 39.5
N1P2030 | Wiegmann subpanel, carbon steel, white, powder coat finish. For use with 30x20 (HxW) N1C203006LP enclosures. | from vendor up to 0 business day | 73 | 74
N1P2030PP | Wiegmann subpanel, perforated, carbon steel, white, powder coat finish. For use with 30x20 (HxW) N1C203006LP enclosures. | from vendor up to 0 business day | 73 | 85
N1P2420 | Wiegmann subpanel, carbon steel, white, powder coat finish. For use with 20x24 (HxW) N1C242008LP enclosures. | from vendor up to 0 business day | 34.5 | 35
N1P2420PP | Wiegmann subpanel, perforated, carbon steel, white, powder coat finish. For use with 20x24 (HxW) N1C242008LP enclosures. | from vendor up to 0 business day | 38.5 | 40.5
N1P2424 | Wiegmann subpanel, carbon steel, white, powder coat finish. For use with 24x24 (HxW) N1C2424xxLP enclosures. | from vendor up to 0 business day | 64 | 65
N1P2424PP | Wiegmann subpanel, perforated, carbon steel, white, powder coat finish. For use with 24x24 (HxW) N1C2424xxLP enclosures. | from vendor up to 0 business day | 64 | 75
N1P2430 | Wiegmann subpanel, carbon steel, white, powder coat finish. For use with 30x24 (HxW) N1C2430xxLP enclosures. | from vendor up to 0 business day | 84 | 86
N1P2430PP | Wiegmann subpanel, perforated, carbon steel, white, powder coat finish. For use with 30x24 (HxW) N1C2430xxLP enclosures. | from vendor up to 0 business day | 84 | 99
N1P2436 | Wiegmann subpanel, carbon steel, white, powder coat finish. For use with 36x24 (HxW) N1C24360xLP enclosures. | from vendor up to 0 business day | 86 | 88
N1P2436PP | Wiegmann subpanel, perforated, carbon steel, white, powder coat finish. For use with 36x24 (HxW) N1C24360xLP enclosures. | from vendor up to 0 business day | 86 | 102
N1P3030 | Wiegmann subpanel, carbon steel, white, powder coat finish. For use with 30x30 (HxW) N1C303008LP enclosures. | from vendor up to 0 business day | 102 | 104
N1P3030PP | Wiegmann subpanel, perforated, carbon steel, white, powder coat finish. For use with 30x30 (HxW) N1C303008LP enclosures. | from vendor up to 0 business day | 102 | 120
N1P3036 | Wiegmann subpanel, carbon steel, white, powder coat finish. For use with 36x30 (HxW) N1C3036xxLP enclosures. | from vendor up to 0 business day | 124 | 127
N1P3036PP | Wiegmann subpanel, perforated, carbon steel, white, powder coat finish. For use with 36x30 (HxW) N1C3036xxLP enclosures. | from vendor up to 0 business day | 124 | 146
N1-V | Merz solid neutral pole module, 600 VAC, 40A, UL 508 rated. For use with Merz ML1 switch bodies in DIN rail applications. | Stock | 5 | 5.25
N1WS1084 | Hammond enclosure, 3-piece assembly, NEMA 1, 10 x 8 x 4in (HxWxD), wall mount, carbon steel, ANSI 61 gray, powder coat finish, single-door, 1/4-turn flush-mounted latch. | Stock | 107 | 115
N1WS1086 | Hammond enclosure, 3-piece assembly, NEMA 1, 10 x 8 x 6in (HxWxD), wall mount, carbon steel, ANSI 61 gray, powder coat finish, single-door, 1/4-turn flush-mounted latch. | from vendor up to 15 business days | 100 | 108
N1WS1088 | Hammond enclosure, 3-piece assembly, NEMA 1, 10 x 8 x 8in (HxWxD), wall mount, carbon steel, ANSI 61 gray, powder coat finish, single-door, 1/4-turn flush-mounted latch. | Stock | 120 | 129
N1WS12104 | Hammond enclosure, 3-piece assembly, NEMA 1, 12 x 10 x 4in (HxWxD), wall mount, carbon steel, ANSI 61 gray, powder coat finish, single-door, 1/4-turn flush-mounted latch. | Stock | 109 | 118
N1WS12106 | Hammond enclosure, 3-piece assembly, NEMA 1, 12 x 10 x 6in (HxWxD), wall mount, carbon steel, ANSI 61 gray, powder coat finish, single-door, 1/4-turn flush-mounted latch. | Stock | 117 | 126
N1WS12108 | Hammond enclosure, 3-piece assembly, NEMA 1, 12 x 10 x 8in (HxWxD), wall mount, carbon steel, ANSI 61 gray, powder coat finish, single-door, 1/4-turn flush-mounted latch. | Stock | 130 | 139
N1WS16124 | Hammond enclosure, 3-piece assembly, NEMA 1, 16 x 12 x 4in (HxWxD), wall mount, carbon steel, ANSI 61 gray, powder coat finish, single-door, 1/4-turn flush-mounted latch. | Stock | 126 | 136
N1WS16126 | Hammond enclosure, 3-piece assembly, NEMA 1, 16 x 12 x 6in (HxWxD), wall mount, carbon steel, ANSI 61 gray, powder coat finish, single-door, 1/4-turn flush-mounted latch. | Stock | 141 | 152
N1WS16128 | Hammond enclosure, 3-piece assembly, NEMA 1, 16 x 12 x 8in (HxWxD), wall mount, carbon steel, ANSI 61 gray, powder coat finish, single-door, 1/4-turn flush-mounted latch. | Stock | 154 | 166
N1WS20164 | Hammond enclosure, 3-piece assembly, NEMA 1, 20 x 16 x 4in (HxWxD), wall mount, carbon steel, ANSI 61 gray, powder coat finish, single-door, 1/4-turn flush-mounted latch. | Stock | 196 | 210
N1WS20166 | Hammond enclosure, 3-piece assembly, NEMA 1, 20 x 16 x 6in (HxWxD), wall mount, carbon steel, ANSI 61 gray, powder coat finish, single-door, 1/4-turn flush-mounted latch. | Stock | 198 | 213
N1WS20168 | Hammond enclosure, 3-piece assembly, NEMA 1, 20 x 16 x 8in (HxWxD), wall mount, carbon steel, ANSI 61 gray, powder coat finish, single-door, 1/4-turn flush-mounted latch. | Stock | 215 | 231
N1WS24204 | Hammond enclosure, 3-piece assembly, NEMA 1, 24 x 20 x 4in (HxWxD), wall mount, carbon steel, ANSI 61 gray, powder coat finish, single-door, 1/4-turn flush-mounted latch. | Stock | 217 | 233
N1WS24206 | Hammond enclosure, 3-piece assembly, NEMA 1, 24 x 20 x 6in (HxWxD), wall mount, carbon steel, ANSI 61 gray, powder coat finish, single-door, 1/4-turn flush-mounted latch. | Stock | 224 | 241
N1WS24208 | Hammond enclosure, 3-piece assembly, NEMA 1, 24 x 20 x 8in (HxWxD), wall mount, carbon steel, ANSI 61 gray, powder coat finish, single-door, 1/4-turn flush-mounted latch. | Stock | 240 | 258
N1WS864 | Hammond enclosure, 3-piece assembly, NEMA 1, 8 x 6 x 4in (HxWxD), wall mount, carbon steel, ANSI 61 gray, powder coat finish, single-door, 1/4-turn flush-mounted latch. | Stock | 92 | 98
N1WS866 | Hammond enclosure, 3-piece assembly, NEMA 1, 8 x 6 x 6in (HxWxD), wall mount, carbon steel, ANSI 61 gray, powder coat finish, single-door, 1/4-turn flush-mounted latch. | Stock | 98 | 105
N1WS868 | Hammond enclosure, 3-piece assembly, NEMA 1, 8 x 6 x 8in (HxWxD), wall mount, carbon steel, ANSI 61 gray, powder coat finish, single-door, 1/4-turn flush-mounted latch. | Stock | 107 | 116
N2-V | Merz solid neutral pole module, 600 VAC, 80A, UL 508 rated. For use with Merz ML2 switch bodies in DIN rail applications. | Stock | 10 | 10.5
N38BLK100 | NITRA pneumatic tubing, nylon 12, black, 3/8in outside diameter, 0.275in inside diameter, 100ft package. | Stock | 42.5 | 47
N38BLK500 | NITRA pneumatic tubing, nylon 12, black, 3/8in outside diameter, 0.275in inside diameter, 500ft reel. | Stock | 211 | 230
N38BLU100 | NITRA pneumatic tubing, nylon 12, blue, 3/8in outside diameter, 0.275in inside diameter, 100ft package. | Stock | 42.5 | 47
N38BLU500 | NITRA pneumatic tubing, nylon 12, blue, 3/8in outside diameter, 0.275in inside diameter, 500ft reel. | Stock | 211 | 230
N38NAT100 | NITRA pneumatic tubing, nylon 12, natural, 3/8in outside diameter, 0.275in inside diameter, 100ft package. | Stock | 42.5 | 47
N38NAT500 | NITRA pneumatic tubing, nylon 12, natural, 3/8in outside diameter, 0.275in inside diameter, 500ft reel. | Stock | 211 | 230
N38RED100 | NITRA pneumatic tubing, nylon 12, red, 3/8in outside diameter, 0.275in inside diameter, 100ft package. | Stock | 42.5 | 47
N38RED500 | NITRA pneumatic tubing, nylon 12, red, 3/8in outside diameter, 0.275in inside diameter, 500ft reel. | Stock | 211 | 230
N38YEL100 | NITRA pneumatic tubing, nylon 12, yellow, 3/8in outside diameter, 0.275in inside diameter, 100ft package. | Stock | 42.5 | 47
N3-V | Merz solid neutral pole module, 600 VAC, 125A, UL 508 rated. For use with Merz ML3 switch bodies in DIN rail applications. | Stock | 11.5 | 12
N4121212061PTC | Wiegmann Ultimate series enclosure, NEMA 4/12/13, 12 x 12 x 6in (HxWxD), wall mount, carbon steel, ANSI 61 gray, powder coat finish, single-door, 1-point keylocking/padlocking combo handle. | from vendor up to 0 business day | 321 | 329
N412121206C | Wiegmann Ultimate series enclosure, NEMA 4/12/13, 12 x 12 x 6in (HxWxD), wall mount, carbon steel, ANSI 61 gray, powder coat finish, single-door, 1/4-turn semi-flush oil-tight latch. | from vendor up to 0 business day | 219 | 225
N412121206CGP | Wiegmann Ultimate series enclosure, NEMA 3R/4/12/13, 12 x 12 x 6in (HxWxD), wall mount, bottom gland plate, carbon steel, ANSI 61 gray, powder coat finish, single-door, 1/4-turn semi-flush oil-tight latch. | from vendor up to 0 business day | 448 | 459
N412121206CLG | Wiegmann Ultimate series enclosure, NEMA 4/12/13, 12 x 12 x 6in (HxWxD), wall mount, carbon steel, RAL 7035 light gray, powder coat finish, single-door, 1/4-turn semi-flush oil-tight latch. | from vendor up to 0 business day | 219 | 225
N412121206CST | Wiegmann Ultimate series enclosure, slope top, NEMA 4/12/13, 12 x 12 x 6in (HxWxD), wall mount, carbon steel, ANSI 61 gray, powder coat finish, single-door, 1/4-turn semi-flush oil-tight latch. | from vendor up to 0 business day | 268 | 275
N412121206SS1PTC | Wiegmann Ultimate series enclosure, NEMA 4X/12/13, 12 x 12 x 6in (HxWxD), wall mount, 304 stainless steel, No. 3 intermediate polished finish, single-door, 1-point 316L padlocking handle. | from vendor up to 10 business days | 760 | 778
N412121206SSA1PTC | Wiegmann Ultimate series enclosure, NEMA 4X/12/13, 12 x 12 x 6in (HxWxD), wall mount, 316L stainless steel, No. 3 intermediate polished finish, single-door, 1-point 316L padlocking handle. | from vendor up to 10 business days | 1001 | 1025
N412121206SSAC | Wiegmann Ultimate series enclosure, NEMA 4/4X/12/13, 12 x 12 x 6in (HxWxD), wall mount, 316L stainless steel, No. 3 intermediate polished finish, single-door, 1/4-turn semi-flush oil-tight latch. | from vendor up to 0 business day | 947 | 970
N412121206SSC | Wiegmann Ultimate series enclosure, NEMA 4/4X/12/13, 12 x 12 x 6in (HxWxD), wall mount, 304 stainless steel, No. 3 intermediate polished finish, single-door, 1/4-turn semi-flush oil-tight latch. | Stock | 490 | 502
N412121206WC | Wiegmann Ultimate series enclosure, NEMA 4/12/13, 12 x 12 x 6in (HxWxD), wall mount, carbon steel, ANSI 61 gray, powder coat finish, single-door, 1/4-turn semi-flush oil-tight latch, polycarbonate window. | from vendor up to 5 business days | 346 | 354
N412121206WCLG | Wiegmann Ultimate series enclosure, NEMA 4/12/13, 12 x 12 x 6in (HxWxD), wall mount, carbon steel, RAL 7035 light gray, powder coat finish, single-door, 1/4-turn semi-flush oil-tight latch, polycarbonate window. | from vendor up to 10 business days | 346 | 354
N412121206WSSC | Wiegmann Ultimate series enclosure, NEMA 4/4X/12/13, 12 x 12 x 6in (HxWxD), wall mount, 304 stainless steel, No. 3 intermediate polished finish, single-door, 1/4-turn semi-flush oil-tight latch, polycarbonate window. | from vendor up to 0 business day | 841 | 861
N412121208WC | Wiegmann Ultimate series enclosure, NEMA 4/12/13, 12 x 12 x 8in (HxWxD), wall mount, carbon steel, ANSI 61 gray, powder coat finish, single-door, 1/4-turn semi-flush oil-tight latch, polycarbonate window. | from vendor up to 10 business days | 369 | 377
N412121208WCLG | Wiegmann Ultimate series enclosure, NEMA 4/12/13, 12 x 12 x 8in (HxWxD), wall mount, carbon steel, RAL 7035 light gray, powder coat finish, single-door, 1/4-turn semi-flush oil-tight latch, polycarbonate window. | from vendor up to 0 business day | 369 | 377
N412121208WSSC | Wiegmann Ultimate series enclosure, NEMA 4/4X/12/13, 12 x 12 x 8in (HxWxD), wall mount, 304 stainless steel, No. 3 intermediate polished finish, single-door, 1/4-turn semi-flush oil-tight latch, polycarbonate window. | from vendor up to 10 business days | 898 | 919
N41214SQ | Wiegmann enclosure latch, square key, 1/4-turn semi-flush, 1-point, plated steel, black matte finish. For use with N412 Ultimate series enclosures. Requires N41214TSQK key. | Stock | 28.5 | 29.5
N41214SQ3 | Wiegmann enclosure latch, square key, 1/4-turn semi-flush, 3-point, plated steel, black matte finish. For use with N412 Ultimate series enclosures. Requires N41214TSQK key. | from vendor up to 7 business days | 176 | 180
N41214SQK | Wiegmann square key, black matte finish. For use with N41214SQ and N41214SQ3 enclosure latches. | Stock | 11.75 | 12
N41214T | Wiegmann enclosure latch, slotted, 1/4-turn semi-flush, 1-point, plated steel. For use with N412 Ultimate series enclosures. | Stock | 22.5 | 23
N41214T3 | Wiegmann enclosure latch, slotted, 1/4-turn semi-flush, 3-point, plated steel. For use with N412 Ultimate series enclosures. | from vendor up to 7 business days | 49.5 | 50
N41214TB | Wiegmann enclosure latch, slotted, 1/4-turn semi-flush, 1-point, plated steel, black matte finish. For use with N412 Ultimate series enclosures. | Stock | 23 | 23.5
N41214TB3 | Wiegmann enclosure latch, slotted, 1/4-turn semi-flush, 3-point, plated steel, black matte finish. For use with N412 Ultimate series enclosures. | from vendor up to 7 business days | 176 | 180
N41214TBKL | Wiegmann enclosure latch, keylocking, 1/4-turn semi-flush, 1-point, plated steel, black matte finish. For use with N412 Ultimate series enclosures. (2) keys and dust cover included. | Stock | 87 | 89
N41214TSS | Wiegmann enclosure latch, slotted, 1/4-turn semi-flush, 1-point, 304 stainless steel, black matte trim finish. For use with N412 Ultimate series stainless steel enclosures. | Stock | 68 | 69
N41214TSS3 | Wiegmann enclosure latch, slotted, 1/4-turn semi-flush, 3-point, 304 stainless steel, black matte trim finish. For use with N412 Ultimate series stainless steel enclosures. | from vendor up to 7 business days | 217 | 223
N41214TTH | Wiegmann enclosure latch, 1/4-turn tee handle, 1-point, plated steel, black matte finish. For use with N412 Ultimate series enclosures. | Stock | 87 | 89
N41214TTH3 | Wiegmann enclosure latch, 1/4-turn tee handle, 3-point, plated steel, black matte finish. For use with N412 Ultimate series enclosures. | from vendor up to 7 business days | 127 | 130
N41214TTH3KL | Wiegmann enclosure latch, keylocking, 1/4-turn tee handle, 3-point, plated steel, black matte finish. For use with N412 Ultimate series enclosures. Key included. | from vendor up to 7 business days | 140 | 143
N41214TTHKL | Wiegmann enclosure latch, keylocking, 1/4-turn tee handle, 1-point, plated steel, black matte finish. For use with N412 Ultimate series enclosures. Key included. | Stock | 85 | 87
N41214TTRI | Wiegmann enclosure latch, triangular key, 1/4-turn semi-flush, 1-point, plated steel. For use with N412 Ultimate series enclosures. Requires N41214TTRIK key. | Stock | 29.5 | 30
N41214TTRI3 | Wiegmann enclosure latch, triangular key, 1/4-turn semi-flush, 3-point, plated steel. For use with N412 Ultimate series enclosures. Requires N41214TTRIK key. | from vendor up to 7 business days | 176 | 180
N41214TTRIK | Wiegmann triangular key, black matte finish. For use with N41214TTRI and N41214TTRI3 enclosure latches. | Stock | 11.75 | 12
N41214TVP | Wiegmann enclosure latch, double-bit key, 1/4-turn semi-flush, 1-point, vibration-proof, plated steel, black matte trim finish. For use with N412 Ultimate series enclosures. Requires N41214TVPK key. | Stock | 52 | 53
N41214TVP3 | Wiegmann enclosure latch, double-bit key, 1/4-turn semi-flush, 3-point, vibration-proof, plated steel, black matte trim finish. For use with N412 Ultimate series enclosures. Requires N41214TVPK key. | from vendor up to 7 business days | 86 | 88
N41214TVPK | Wiegmann double-bit key, black matte finish. For use with N41214TVP and N41214TVP3 enclosure latches. | Stock | 22.5 | 23
N41214TW | Wiegmann enclosure latch, 1/4-turn wing handle, 1-point, plated steel, black matte finish. For use with N412 Ultimate series enclosures. | from vendor up to 0 business day | 49.5 | 51
N41214TW3 | Wiegmann enclosure latch, 1/4-turn wing handle, 3-point, plated steel, black matte finish. For use with N412 Ultimate series enclosures. | from vendor up to 7 business days | 124 | 127
N41214TWPL | Wiegmann enclosure latch, padlocking, 1/4-turn wing handle, 1-point, plated steel, black matte finish. For use with N412 Ultimate series enclosures. | Stock | 49.5 | 51
N41214TWPL3 | Wiegmann enclosure latch, padlocking, 1/4-turn wing handle, 3-point, plated steel, black matte finish. For use with N412 Ultimate series enclosures. | from vendor up to 7 business days | 176 | 180
N4121612061PTC | Wiegmann Ultimate series enclosure, NEMA 4/12/13, 16 x 12 x 6in (HxWxD), wall mount, carbon steel, ANSI 61 gray, powder coat finish, single-door, 1-point keylocking/padlocking combo handle. | from vendor up to 0 business day | 337 | 346
N412161206C | Wiegmann Ultimate series enclosure, NEMA 4/12/13, 16 x 12 x 6in (HxWxD), wall mount, carbon steel, ANSI 61 gray, powder coat finish, single-door, 1/4-turn semi-flush oil-tight latch. | from vendor up to 0 business day | 234 | 240
N412161206CGP | Wiegmann Ultimate series enclosure, NEMA 3R/4/12/13, 16 x 12 x 6in (HxWxD), wall mount, bottom gland plate, carbon steel, ANSI 61 gray, powder coat finish, single-door, 1/4-turn semi-flush oil-tight latch. | from vendor up to 5 business days | 478 | 489
N412161206CLG | Wiegmann Ultimate series enclosure, NEMA 4/12/13, 16 x 12 x 6in (HxWxD), wall mount, carbon steel, RAL 7035 light gray, powder coat finish, single-door, 1/4-turn semi-flush oil-tight latch. | from vendor up to 0 business day | 234 | 240
N412161206CST | Wiegmann Ultimate series enclosure, slope top, NEMA 4/12/13, 16 x 12 x 6in (HxWxD), wall mount, carbon steel, ANSI 61 gray, powder coat finish, single-door, 1/4-turn semi-flush oil-tight latch. | from vendor up to 0 business day | 254 | 260
N412161206SS1PTC | Wiegmann Ultimate series enclosure, NEMA 4X/12/13, 16 x 12 x 6in (HxWxD), wall mount, 304 stainless steel, No. 3 intermediate polished finish, single-door, 1-point 316L padlocking handle. | from vendor up to 10 business days | 818 | 837
N412161206SSA1PTC | Wiegmann Ultimate series enclosure, NEMA 4X/12/13, 16 x 12 x 6in (HxWxD), wall mount, 316L stainless steel, No. 3 intermediate polished finish, single-door, 1-point 316L padlocking handle. | from vendor up to 10 business days | 1047 | 1072
N412161206SSAC | Wiegmann Ultimate series enclosure, NEMA 4/4X/12/13, 16 x 12 x 6in (HxWxD), wall mount, 316L stainless steel, No. 3 intermediate polished finish, single-door, 1/4-turn semi-flush oil-tight latch. | from vendor up to 0 business day | 881 | 902
N412161206SSC | Wiegmann Ultimate series enclosure, NEMA 4/4X/12/13, 16 x 12 x 6in (HxWxD), wall mount, 304 stainless steel, No. 3 intermediate polished finish, single-door, 1/4-turn semi-flush oil-tight latch. | Stock | 538 | 551
N412161206WC | Wiegmann Ultimate series enclosure, NEMA 4/12/13, 16 x 12 x 6in (HxWxD), wall mount, carbon steel, ANSI 61 gray, powder coat finish, single-door, 1/4-turn semi-flush oil-tight latch, polycarbonate window. | from vendor up to 0 business day | 369 | 378
N412161206WCLG | Wiegmann Ultimate series enclosure, NEMA 4/12/13, 16 x 12 x 6in (HxWxD), wall mount, carbon steel, RAL 7035 light gray, powder coat finish, single-door, 1/4-turn semi-flush oil-tight latch, polycarbonate window. | from vendor up to 0 business day | 379 | 388
N412161206WSSC | Wiegmann Ultimate series enclosure, NEMA 4/4X/12/13, 16 x 12 x 6in (HxWxD), wall mount, 304 stainless steel, No. 3 intermediate polished finish, single-door, 1/4-turn semi-flush oil-tight latch, polycarbonate window. | from vendor up to 10 business days | 932 | 955
N4121612081PTC | Wiegmann Ultimate series enclosure, NEMA 4/12/13, 16 x 12 x 8in (HxWxD), wall mount, carbon steel, ANSI 61 gray, powder coat finish, single-door, 1-point keylocking/padlocking combo handle. | from vendor up to 0 business day | 352 | 361
N412161208C | Wiegmann Ultimate series enclosure, NEMA 4/12/13, 16 x 12 x 8in (HxWxD), wall mount, carbon steel, ANSI 61 gray, powder coat finish, single-door, 1/4-turn semi-flush oil-tight latch. | Stock | 246 | 252
N412161208CLG | Wiegmann Ultimate series enclosure, NEMA 4/12/13, 16 x 12 x 8in (HxWxD), wall mount, carbon steel, RAL 7035 light gray, powder coat finish, single-door, 1/4-turn semi-flush oil-tight latch. | from vendor up to 0 business day | 246 | 252
N412161208CSSST | Wiegmann Ultimate series enclosure, slope top, NEMA 4/4X/12/13, 16 x 12 x 8in (HxWxD), wall mount, 304 stainless steel, No. 3 intermediate polished finish, single-door, 1/4-turn semi-flush oil-tight latch. | from vendor up to 0 business day | 828 | 847
N412161208SS1PTC | Wiegmann Ultimate series enclosure, NEMA 4X/12/13, 16 x 12 x 8in (HxWxD), wall mount, 304 stainless steel, No. 3 intermediate polished finish, single-door, 1-point 316L padlocking handle. | from vendor up to 10 business days | 853 | 873
N412161208SSA1PTC | Wiegmann Ultimate series enclosure, NEMA 4X/12/13, 16 x 12 x 8in (HxWxD), wall mount, 316L stainless steel, No. 3 intermediate polished finish, single-door, 1-point 316L padlocking handle. | from vendor up to 10 business days | 1366 | 1399
N412161208SSAC | Wiegmann Ultimate series enclosure, NEMA 4/4X/12/13, 16 x 12 x 8in (HxWxD), wall mount, 316L stainless steel, No. 3 intermediate polished finish, single-door, 1/4-turn semi-flush oil-tight latch. | from vendor up to 0 business day | 1178 | 1206
N412161208SSC | Wiegmann Ultimate series enclosure, NEMA 4/4X/12/13, 16 x 12 x 8in (HxWxD), wall mount, 304 stainless steel, No. 3 intermediate polished finish, single-door, 1/4-turn semi-flush oil-tight latch. | Stock | 567 | 581
N412161208WC | Wiegmann Ultimate series enclosure, NEMA 4/12/13, 16 x 12 x 8in (HxWxD), wall mount, carbon steel, ANSI 61 gray, powder coat finish, single-door, 1/4-turn semi-flush oil-tight latch, polycarbonate window. | from vendor up to 0 business day | 387 | 397
N412161208WCLG | Wiegmann Ultimate series enclosure, NEMA 4/12/13, 16 x 12 x 8in (HxWxD), wall mount, carbon steel, RAL 7035 light gray, powder coat finish, single-door, 1/4-turn semi-flush oil-tight latch, polycarbonate window. | from vendor up to 0 business day | 387 | 397
N412161208WSSC | Wiegmann Ultimate series enclosure, NEMA 4/4X/12/13, 16 x 12 x 8in (HxWxD), wall mount, 304 stainless steel, No. 3 intermediate polished finish, single-door, 1/4-turn semi-flush oil-tight latch, polycarbonate window. | from vendor up to 10 business days | 1015 | 1039
N412161210C | Wiegmann Ultimate series enclosure, NEMA 4/12/13, 16 x 12 x 10in (HxWxD), wall mount, carbon steel, ANSI 61 gray, powder coat finish, single-door, 1/4-turn semi-flush oil-tight latch. | from vendor up to 0 business day | 256 | 262
N412161210CLG | Wiegmann Ultimate series enclosure, NEMA 4/12/13, 16 x 12 x 10in (HxWxD), wall mount, carbon steel, RAL 7035 light gray, powder coat finish, single-door, 1/4-turn semi-flush oil-tight latch. | from vendor up to 0 business day | 256 | 262
N412161210SSAC | Wiegmann Ultimate series enclosure, NEMA 4/4X/12/13, 16 x 12 x 10in (HxWxD), wall mount, 316L stainless steel, No. 3 intermediate polished finish, single-door, 1/4-turn semi-flush oil-tight latch. | from vendor up to 10 business days | 1037 | 1062
N412161210SSC | Wiegmann Ultimate series enclosure, NEMA 4/4X/12/13, 16 x 12 x 10in (HxWxD), wall mount, 304 stainless steel, No. 3 intermediate polished finish, single-door, 1/4-turn semi-flush oil-tight latch. | from vendor up to 0 business day | 590 | 604
N412161210WC | Wiegmann Ultimate series enclosure, NEMA 4/12/13, 16 x 12 x 10in (HxWxD), wall mount, carbon steel, ANSI 61 gray, powder coat finish, single-door, 1/4-turn semi-flush oil-tight latch, polycarbonate window. | from vendor up to 0 business day | 403 | 412
N412161210WCLG | Wiegmann Ultimate series enclosure, NEMA 4/12/13, 16 x 12 x 10in (HxWxD), wall mount, carbon steel, RAL 7035 light gray, powder coat finish, single-door, 1/4-turn semi-flush oil-tight latch, polycarbonate window. | from vendor up to 10 business days | 403 | 412
N412161210WSSC | Wiegmann Ultimate series enclosure, NEMA 4/4X/12/13, 16 x 12 x 10in (HxWxD), wall mount, 304 stainless steel, No. 3 intermediate polished finish, single-door, 1/4-turn semi-flush oil-tight latch, polycarbonate window. | from vendor up to 10 business days | 1056 | 1081
N4121616061PTC | Wiegmann Ultimate series enclosure, NEMA 4/12/13, 16 x 16 x 6in (HxWxD), wall mount, carbon steel, ANSI 61 gray, powder coat finish, single-door, 1-point keylocking/padlocking combo handle. | from vendor up to 0 business day | 357 | 366
N412161606C | Wiegmann Ultimate series enclosure, NEMA 4/12/13, 16 x 16 x 6in (HxWxD), wall mount, carbon steel, ANSI 61 gray, powder coat finish, single-door, 1/4-turn semi-flush oil-tight latch. | Stock | 252 | 258
N412161606CGP | Wiegmann Ultimate series enclosure, NEMA 3R/4/12/13, 16 x 16 x 6in (HxWxD), wall mount, bottom gland plate, carbon steel, ANSI 61 gray, powder coat finish, single-door, 1/4-turn semi-flush oil-tight latch. | from vendor up to 5 business days | 515 | 527
N412161606CLG | Wiegmann Ultimate series enclosure, NEMA 4/12/13, 16 x 16 x 6in (HxWxD), wall mount, carbon steel, RAL 7035 light gray, powder coat finish, single-door, 1/4-turn semi-flush oil-tight latch. | from vendor up to 0 business day | 252 | 258
N412161606SS1PTC | Wiegmann Ultimate series enclosure, NEMA 4X/12/13, 16 x 16 x 6in (HxWxD), wall mount, 304 stainless steel, No. 3 intermediate polished finish, single-door, 1-point 316L padlocking handle. | from vendor up to 10 business days | 888 | 909
N412161606SSA1PTC | Wiegmann Ultimate series enclosure, NEMA 4X/12/13, 16 x 16 x 6in (HxWxD), wall mount, 316L stainless steel, No. 3 intermediate polished finish, single-door, 1-point 316L padlocking handle. | from vendor up to 10 business days | 1404 | 1438
N412161606SSAC | Wiegmann Ultimate series enclosure, NEMA 4/4X/12/13, 16 x 16 x 6in (HxWxD), wall mount, 316L stainless steel, No. 3 intermediate polished finish, single-door, 1/4-turn semi-flush oil-tight latch. | from vendor up to 0 business day | 1215 | 1244
N412161606SSC | Wiegmann Ultimate series enclosure, NEMA 4/4X/12/13, 16 x 16 x 6in (HxWxD), wall mount, 304 stainless steel, No. 3 intermediate polished finish, single-door, 1/4-turn semi-flush oil-tight latch. | Stock | 596 | 610
N4121616081PTC | Wiegmann Ultimate series enclosure, NEMA 4/12/13, 16 x 16 x 8in (HxWxD), wall mount, carbon steel, ANSI 61 gray, powder coat finish, single-door, 1-point keylocking/padlocking combo handle. | from vendor up to 0 business day | 372 | 380
N412161608C | Wiegmann Ultimate series enclosure, NEMA 4/12/13, 16 x 16 x 8in (HxWxD), wall mount, carbon steel, ANSI 61 gray, powder coat finish, single-door, 1/4-turn semi-flush oil-tight latch. | Stock | 265 | 272
N412161608CGP | Wiegmann Ultimate series enclosure, NEMA 3R/4/12/13, 16 x 16 x 8in (HxWxD), wall mount, bottom gland plate, carbon steel, ANSI 61 gray, powder coat finish, single-door, 1/4-turn semi-flush oil-tight latch. | from vendor up to 5 business days | 542 | 555
N412161608CLG | Wiegmann Ultimate series enclosure, NEMA 4/12/13, 16 x 16 x 8in (HxWxD), wall mount, carbon steel, RAL 7035 light gray, powder coat finish, single-door, 1/4-turn semi-flush oil-tight latch. | from vendor up to 0 business day | 265 | 272
N412161608CSSST | Wiegmann Ultimate series enclosure, slope top, NEMA 4/4X/12/13, 16 x 16 x 8in (HxWxD), wall mount, 304 stainless steel, No. 3 intermediate polished finish, single-door, 1/4-turn semi-flush oil-tight latch. | from vendor up to 0 business day | 911 | 933
N412161608CST | Wiegmann Ultimate series enclosure, slope top, NEMA 4/12/13, 16 x 16 x 8in (HxWxD), wall mount, carbon steel, ANSI 61 gray, powder coat finish, single-door, 1/4-turn semi-flush oil-tight latch. | from vendor up to 0 business day | 324 | 332
N412161608SS1PTC | Wiegmann Ultimate series enclosure, NEMA 4X/12/13, 16 x 16 x 8in (HxWxD), wall mount, 304 stainless steel, No. 3 intermediate polished finish, single-door, 1-point 316L padlocking handle. | from vendor up to 10 business days | 949 | 971
N412161608SSA1PTC | Wiegmann Ultimate series enclosure, NEMA 4X/12/13, 16 x 16 x 8in (HxWxD), wall mount, 316L stainless steel, No. 3 intermediate polished finish, single-door, 1-point 316L padlocking handle. | from vendor up to 10 business days | 1619 | 1658
N412161608SSAC | Wiegmann Ultimate series enclosure, NEMA 4/4X/12/13, 16 x 16 x 8in (HxWxD), wall mount, 316L stainless steel, No. 3 intermediate polished finish, single-door, 1/4-turn semi-flush oil-tight latch. | from vendor up to 10 business days | 1430 | 1465
N412161608SSC | Wiegmann Ultimate series enclosure, NEMA 4/4X/12/13, 16 x 16 x 8in (HxWxD), wall mount, 304 stainless steel, No. 3 intermediate polished finish, single-door, 1/4-turn semi-flush oil-tight latch. | Stock | 646 | 662
N412161610C | Wiegmann Ultimate series enclosure, NEMA 4/12/13, 16 x 16 x 10in (HxWxD), wall mount, carbon steel, ANSI 61 gray, powder coat finish, single-door, 1/4-turn semi-flush oil-tight latch. | from vendor up to 0 business day | 276 | 283
N412161610CLG | Wiegmann Ultimate series enclosure, NEMA 4/12/13, 16 x 16 x 10in (HxWxD), wall mount, carbon steel, RAL 7035 light gray, powder coat finish, single-door, 1/4-turn semi-flush oil-tight latch. | from vendor up to 0 business day | 276 | 283
N412161610SSAC | Wiegmann Ultimate series enclosure, NEMA 4/4X/12/13, 16 x 16 x 10in (HxWxD), wall mount, 316L stainless steel, No. 3 intermediate polished finish, single-door, 1/4-turn semi-flush oil-tight latch. | from vendor up to 10 business days | 1041 | 1066
N412161610SSC | Wiegmann Ultimate series enclosure, NEMA 4/4X/12/13, 16 x 16 x 10in (HxWxD), wall mount, 304 stainless steel, No. 3 intermediate polished finish, single-door, 1/4-turn semi-flush oil-tight latch. | from vendor up to 0 business day | 672 | 688
N4121620061PTC | Wiegmann Ultimate series enclosure, NEMA 4/12/13, 16 x 20 x 6in (HxWxD), wall mount, carbon steel, ANSI 61 gray, powder coat finish, single-door, 1-point keylocking/padlocking combo handle. | from vendor up to 0 business day | 386 | 395
N412162006C | Wiegmann Ultimate series enclosure, NEMA 4/12/13, 16 x 20 x 6in (HxWxD), wall mount, carbon steel, ANSI 61 gray, powder coat finish, single-door, 1/4-turn semi-flush oil-tight latch. | Stock | 278 | 285
N412162006CLG | Wiegmann Ultimate series enclosure, NEMA 4/12/13, 16 x 20 x 6in (HxWxD), wall mount, carbon steel, RAL 7035 light gray, powder coat finish, single-door, 1/4-turn semi-flush oil-tight latch. | from vendor up to 0 business day | 278 | 285
N4121620081PTC | Wiegmann Ultimate series enclosure, NEMA 4/12/13, 16 x 20 x 8in (HxWxD), wall mount, carbon steel, ANSI 61 gray, powder coat finish, single-door, 1-point keylocking/padlocking combo handle. | from vendor up to 0 business day | 402 | 412
N412162008C | Wiegmann Ultimate series enclosure, NEMA 4/12/13, 16 x 20 x 8in (HxWxD), wall mount, carbon steel, ANSI 61 gray, powder coat finish, single-door, 1/4-turn semi-flush oil-tight latch. | Stock | 293 | 301
N412162008CLG | Wiegmann Ultimate series enclosure, NEMA 4/12/13, 16 x 20 x 8in (HxWxD), wall mount, carbon steel, RAL 7035 light gray, powder coat finish, single-door, 1/4-turn semi-flush oil-tight latch. | from vendor up to 0 business day | 293 | 301
N412162008SS1PTC | Wiegmann Ultimate series enclosure, NEMA 4X/12/13, 16 x 20 x 8in (HxWxD), wall mount, 304 stainless steel, No. 3 intermediate polished finish, single-door, 1-point 316L padlocking handle. | from vendor up to 10 business days | 1040 | 1065
N412162008SSA1PTC | Wiegmann Ultimate series enclosure, NEMA 4X/12/13, 16 x 20 x 8in (HxWxD), wall mount, 316L stainless steel, No. 3 intermediate polished finish, single-door, 1-point 316L padlocking handle. | from vendor up to 10 business days | 1494 | 1530
N412162008SSAC | Wiegmann Ultimate series enclosure, NEMA 4/4X/12/13, 16 x 20 x 8in (HxWxD), wall mount, 316L stainless steel, No. 3 intermediate polished finish, single-door, 1/4-turn semi-flush oil-tight latch. | from vendor up to 0 business day | 1305 | 1336
N412162008SSC | Wiegmann Ultimate series enclosure, NEMA 4/4X/12/13, 16 x 20 x 8in (HxWxD), wall mount, 304 stainless steel, No. 3 intermediate polished finish, single-door, 1/4-turn semi-flush oil-tight latch. | Stock | 721 | 739
N412162010C | Wiegmann Ultimate series enclosure, NEMA 4/12/13, 16 x 20 x 10in (HxWxD), wall mount, carbon steel, ANSI 61 gray, powder coat finish, single-door, 1/4-turn semi-flush oil-tight latch. | from vendor up to 0 business day | 305 | 313
N412162010CLG | Wiegmann Ultimate series enclosure, NEMA 4/12/13, 16 x 20 x 10in (HxWxD), wall mount, carbon steel, RAL 7035 light gray, powder coat finish, single-door, 1/4-turn semi-flush oil-tight latch. | from vendor up to 0 business day | 305 | 313
N412162010SSAC | Wiegmann Ultimate series enclosure, NEMA 4/4X/12/13, 16 x 20 x 10in (HxWxD), wall mount, 316L stainless steel, No. 3 intermediate polished finish, single-door, 1/4-turn semi-flush oil-tight latch. | from vendor up to 10 business days | 1319 | 1351
N412162010SSC | Wiegmann Ultimate series enclosure, NEMA 4/4X/12/13, 16 x 20 x 10in (HxWxD), wall mount, 304 stainless steel, No. 3 intermediate polished finish, single-door, 1/4-turn semi-flush oil-tight latch. | from vendor up to 0 business day | 851 | 872
N4122016061PTC | Wiegmann Ultimate series enclosure, NEMA 4/12/13, 20 x 16 x 6in (HxWxD), wall mount, carbon steel, ANSI 61 gray, powder coat finish, single-door, 1-point keylocking/padlocking combo handle. | from vendor up to 0 business day | 377 | 386
N412201606C | Wiegmann Ultimate series enclosure, NEMA 4/12/13, 20 x 16 x 6in (HxWxD), wall mount, carbon steel, ANSI 61 gray, powder coat finish, single-door, 1/4-turn semi-flush oil-tight latch. | from vendor up to 0 business day | 270 | 277
N412201606CGP | Wiegmann Ultimate series enclosure, NEMA 3R/4/12/13, 20 x 16 x 6in (HxWxD), wall mount, bottom gland plate, carbon steel, ANSI 61 gray, powder coat finish, single-door, 1/4-turn semi-flush oil-tight latch. | from vendor up to 5 business days | 552 | 565
N412201606CLG | Wiegmann Ultimate series enclosure, NEMA 4/12/13, 20 x 16 x 6in (HxWxD), wall mount, carbon steel, RAL 7035 light gray, powder coat finish, single-door, 1/4-turn semi-flush oil-tight latch. | from vendor up to 0 business day | 270 | 277
N412201606CST | Wiegmann Ultimate series enclosure, slope top, NEMA 4/12/13, 20 x 16 x 6in (HxWxD), wall mount, carbon steel, ANSI 61 gray, powder coat finish, single-door, 1/4-turn semi-flush oil-tight latch. | from vendor up to 0 business day | 339 | 347
N412201606SS1PTC | Wiegmann Ultimate series enclosure, NEMA 4X/12/13, 20 x 16 x 6in (HxWxD), wall mount, 304 stainless steel, No. 3 intermediate polished finish, single-door, 1-point 316L padlocking handle. | from vendor up to 10 business days | 1113 | 1140
N412201606SSA1PTC | Wiegmann Ultimate series enclosure, NEMA 4X/12/13, 20 x 16 x 6in (HxWxD), wall mount, 316L stainless steel, No. 3 intermediate polished finish, single-door, 1-point 316L padlocking handle. | from vendor up to 15 business days | 1168 | 1196
N412201606SSAC | Wiegmann Ultimate series enclosure, NEMA 4/4X/12/13, 20 x 16 x 6in (HxWxD), wall mount, 316L stainless steel, No. 3 intermediate polished finish, single-door, 1/4-turn semi-flush oil-tight latch. | from vendor up to 0 business day | 1136 | 1163
N412201606SSC | Wiegmann Ultimate series enclosure, NEMA 4/4X/12/13, 20 x 16 x 6in (HxWxD), wall mount, 304 stainless steel, No. 3 intermediate polished finish, single-door, 1/4-turn semi-flush oil-tight latch. | Stock | 673 | 689
N412201606WC | Wiegmann Ultimate series enclosure, NEMA 4/12/13, 20 x 16 x 6in (HxWxD), wall mount, carbon steel, ANSI 61 gray, powder coat finish, single-door, 1/4-turn semi-flush oil-tight latch, polycarbonate window. | from vendor up to 0 business day | 426 | 436
N412201606WCLG | Wiegmann Ultimate series enclosure, NEMA 4/12/13, 20 x 16 x 6in (HxWxD), wall mount, carbon steel, RAL 7035 light gray, powder coat finish, single-door, 1/4-turn semi-flush oil-tight latch, polycarbonate window. | from vendor up to 0 business day | 426 | 436
N412201606WSSC | Wiegmann Ultimate series enclosure, NEMA 4/4X/12/13, 20 x 16 x 6in (HxWxD), wall mount, 304 stainless steel, No. 3 intermediate polished finish, single-door, 1/4-turn semi-flush oil-tight latch, polycarbonate window. | from vendor up to 0 business day | 1132 | 1159
N4122016081PTC | Wiegmann Ultimate series enclosure, NEMA 4/12/13, 20 x 16 x 8in (HxWxD), wall mount, carbon steel, ANSI 61 gray, powder coat finish, single-door, 1-point keylocking/padlocking combo handle. | from vendor up to 0 business day | 393 | 402
N412201608C | Wiegmann Ultimate series enclosure, NEMA 4/12/13, 20 x 16 x 8in (HxWxD), wall mount, carbon steel, ANSI 61 gray, powder coat finish, single-door, 1/4-turn semi-flush oil-tight latch. | from vendor up to 0 business day | 285 | 292
N412201608CGP | Wiegmann Ultimate series enclosure, NEMA 3R/4/12/13, 20 x 16 x 8in (HxWxD), wall mount, bottom gland plate, carbon steel, ANSI 61 gray, powder coat finish, single-door, 1/4-turn semi-flush oil-tight latch. | from vendor up to 5 business days | 582 | 596
N412201608CLG | Wiegmann Ultimate series enclosure, NEMA 4/12/13, 20 x 16 x 8in (HxWxD), wall mount, carbon steel, RAL 7035 light gray, powder coat finish, single-door, 1/4-turn semi-flush oil-tight latch. | from vendor up to 0 business day | 285 | 292
N412201608CSSST | Wiegmann Ultimate series enclosure, slope top, NEMA 4/4X/12/13, 20 x 16 x 8in (HxWxD), wall mount, 304 stainless steel, No. 3 intermediate polished finish, single-door, 1/4-turn semi-flush oil-tight latch. | from vendor up to 0 business day | 1008 | 1032
N412201608CST | Wiegmann Ultimate series enclosure, slope top, NEMA 4/12/13, 20 x 16 x 8in (HxWxD), wall mount, carbon steel, ANSI 61 gray, powder coat finish, single-door, 1/4-turn semi-flush oil-tight latch. | from vendor up to 0 business day | 348 | 357
N412201608SS1PTC | Wiegmann Ultimate series enclosure, NEMA 4X/12/13, 20 x 16 x 8in (HxWxD), wall mount, 304 stainless steel, No. 3 intermediate polished finish, single-door, 1-point 316L padlocking handle. | from vendor up to 10 business days | 1015 | 1040
N412201608SSA1PTC | Wiegmann Ultimate series enclosure, NEMA 4X/12/13, 20 x 16 x 8in (HxWxD), wall mount, 316L stainless steel, No. 3 intermediate polished finish, single-door, 1-point 316L padlocking handle. | from vendor up to 10 business days | 1494 | 1530
N412201608SSAC | Wiegmann Ultimate series enclosure, NEMA 4/4X/12/13, 20 x 16 x 8in (HxWxD), wall mount, 316L stainless steel, No. 3 intermediate polished finish, single-door, 1/4-turn semi-flush oil-tight latch. | from vendor up to 0 business day | 1305 | 1336
N412201608SSC | Wiegmann Ultimate series enclosure, NEMA 4/4X/12/13, 20 x 16 x 8in (HxWxD), wall mount, 304 stainless steel, No. 3 intermediate polished finish, single-door, 1/4-turn semi-flush oil-tight latch. | Stock | 701 | 718
N412201608WC | Wiegmann Ultimate series enclosure, NEMA 4/12/13, 20 x 16 x 8in (HxWxD), wall mount, carbon steel, ANSI 61 gray, powder coat finish, single-door, 1/4-turn semi-flush oil-tight latch, polycarbonate window. | from vendor up to 0 business day | 449 | 460
N412201608WCLG | Wiegmann Ultimate series enclosure, NEMA 4/12/13, 20 x 16 x 8in (HxWxD), wall mount, carbon steel, RAL 7035 light gray, powder coat finish, single-door, 1/4-turn semi-flush oil-tight latch, polycarbonate window. | from vendor up to 0 business day | 449 | 460
N412201608WSSC | Wiegmann Ultimate series enclosure, NEMA 4/4X/12/13, 20 x 16 x 8in (HxWxD), wall mount, 304 stainless steel, No. 3 intermediate polished finish, single-door, 1/4-turn semi-flush oil-tight latch, polycarbonate window. | from vendor up to 0 business day | 1372 | 1405
N412201610C | Wiegmann Ultimate series enclosure, NEMA 4/12/13, 20 x 16 x 10in (HxWxD), wall mount, carbon steel, ANSI 61 gray, powder coat finish, single-door, 1/4-turn semi-flush oil-tight latch. | from vendor up to 0 business day | 297 | 304
N412201610CLG | Wiegmann Ultimate series enclosure, NEMA 4/12/13, 20 x 16 x 10in (HxWxD), wall mount, carbon steel, RAL 7035 light gray, powder coat finish, single-door, 1/4-turn semi-flush oil-tight latch. | from vendor up to 0 business day | 297 | 304
N412201610SSAC | Wiegmann Ultimate series enclosure, NEMA 4/4X/12/13, 20 x 16 x 10in (HxWxD), wall mount, 316L stainless steel, No. 3 intermediate polished finish, single-door, 1/4-turn semi-flush oil-tight latch. | from vendor up to 0 business day | 1282 | 1313
N412201610SSC | Wiegmann Ultimate series enclosure, NEMA 4/4X/12/13, 20 x 16 x 10in (HxWxD), wall mount, 304 stainless steel, No. 3 intermediate polished finish, single-door, 1/4-turn semi-flush oil-tight latch. | from vendor up to 0 business day | 729 | 747
N412201610WC | Wiegmann Ultimate series enclosure, NEMA 4/12/13, 20 x 16 x 10in (HxWxD), wall mount, carbon steel, ANSI 61 gray, powder coat finish, single-door, 1/4-turn semi-flush oil-tight latch, polycarbonate window. | from vendor up to 0 business day | 467 | 479
N412201610WCLG | Wiegmann Ultimate series enclosure, NEMA 4/12/13, 20 x 16 x 10in (HxWxD), wall mount, carbon steel, RAL 7035 light gray, powder coat finish, single-door, 1/4-turn semi-flush oil-tight latch, polycarbonate window. | from vendor up to 0 business day | 467 | 479
N412201610WSSC | Wiegmann Ultimate series enclosure, NEMA 4/4X/12/13, 20 x 16 x 10in (HxWxD), wall mount, 304 stainless steel, No. 3 intermediate polished finish, single-door, 1/4-turn semi-flush oil-tight latch, polycarbonate window. | from vendor up to 0 business day | 1258 | 1288
N412201612CSSST | Wiegmann Ultimate series enclosure, slope top, NEMA 4/4X/12/13, 20 x 16 x 12in (HxWxD), wall mount, 304 stainless steel, No. 3 intermediate polished finish, single-door, 1/4-turn semi-flush oil-tight latch. | from vendor up to 0 business day | 1283 | 1313
N4122020061PTC | Wiegmann Ultimate series enclosure, NEMA 4/12/13, 20 x 20 x 6in (HxWxD), wall mount, carbon steel, ANSI 61 gray, powder coat finish, single-door, 1-point keylocking/padlocking combo handle. | from vendor up to 10 business days | 400 | 410
N412202006C | Wiegmann Ultimate series enclosure, NEMA 4/12/13, 20 x 20 x 6in (HxWxD), wall mount, carbon steel, ANSI 61 gray, powder coat finish, single-door, 1/4-turn semi-flush oil-tight latch. | from vendor up to 0 business day | 292 | 299
N412202006CLG | Wiegmann Ultimate series enclosure, NEMA 4/12/13, 20 x 20 x 6in (HxWxD), wall mount, carbon steel, RAL 7035 light gray, powder coat finish, single-door, 1/4-turn semi-flush oil-tight latch. | from vendor up to 0 business day | 292 | 299
N412202006CST | Wiegmann Ultimate series enclosure, slope top, NEMA 4/12/13, 20 x 20 x 6in (HxWxD), wall mount, carbon steel, ANSI 61 gray, powder coat finish, single-door, 1/4-turn semi-flush oil-tight latch. | from vendor up to 10 business days | 358 | 366
N412202006SS1PTC | Wiegmann Ultimate series enclosure, NEMA 4X/12/13, 20 x 20 x 6in (HxWxD), wall mount, 304 stainless steel, No. 3 intermediate polished finish, single-door, 1-point 316L padlocking handle. | from vendor up to 10 business days | 1066 | 1092
N412202006SSA1PTC | Wiegmann Ultimate series enclosure, NEMA 4X/12/13, 20 x 20 x 6in (HxWxD), wall mount, 316L stainless steel, No. 3 intermediate polished finish, single-door, 1-point 316L padlocking handle. | from vendor up to 10 business days | 1402 | 1436
N412202006SSAC | Wiegmann Ultimate series enclosure, NEMA 4/4X/12/13, 20 x 20 x 6in (HxWxD), wall mount, 316L stainless steel, No. 3 intermediate polished finish, single-door, 1/4-turn semi-flush oil-tight latch. | from vendor up to 10 business days | 1213 | 1242
N412202006SSC | Wiegmann Ultimate series enclosure, NEMA 4/4X/12/13, 20 x 20 x 6in (HxWxD), wall mount, 304 stainless steel, No. 3 intermediate polished finish, single-door, 1/4-turn semi-flush oil-tight latch. | Stock | 743 | 761
N412202006WC | Wiegmann Ultimate series enclosure, NEMA 4/12/13, 20 x 20 x 6in (HxWxD), wall mount, carbon steel, ANSI 61 gray, powder coat finish, single-door, 1/4-turn semi-flush oil-tight latch, polycarbonate window. | from vendor up to 0 business day | 460 | 471
N412202006WCLG | Wiegmann Ultimate series enclosure, NEMA 4/12/13, 20 x 20 x 6in (HxWxD), wall mount, carbon steel, RAL 7035 light gray, powder coat finish, single-door, 1/4-turn semi-flush oil-tight latch, polycarbonate window. | from vendor up to 10 business days | 460 | 471
N412202006WSSC | Wiegmann Ultimate series enclosure, NEMA 4/4X/12/13, 20 x 20 x 6in (HxWxD), wall mount, 304 stainless steel, No. 3 intermediate polished finish, single-door, 1/4-turn semi-flush oil-tight latch, polycarbonate window. | from vendor up to 10 business days | 1406 | 1440
N4122020081PTC | Wiegmann Ultimate series enclosure, NEMA 4/12/13, 20 x 20 x 8in (HxWxD), wall mount, carbon steel, ANSI 61 gray, powder coat finish, single-door, 1-point keylocking/padlocking combo handle. | from vendor up to 0 business day | 418 | 428
N412202008C | Wiegmann Ultimate series enclosure, NEMA 4/12/13, 20 x 20 x 8in (HxWxD), wall mount, carbon steel, ANSI 61 gray, powder coat finish, single-door, 1/4-turn semi-flush oil-tight latch. | from vendor up to 0 business day | 308 | 316
N412202008CGP | Wiegmann Ultimate series enclosure, NEMA 3R/4/12/13, 20 x 20 x 8in (HxWxD), wall mount, bottom gland plate, carbon steel, ANSI 61 gray, powder coat finish, single-door, 1/4-turn semi-flush oil-tight latch. | from vendor up to 0 business day | 629 | 644
N412202008CLG | Wiegmann Ultimate series enclosure, NEMA 4/12/13, 20 x 20 x 8in (HxWxD), wall mount, carbon steel, RAL 7035 light gray, powder coat finish, single-door, 1/4-turn semi-flush oil-tight latch. | from vendor up to 0 business day | 308 | 316
N412202008CSSST | Wiegmann Ultimate series enclosure, slope top, NEMA 4/4X/12/13, 20 x 20 x 8in (HxWxD), wall mount, 304 stainless steel, No. 3 intermediate polished finish, single-door, 1/4-turn semi-flush oil-tight latch. | from vendor up to 0 business day | 1150 | 1178
N412202008CST | Wiegmann Ultimate series enclosure, slope top, NEMA 4/12/13, 20 x 20 x 8in (HxWxD), wall mount, carbon steel, ANSI 61 gray, powder coat finish, single-door, 1/4-turn semi-flush oil-tight latch. | from vendor up to 0 business day | 378 | 387
N412202008SS1PTC | Wiegmann Ultimate series enclosure, NEMA 4X/12/13, 20 x 20 x 8in (HxWxD), wall mount, 304 stainless steel, No. 3 intermediate polished finish, single-door, 1-point 316L padlocking handle. | from vendor up to 10 business days | 1105 | 1132
N412202008SSA1PTC | Wiegmann Ultimate series enclosure, NEMA 4X/12/13, 20 x 20 x 8in (HxWxD), wall mount, 316L stainless steel, No. 3 intermediate polished finish, single-door, 1-point 316L padlocking handle. | from vendor up to 10 business days | 1710 | 1751
N412202008SSAC | Wiegmann Ultimate series enclosure, NEMA 4/4X/12/13, 20 x 20 x 8in (HxWxD), wall mount, 316L stainless steel, No. 3 intermediate polished finish, single-door, 1/4-turn semi-flush oil-tight latch. | from vendor up to 0 business day | 1521 | 1557
N412202008SSC | Wiegmann Ultimate series enclosure, NEMA 4/4X/12/13, 20 x 20 x 8in (HxWxD), wall mount, 304 stainless steel, No. 3 intermediate polished finish, single-door, 1/4-turn semi-flush oil-tight latch. | Stock | 776 | 794
N412202008WC | Wiegmann Ultimate series enclosure, NEMA 4/12/13, 20 x 20 x 8in (HxWxD), wall mount, carbon steel, ANSI 61 gray, powder coat finish, single-door, 1/4-turn semi-flush oil-tight latch, polycarbonate window. | from vendor up to 0 business day | 486 | 497
N412202008WCLG | Wiegmann Ultimate series enclosure, NEMA 4/12/13, 20 x 20 x 8in (HxWxD), wall mount, carbon steel, RAL 7035 light gray, powder coat finish, single-door, 1/4-turn semi-flush oil-tight latch, polycarbonate window. | from vendor up to 0 business day | 486 | 497
N412202008WSSC | Wiegmann Ultimate series enclosure, NEMA 4/4X/12/13, 20 x 20 x 8in (HxWxD), wall mount, 304 stainless steel, No. 3 intermediate polished finish, single-door, 1/4-turn semi-flush oil-tight latch, polycarbonate window. | from vendor up to 0 business day | 1333 | 1365
N412202010C | Wiegmann Ultimate series enclosure, NEMA 4/12/13, 20 x 20 x 10in (HxWxD), wall mount, carbon steel, ANSI 61 gray, powder coat finish, single-door, 1/4-turn semi-flush oil-tight latch. | Stock | 321 | 328
N412202010CLG | Wiegmann Ultimate series enclosure, NEMA 4/12/13, 20 x 20 x 10in (HxWxD), wall mount, carbon steel, RAL 7035 light gray, powder coat finish, single-door, 1/4-turn semi-flush oil-tight latch. | from vendor up to 0 business day | 321 | 328
N412202010SSAC | Wiegmann Ultimate series enclosure, NEMA 4/4X/12/13, 20 x 20 x 10in (HxWxD), wall mount, 316L stainless steel, No. 3 intermediate polished finish, single-door, 1/4-turn semi-flush oil-tight latch. | from vendor up to 0 business day | 1262 | 1292
N412202010SSC | Wiegmann Ultimate series enclosure, NEMA 4/4X/12/13, 20 x 20 x 10in (HxWxD), wall mount, 304 stainless steel, No. 3 intermediate polished finish, single-door, 1/4-turn semi-flush oil-tight latch. | from vendor up to 0 business day | 814 | 834
N412202010WC | Wiegmann Ultimate series enclosure, NEMA 4/12/13, 20 x 20 x 10in (HxWxD), wall mount, carbon steel, ANSI 61 gray, powder coat finish, single-door, 1/4-turn semi-flush oil-tight latch, polycarbonate window. | from vendor up to 5 business days | 505 | 517
N412202010WCLG | Wiegmann Ultimate series enclosure, NEMA 4/12/13, 20 x 20 x 10in (HxWxD), wall mount, carbon steel, RAL 7035 light gray, powder coat finish, single-door, 1/4-turn semi-flush oil-tight latch, polycarbonate window. | from vendor up to 10 business days | 505 | 517
N412202010WSSC | Wiegmann Ultimate series enclosure, NEMA 4/4X/12/13, 20 x 20 x 10in (HxWxD), wall mount, 304 stainless steel, No. 3 intermediate polished finish, single-door, 1/4-turn semi-flush oil-tight latch, polycarbonate window. | from vendor up to 10 business days | 1588 | 1626
N4122020121PTC | Wiegmann Ultimate series enclosure, NEMA 4/12/13, 20 x 20 x 12in (HxWxD), wall mount, carbon steel, ANSI 61 gray, powder coat finish, single-door, 1-point keylocking/padlocking combo handle. | from vendor up to 0 business day | 454 | 465
N412202012C | Wiegmann Ultimate series enclosure, NEMA 4/12/13, 20 x 20 x 12in (HxWxD), wall mount, carbon steel, ANSI 61 gray, powder coat finish, single-door, 1/4-turn semi-flush oil-tight latch. | Stock | 341 | 349
N412202012CLG | Wiegmann Ultimate series enclosure, NEMA 4/12/13, 20 x 20 x 12in (HxWxD), wall mount, carbon steel, RAL 7035 light gray, powder coat finish, single-door, 1/4-turn semi-flush oil-tight latch. | from vendor up to 0 business day | 341 | 349
N412202012CSSST | Wiegmann Ultimate series enclosure, slope top, NEMA 4/4X/12/13, 20 x 20 x 12in (HxWxD), wall mount, 304 stainless steel, No. 3 intermediate polished finish, single-door, 1/4-turn semi-flush oil-tight latch. | from vendor up to 10 business days | 1499 | 1535
N412202012SS1PTC | Wiegmann Ultimate series enclosure, NEMA 4X/12/13, 20 x 20 x 12in (HxWxD), wall mount, 304 stainless steel, No. 3 intermediate polished finish, single-door, 1-point 316L padlocking handle. | from vendor up to 10 business days | 1237 | 1266
N412202012SSA1PTC | Wiegmann Ultimate series enclosure, NEMA 4X/12/13, 20 x 20 x 12in (HxWxD), wall mount, 316L stainless steel, No. 3 intermediate polished finish, single-door, 1-point 316L padlocking handle. | from vendor up to 10 business days | 1989 | 2037
N412202012SSAC | Wiegmann Ultimate series enclosure, NEMA 4/4X/12/13, 20 x 20 x 12in (HxWxD), wall mount, 316L stainless steel, No. 3 intermediate polished finish, single-door, 1/4-turn semi-flush oil-tight latch. | from vendor up to 10 business days | 1800 | 1843
N412202012SSC | Wiegmann Ultimate series enclosure, NEMA 4/4X/12/13, 20 x 20 x 12in (HxWxD), wall mount, 304 stainless steel, No. 3 intermediate polished finish, single-door, 1/4-turn semi-flush oil-tight latch. | Stock | 884 | 905
N412202012WC | Wiegmann Ultimate series enclosure, NEMA 4/12/13, 20 x 20 x 12in (HxWxD), wall mount, carbon steel, ANSI 61 gray, powder coat finish, single-door, 1/4-turn semi-flush oil-tight latch, polycarbonate window. | from vendor up to 0 business day | 537 | 550
N412202012WCLG | Wiegmann Ultimate series enclosure, NEMA 4/12/13, 20 x 20 x 12in (HxWxD), wall mount, carbon steel, RAL 7035 light gray, powder coat finish, single-door, 1/4-turn semi-flush oil-tight latch, polycarbonate window. | from vendor up to 0 business day | 537 | 550
N412202012WSSC | Wiegmann Ultimate series enclosure, NEMA 4/4X/12/13, 20 x 20 x 12in (HxWxD), wall mount, 304 stainless steel, No. 3 intermediate polished finish, single-door, 1/4-turn semi-flush oil-tight latch, polycarbonate window. | from vendor up to 10 business days | 1786 | 1828
N412202208CD | Wiegmann Ultimate series disconnect enclosure, NEMA 4/12/13, right flange, 20 x 22 x 8in (HxWxD), wall mount, carbon steel, ANSI 61 gray, powder coat finish, single-door, 2-point padlocking handle, purchase subpanel separately. | Stock | 569 | 583
N412202208CDSS | Wiegmann Ultimate series disconnect enclosure, NEMA 4/4X/12/13, right flange, 20 x 22 x 8in (HxWxD), wall mount, 304 stainless steel, No. 3 intermediate polished finish, single-door, 2-point padlocking handle, purchase subpanel separately. | from vendor up to 10 business days | 1466 | 1501
N412202208CDSSA | Wiegmann Ultimate series disconnect enclosure, NEMA 4/4X/12/13, right flange, 20 x 22 x 8in (HxWxD), wall mount, 316L stainless steel, No. 3 intermediate polished finish, single-door, 2-point padlocking handle, purchase subpanel separately. | from vendor up to 10 business days | 2179 | 2231
N412202208CSTD | Wiegmann Ultimate series disconnect enclosure, slope top, NEMA 4/12/13, right flange, 20 x 22 x 8in (HxWxD), wall mount, carbon steel, ANSI 61 gray, powder coat finish, single-door, 2-point padlocking handle, purchase subpanel separately. | from vendor up to 10 business days | 620 | 635
N4122024081PTC | Wiegmann Ultimate series enclosure, NEMA 4/12/13, 20 x 24 x 8in (HxWxD), wall mount, carbon steel, ANSI 61 gray, powder coat finish, single-door, 1-point keylocking/padlocking combo handle. | from vendor up to 0 business day | 454 | 465
N412202408C | Wiegmann Ultimate series enclosure, NEMA 4/12/13, 20 x 24 x 8in (HxWxD), wall mount, carbon steel, ANSI 61 gray, powder coat finish, single-door, 1/4-turn semi-flush oil-tight latch. | Stock | 341 | 349
N412202408CLG | Wiegmann Ultimate series enclosure, NEMA 4/12/13, 20 x 24 x 8in (HxWxD), wall mount, carbon steel, RAL 7035 light gray, powder coat finish, single-door, 1/4-turn semi-flush oil-tight latch. | from vendor up to 0 business day | 341 | 349
N412202410C | Wiegmann Ultimate series enclosure, NEMA 4/12/13, 20 x 24 x 10in (HxWxD), wall mount, carbon steel, ANSI 61 gray, powder coat finish, single-door, 1/4-turn semi-flush oil-tight latch. | from vendor up to 0 business day | 355 | 363
N412202410CLG | Wiegmann Ultimate series enclosure, NEMA 4/12/13, 20 x 24 x 10in (HxWxD), wall mount, carbon steel, RAL 7035 light gray, powder coat finish, single-door, 1/4-turn semi-flush oil-tight latch. | from vendor up to 0 business day | 355 | 363
N4122416063PTC | Wiegmann Ultimate series enclosure, NEMA 4/12/13, 24 x 16 x 6in (HxWxD), wall mount, carbon steel, ANSI 61 gray, powder coat finish, single-door, 3-point keylocking/padlocking combo handle. | from vendor up to 0 business day | 406 | 416
N412241606C | Wiegmann Ultimate series enclosure, NEMA 4/12/13, 24 x 16 x 6in (HxWxD), wall mount, carbon steel, ANSI 61 gray, powder coat finish, single-door, 1/4-turn semi-flush oil-tight latch. | Stock | 297 | 304
N412241606CLG | Wiegmann Ultimate series enclosure, NEMA 4/12/13, 24 x 16 x 6in (HxWxD), wall mount, carbon steel, RAL 7035 light gray, powder coat finish, single-door, 1/4-turn semi-flush oil-tight latch. | from vendor up to 0 business day | 297 | 304
N4122416083PTC | Wiegmann Ultimate series enclosure, NEMA 4/12/13, 24 x 16 x 8in (HxWxD), wall mount, carbon steel, ANSI 61 gray, powder coat finish, single-door, 3-point keylocking/padlocking combo handle. | from vendor up to 0 business day | 415 | 425
N412241608C | Wiegmann Ultimate series enclosure, NEMA 4/12/13, 24 x 16 x 8in (HxWxD), wall mount, carbon steel, ANSI 61 gray, powder coat finish, single-door, 1/4-turn semi-flush oil-tight latch. | from vendor up to 0 business day | 305 | 312
N412241608CLG | Wiegmann Ultimate series enclosure, NEMA 4/12/13, 24 x 16 x 8in (HxWxD), wall mount, carbon steel, RAL 7035 light gray, powder coat finish, single-door, 1/4-turn semi-flush oil-tight latch. | from vendor up to 0 business day | 305 | 312
N412241608SS3PTC | Wiegmann Ultimate series enclosure, NEMA 4X/12/13, 24 x 16 x 8in (HxWxD), wall mount, 304 stainless steel, No. 3 intermediate polished finish, single-door, 3-point 316L padlocking handle. | from vendor up to 10 business days | 1092 | 1118
N412241608SSA3PTC | Wiegmann Ultimate series enclosure, NEMA 4X/12/13, 24 x 16 x 8in (HxWxD), wall mount, 316L stainless steel, No. 3 intermediate polished finish, single-door, 3-point 316L padlocking handle. | from vendor up to 10 business days | 1663 | 1703
N412241608SSAC | Wiegmann Ultimate series enclosure, NEMA 4/4X/12/13, 24 x 16 x 8in (HxWxD), wall mount, 316L stainless steel, No. 3 intermediate polished finish, single-door, 1/4-turn semi-flush oil-tight latch. | from vendor up to 10 business days | 1299 | 1330
N412241608SSC | Wiegmann Ultimate series enclosure, NEMA 4/4X/12/13, 24 x 16 x 8in (HxWxD), wall mount, 304 stainless steel, No. 3 intermediate polished finish, single-door, 1/4-turn semi-flush oil-tight latch. | Stock | 764 | 783
N412241610C | Wiegmann Ultimate series enclosure, NEMA 4/12/13, 24 x 16 x 10in (HxWxD), wall mount, carbon steel, ANSI 61 gray, powder coat finish, single-door, 1/4-turn semi-flush oil-tight latch. | from vendor up to 0 business day | 317 | 325
N412241610CLG | Wiegmann Ultimate series enclosure, NEMA 4/12/13, 24 x 16 x 10in (HxWxD), wall mount, carbon steel, RAL 7035 light gray, powder coat finish, single-door, 1/4-turn semi-flush oil-tight latch. | from vendor up to 5 business days | 317 | 325
N412241610SSAC | Wiegmann Ultimate series enclosure, NEMA 4/4X/12/13, 24 x 16 x 10in (HxWxD), wall mount, 316L stainless steel, No. 3 intermediate polished finish, single-door, 1/4-turn semi-flush oil-tight latch. | from vendor up to 10 business days | 1411 | 1445
N412241610SSC | Wiegmann Ultimate series enclosure, NEMA 4/4X/12/13, 24 x 16 x 10in (HxWxD), wall mount, 304 stainless steel, No. 3 intermediate polished finish, single-door, 1/4-turn semi-flush oil-tight latch. | from vendor up to 0 business day | 803 | 822
N4122420063PTC | Wiegmann Ultimate series enclosure, NEMA 4/12/13, 24 x 20 x 6in (HxWxD), wall mount, carbon steel, ANSI 61 gray, powder coat finish, single-door, 3-point keylocking/padlocking combo handle. | from vendor up to 0 business day | 434 | 444
N412242006C | Wiegmann Ultimate series enclosure, NEMA 4/12/13, 24 x 20 x 6in (HxWxD), wall mount, carbon steel, ANSI 61 gray, powder coat finish, single-door, 1/4-turn semi-flush oil-tight latch. | Stock | 322 | 330
N412242006CLG | Wiegmann Ultimate series enclosure, NEMA 4/12/13, 24 x 20 x 6in (HxWxD), wall mount, carbon steel, RAL 7035 light gray, powder coat finish, single-door, 1/4-turn semi-flush oil-tight latch. | from vendor up to 0 business day | 322 | 330
N412242006WC | Wiegmann Ultimate series enclosure, NEMA 4/12/13, 24 x 20 x 6in (HxWxD), wall mount, carbon steel, ANSI 61 gray, powder coat finish, single-door, 1/4-turn semi-flush oil-tight latch, polycarbonate window. | from vendor up to 0 business day | 493 | 505
N412242006WCLG | Wiegmann Ultimate series enclosure, NEMA 4/12/13, 24 x 20 x 6in (HxWxD), wall mount, carbon steel, RAL 7035 light gray, powder coat finish, single-door, 1/4-turn semi-flush oil-tight latch, polycarbonate window. | from vendor up to 10 business days | 506 | 518
N412242006WSSC | Wiegmann Ultimate series enclosure, NEMA 4/4X/12/13, 24 x 20 x 6in (HxWxD), wall mount, 304 stainless steel, No. 3 intermediate polished finish, single-door, 1/4-turn semi-flush oil-tight latch, polycarbonate window. | from vendor up to 10 business days | 1588 | 1626
N4122420083PTC | Wiegmann Ultimate series enclosure, NEMA 4/12/13, 24 x 20 x 8in (HxWxD), wall mount, carbon steel, ANSI 61 gray, powder coat finish, single-door, 3-point keylocking/padlocking combo handle. | from vendor up to 10 business days | 444 | 454
N412242008C | Wiegmann Ultimate series enclosure, NEMA 4/12/13, 24 x 20 x 8in (HxWxD), wall mount, carbon steel, ANSI 61 gray, powder coat finish, single-door, 1/4-turn semi-flush oil-tight latch. | from vendor up to 0 business day | 331 | 339
N412242008CLG | Wiegmann Ultimate series enclosure, NEMA 4/12/13, 24 x 20 x 8in (HxWxD), wall mount, carbon steel, RAL 7035 light gray, powder coat finish, single-door, 1/4-turn semi-flush oil-tight latch. | from vendor up to 0 business day | 331 | 339
N412242008CSSST | Wiegmann Ultimate series enclosure, slope top, NEMA 4/4X/12/13, 24 x 20 x 8in (HxWxD), wall mount, 304 stainless steel, No. 3 intermediate polished finish, single-door, 1/4-turn semi-flush oil-tight latch. | from vendor up to 0 business day | 1224 | 1254
N412242008CST | Wiegmann Ultimate series enclosure, slope top, NEMA 4/12/13, 24 x 20 x 8in (HxWxD), wall mount, carbon steel, ANSI 61 gray, powder coat finish, single-door, 1/4-turn semi-flush oil-tight latch. | from vendor up to 0 business day | 405 | 415
N412242008SS3PTC | Wiegmann Ultimate series enclosure, NEMA 4X/12/13, 24 x 20 x 8in (HxWxD), wall mount, 304 stainless steel, No. 3 intermediate polished finish, single-door, 3-point 316L padlocking handle. | from vendor up to 10 business days | 1194 | 1223
N412242008SSA3PTC | Wiegmann Ultimate series enclosure, NEMA 4X/12/13, 24 x 20 x 8in (HxWxD), wall mount, 316L stainless steel, No. 3 intermediate polished finish, single-door, 3-point 316L padlocking handle. | from vendor up to 10 business days | 1769 | 1812
N412242008SSAC | Wiegmann Ultimate series enclosure, NEMA 4/4X/12/13, 24 x 20 x 8in (HxWxD), wall mount, 316L stainless steel, No. 3 intermediate polished finish, single-door, 1/4-turn semi-flush oil-tight latch. | from vendor up to 0 business day | 1580 | 1618
N412242008SSC | Wiegmann Ultimate series enclosure, NEMA 4/4X/12/13, 24 x 20 x 8in (HxWxD), wall mount, 304 stainless steel, No. 3 intermediate polished finish, single-door, 1/4-turn semi-flush oil-tight latch. | Stock | 849 | 869
N412242008WC | Wiegmann Ultimate series enclosure, NEMA 4/12/13, 24 x 20 x 8in (HxWxD), wall mount, carbon steel, ANSI 61 gray, powder coat finish, single-door, 1/4-turn semi-flush oil-tight latch, polycarbonate window. | from vendor up to 0 business day | 522 | 534
N412242008WCLG | Wiegmann Ultimate series enclosure, NEMA 4/12/13, 24 x 20 x 8in (HxWxD), wall mount, carbon steel, RAL 7035 light gray, powder coat finish, single-door, 1/4-turn semi-flush oil-tight latch, polycarbonate window. | from vendor up to 0 business day | 522 | 534
N412242008WSSC | Wiegmann Ultimate series enclosure, NEMA 4/4X/12/13, 24 x 20 x 8in (HxWxD), wall mount, 304 stainless steel, No. 3 intermediate polished finish, single-door, 1/4-turn semi-flush oil-tight latch, polycarbonate window. | from vendor up to 10 business days | 1668 | 1708
N412242010C | Wiegmann Ultimate series enclosure, NEMA 4/12/13, 24 x 20 x 10in (HxWxD), wall mount, carbon steel, ANSI 61 gray, powder coat finish, single-door, 1/4-turn semi-flush oil-tight latch. | from vendor up to 0 business day | 305 | 312
N412242010CLG | Wiegmann Ultimate series enclosure, NEMA 4/12/13, 24 x 20 x 10in (HxWxD), wall mount, carbon steel, RAL 7035 light gray, powder coat finish, single-door, 1/4-turn semi-flush oil-tight latch. | from vendor up to 0 business day | 345 | 353
N412242010SSAC | Wiegmann Ultimate series enclosure, NEMA 4/4X/12/13, 24 x 20 x 10in (HxWxD), wall mount, 316L stainless steel, No. 3 intermediate polished finish, single-door, 1/4-turn semi-flush oil-tight latch. | from vendor up to 0 business day | 1381 | 1414
N412242010SSC | Wiegmann Ultimate series enclosure, NEMA 4/4X/12/13, 24 x 20 x 10in (HxWxD), wall mount, 304 stainless steel, No. 3 intermediate polished finish, single-door, 1/4-turn semi-flush oil-tight latch. | from vendor up to 0 business day | 891 | 913
N412242010WC | Wiegmann Ultimate series enclosure, NEMA 4/12/13, 24 x 20 x 10in (HxWxD), wall mount, carbon steel, ANSI 61 gray, powder coat finish, single-door, 1/4-turn semi-flush oil-tight latch, polycarbonate window. | from vendor up to 0 business day | 543 | 556
N412242010WCLG | Wiegmann Ultimate series enclosure, NEMA 4/12/13, 24 x 20 x 10in (HxWxD), wall mount, carbon steel, RAL 7035 light gray, powder coat finish, single-door, 1/4-turn semi-flush oil-tight latch, polycarbonate window. | from vendor up to 10 business days | 543 | 556
N412242010WSSC | Wiegmann Ultimate series enclosure, NEMA 4/4X/12/13, 24 x 20 x 10in (HxWxD), wall mount, 304 stainless steel, No. 3 intermediate polished finish, single-door, 1/4-turn semi-flush oil-tight latch, polycarbonate window. | from vendor up to 10 business days | 1752 | 1794
N4122420123PTC | Wiegmann Ultimate series enclosure, NEMA 4/12/13, 24 x 20 x 12in (HxWxD), wall mount, carbon steel, ANSI 61 gray, powder coat finish, single-door, 3-point keylocking/padlocking combo handle. | from vendor up to 10 business days | 495 | 507
N412242012C | Wiegmann Ultimate series enclosure, NEMA 4/12/13, 24 x 20 x 12in (HxWxD), wall mount, carbon steel, ANSI 61 gray, powder coat finish, single-door, 1/4-turn semi-flush oil-tight latch. | Stock | 378 | 387
N412242012CLG | Wiegmann Ultimate series enclosure, NEMA 4/12/13, 24 x 20 x 12in (HxWxD), wall mount, carbon steel, RAL 7035 light gray, powder coat finish, single-door, 1/4-turn semi-flush oil-tight latch. | from vendor up to 0 business day | 378 | 387
N412242012WC | Wiegmann Ultimate series enclosure, NEMA 4/12/13, 24 x 20 x 12in (HxWxD), wall mount, carbon steel, ANSI 61 gray, powder coat finish, single-door, 1/4-turn semi-flush oil-tight latch, polycarbonate window. | from vendor up to 0 business day | 594 | 608
N412242012WCLG | Wiegmann Ultimate series enclosure, NEMA 4/12/13, 24 x 20 x 12in (HxWxD), wall mount, carbon steel, RAL 7035 light gray, powder coat finish, single-door, 1/4-turn semi-flush oil-tight latch, polycarbonate window. | from vendor up to 10 business days | 579 | 593
N412242012WSSC | Wiegmann Ultimate series enclosure, NEMA 4/4X/12/13, 24 x 20 x 12in (HxWxD), wall mount, 304 stainless steel, No. 3 intermediate polished finish, single-door, 1/4-turn semi-flush oil-tight latch, polycarbonate window. | from vendor up to 10 business days | 1875 | 1920
N412242208CD | Wiegmann Ultimate series disconnect enclosure, NEMA 4/12/13, right flange, 24 x 22 x 8in (HxWxD), wall mount, carbon steel, ANSI 61 gray, powder coat finish, single-door, 2-point padlocking handle, purchase subpanel separately. | from vendor up to 0 business day | 618 | 633
N412242208CDSS | Wiegmann Ultimate series disconnect enclosure, NEMA 4/4X/12/13, right flange, 24 x 22 x 8in (HxWxD), wall mount, 304 stainless steel, No. 3 intermediate polished finish, single-door, 2-point padlocking handle, purchase subpanel separately. | from vendor up to 10 business days | 1759 | 1801
N412242208CDSSA | Wiegmann Ultimate series disconnect enclosure, NEMA 4/4X/12/13, right flange, 24 x 22 x 8in (HxWxD), wall mount, 316L stainless steel, No. 3 intermediate polished finish, single-door, 2-point padlocking handle, purchase subpanel separately. | from vendor up to 10 business days | 2304 | 2359
N412242208CSTD | Wiegmann Ultimate series disconnect enclosure, slope top, NEMA 4/12/13, right flange, 24 x 22 x 8in (HxWxD), wall mount, carbon steel, ANSI 61 gray, powder coat finish, single-door, 2-point padlocking handle, purchase subpanel separately. | from vendor up to 10 business days | 671 | 687
N4122424063PTC | Wiegmann Ultimate series enclosure, NEMA 4/12/13, 24 x 24 x 6in (HxWxD), wall mount, carbon steel, ANSI 61 gray, powder coat finish, single-door, 3-point keylocking/padlocking combo handle. | from vendor up to 10 business days | 461 | 472
N412242406C | Wiegmann Ultimate series enclosure, NEMA 4/12/13, 24 x 24 x 6in (HxWxD), wall mount, carbon steel, ANSI 61 gray, powder coat finish, single-door, 1/4-turn semi-flush oil-tight latch. | Stock | 348 | 356
N412242406CLG | Wiegmann Ultimate series enclosure, NEMA 4/12/13, 24 x 24 x 6in (HxWxD), wall mount, carbon steel, RAL 7035 light gray, powder coat finish, single-door, 1/4-turn semi-flush oil-tight latch. | from vendor up to 0 business day | 348 | 356
N412242406WC | Wiegmann Ultimate series enclosure, NEMA 4/12/13, 24 x 24 x 6in (HxWxD), wall mount, carbon steel, ANSI 61 gray, powder coat finish, single-door, 1/4-turn semi-flush oil-tight latch, polycarbonate window. | from vendor up to 0 business day | 532 | 545
N412242406WCLG | Wiegmann Ultimate series enclosure, NEMA 4/12/13, 24 x 24 x 6in (HxWxD), wall mount, carbon steel, RAL 7035 light gray, powder coat finish, single-door, 1/4-turn semi-flush oil-tight latch, polycarbonate window. | from vendor up to 10 business days | 532 | 545
N412242406WSSC | Wiegmann Ultimate series enclosure, NEMA 4/4X/12/13, 24 x 24 x 6in (HxWxD), wall mount, 304 stainless steel, No. 3 intermediate polished finish, single-door, 1/4-turn semi-flush oil-tight latch, polycarbonate window. | from vendor up to 10 business days | 1570 | 1608
N4122424083PTC | Wiegmann Ultimate series enclosure, NEMA 4/12/13, 24 x 24 x 8in (HxWxD), wall mount, carbon steel, ANSI 61 gray, powder coat finish, single-door, 3-point keylocking/padlocking combo handle. | from vendor up to 0 business day | 472 | 484
N412242408C | Wiegmann Ultimate series enclosure, NEMA 4/12/13, 24 x 24 x 8in (HxWxD), wall mount, carbon steel, ANSI 61 gray, powder coat finish, single-door, 1/4-turn semi-flush oil-tight latch. | from vendor up to 0 business day | 358 | 366
N412242408CGP | Wiegmann Ultimate series enclosure, NEMA 3R/4/12/13, 24 x 24 x 8in (HxWxD), wall mount, bottom gland plate, carbon steel, ANSI 61 gray, powder coat finish, single-door, 1/4-turn semi-flush oil-tight latch. | from vendor up to 0 business day | 730 | 747
N412242408CLG | Wiegmann Ultimate series enclosure, NEMA 4/12/13, 24 x 24 x 8in (HxWxD), wall mount, carbon steel, RAL 7035 light gray, powder coat finish, single-door, 1/4-turn semi-flush oil-tight latch. | from vendor up to 0 business day | 358 | 366
N412242408CSSST | Wiegmann Ultimate series enclosure, slope top, NEMA 4/4X/12/13, 24 x 24 x 8in (HxWxD), wall mount, 304 stainless steel, No. 3 intermediate polished finish, single-door, 1/4-turn semi-flush oil-tight latch. | from vendor up to 0 business day | 1343 | 1375
N412242408CST | Wiegmann Ultimate series enclosure, slope top, NEMA 4/12/13, 24 x 24 x 8in (HxWxD), wall mount, carbon steel, ANSI 61 gray, powder coat finish, single-door, 1/4-turn semi-flush oil-tight latch. | from vendor up to 0 business day | 438 | 449
N412242408SS3PTC | Wiegmann Ultimate series enclosure, NEMA 4X/12/13, 24 x 24 x 8in (HxWxD), wall mount, 304 stainless steel, No. 3 intermediate polished finish, single-door, 3-point 316L padlocking handle. | from vendor up to 10 business days | 1297 | 1328
N412242408SSA3PTC | Wiegmann Ultimate series enclosure, NEMA 4X/12/13, 24 x 24 x 8in (HxWxD), wall mount, 316L stainless steel, No. 3 intermediate polished finish, single-door, 3-point 316L padlocking handle. | from vendor up to 10 business days | 1698 | 1738
N412242408SSAC | Wiegmann Ultimate series enclosure, NEMA 4/4X/12/13, 24 x 24 x 8in (HxWxD), wall mount, 316L stainless steel, No. 3 intermediate polished finish, single-door, 1/4-turn semi-flush oil-tight latch. | from vendor up to 0 business day | 1531 | 1568
N412242408SSC | Wiegmann Ultimate series enclosure, NEMA 4/4X/12/13, 24 x 24 x 8in (HxWxD), wall mount, 304 stainless steel, No. 3 intermediate polished finish, single-door, 1/4-turn semi-flush oil-tight latch. | Stock | 934 | 957
N412242408WC | Wiegmann Ultimate series enclosure, NEMA 4/12/13, 24 x 24 x 8in (HxWxD), wall mount, carbon steel, ANSI 61 gray, powder coat finish, single-door, 1/4-turn semi-flush oil-tight latch, polycarbonate window. | from vendor up to 0 business day | 563 | 577
N412242408WCLG | Wiegmann Ultimate series enclosure, NEMA 4/12/13, 24 x 24 x 8in (HxWxD), wall mount, carbon steel, RAL 7035 light gray, powder coat finish, single-door, 1/4-turn semi-flush oil-tight latch, polycarbonate window. | from vendor up to 0 business day | 563 | 577
N412242408WSSC | Wiegmann Ultimate series enclosure, NEMA 4/4X/12/13, 24 x 24 x 8in (HxWxD), wall mount, 304 stainless steel, No. 3 intermediate polished finish, single-door, 1/4-turn semi-flush oil-tight latch, polycarbonate window. | from vendor up to 0 business day | 1608 | 1646
N412242410C | Wiegmann Ultimate series enclosure, NEMA 4/12/13, 24 x 24 x 10in (HxWxD), wall mount, carbon steel, ANSI 61 gray, powder coat finish, single-door, 1/4-turn semi-flush oil-tight latch. | from vendor up to 0 business day | 372 | 381
N412242410CGP | Wiegmann Ultimate series enclosure, NEMA 3R/4/12/13, 24 x 24 x 10in (HxWxD), wall mount, bottom gland plate, carbon steel, ANSI 61 gray, powder coat finish, single-door, 1/4-turn semi-flush oil-tight latch. | from vendor up to 10 business days | 759 | 777
N412242410CLG | Wiegmann Ultimate series enclosure, NEMA 4/12/13, 24 x 24 x 10in (HxWxD), wall mount, carbon steel, RAL 7035 light gray, powder coat finish, single-door, 1/4-turn semi-flush oil-tight latch. | from vendor up to 0 business day | 372 | 381
N412242410CST | Wiegmann Ultimate series enclosure, slope top, NEMA 4/12/13, 24 x 24 x 10in (HxWxD), wall mount, carbon steel, ANSI 61 gray, powder coat finish, single-door, 1/4-turn semi-flush oil-tight latch. | from vendor up to 0 business day | 450 | 461
N412242410SSAC | Wiegmann Ultimate series enclosure, NEMA 4/4X/12/13, 24 x 24 x 10in (HxWxD), wall mount, 316L stainless steel, No. 3 intermediate polished finish, single-door, 1/4-turn semi-flush oil-tight latch. | from vendor up to 10 business days | 1563 | 1601
N412242410SSC | Wiegmann Ultimate series enclosure, NEMA 4/4X/12/13, 24 x 24 x 10in (HxWxD), wall mount, 304 stainless steel, No. 3 intermediate polished finish, single-door, 1/4-turn semi-flush oil-tight latch. | from vendor up to 0 business day | 1009 | 1033
N412242410WC | Wiegmann Ultimate series enclosure, NEMA 4/12/13, 24 x 24 x 10in (HxWxD), wall mount, carbon steel, ANSI 61 gray, powder coat finish, single-door, 1/4-turn semi-flush oil-tight latch, polycarbonate window. | from vendor up to 0 business day | 586 | 600
N412242410WCLG | Wiegmann Ultimate series enclosure, NEMA 4/12/13, 24 x 24 x 10in (HxWxD), wall mount, carbon steel, RAL 7035 light gray, powder coat finish, single-door, 1/4-turn semi-flush oil-tight latch, polycarbonate window. | from vendor up to 10 business days | 586 | 600
N412242410WSSC | Wiegmann Ultimate series enclosure, NEMA 4/4X/12/13, 24 x 24 x 10in (HxWxD), wall mount, 304 stainless steel, No. 3 intermediate polished finish, single-door, 1/4-turn semi-flush oil-tight latch, polycarbonate window. | from vendor up to 10 business days | 1915 | 1961
N4122424123PTC | Wiegmann Ultimate series enclosure, NEMA 4/12/13, 24 x 24 x 12in (HxWxD), wall mount, carbon steel, ANSI 61 gray, powder coat finish, single-door, 3-point keylocking/padlocking combo handle. | from vendor up to 0 business day | 516 | 528
N412242412C | Wiegmann Ultimate series enclosure, NEMA 4/12/13, 24 x 24 x 12in (HxWxD), wall mount, carbon steel, ANSI 61 gray, powder coat finish, single-door, 1/4-turn semi-flush oil-tight latch. | Stock | 397 | 407
N412242412CGP | Wiegmann Ultimate series enclosure, NEMA 3R/4/12/13, 24 x 24 x 12in (HxWxD), wall mount, bottom gland plate, carbon steel, ANSI 61 gray, powder coat finish, single-door, 1/4-turn semi-flush oil-tight latch. | from vendor up to 5 business days | 810 | 830
N412242412CLG | Wiegmann Ultimate series enclosure, NEMA 4/12/13, 24 x 24 x 12in (HxWxD), wall mount, carbon steel, RAL 7035 light gray, powder coat finish, single-door, 1/4-turn semi-flush oil-tight latch. | from vendor up to 0 business day | 397 | 407
N412242412CSSST | Wiegmann Ultimate series enclosure, slope top, NEMA 4/4X/12/13, 24 x 24 x 12in (HxWxD), wall mount, 304 stainless steel, No. 3 intermediate polished finish, single-door, 1/4-turn semi-flush oil-tight latch. | from vendor up to 0 business day | 1734 | 1776
N412242412CST | Wiegmann Ultimate series enclosure, slope top, NEMA 4/12/13, 24 x 24 x 12in (HxWxD), wall mount, carbon steel, ANSI 61 gray, powder coat finish, single-door, 1/4-turn semi-flush oil-tight latch. | from vendor up to 0 business day | 487 | 498
N412242412SS3PTC | Wiegmann Ultimate series enclosure, NEMA 4X/12/13, 24 x 24 x 12in (HxWxD), wall mount, 304 stainless steel, No. 3 intermediate polished finish, single-door, 3-point 316L padlocking handle. | from vendor up to 10 business days | 1513 | 1550
N412242412SSA3PTC | Wiegmann Ultimate series enclosure, NEMA 4X/12/13, 24 x 24 x 12in (HxWxD), wall mount, 316L stainless steel, No. 3 intermediate polished finish, single-door, 3-point 316L padlocking handle. | from vendor up to 10 business days | 2287 | 2342
N412242412SSAC | Wiegmann Ultimate series enclosure, NEMA 4/4X/12/13, 24 x 24 x 12in (HxWxD), wall mount, 316L stainless steel, No. 3 intermediate polished finish, single-door, 1/4-turn semi-flush oil-tight latch. | from vendor up to 10 business days | 2098 | 2149
N412242412SSC | Wiegmann Ultimate series enclosure, NEMA 4/4X/12/13, 24 x 24 x 12in (HxWxD), wall mount, 304 stainless steel, No. 3 intermediate polished finish, single-door, 1/4-turn semi-flush oil-tight latch. | Stock | 1113 | 1139
N412242412WC | Wiegmann Ultimate series enclosure, NEMA 4/12/13, 24 x 24 x 12in (HxWxD), wall mount, carbon steel, ANSI 61 gray, powder coat finish, single-door, 1/4-turn semi-flush oil-tight latch, polycarbonate window. | from vendor up to 0 business day | 625 | 640
N412242412WCLG | Wiegmann Ultimate series enclosure, NEMA 4/12/13, 24 x 24 x 12in (HxWxD), wall mount, carbon steel, RAL 7035 light gray, powder coat finish, single-door, 1/4-turn semi-flush oil-tight latch, polycarbonate window. | from vendor up to 10 business days | 642 | 657
N412242412WSSC | Wiegmann Ultimate series enclosure, NEMA 4/4X/12/13, 24 x 24 x 12in (HxWxD), wall mount, 304 stainless steel, No. 3 intermediate polished finish, single-door, 1/4-turn semi-flush oil-tight latch, polycarbonate window. | from vendor up to 10 business days | 1542 | 1579
N4122424163PTC | Wiegmann Ultimate series enclosure, NEMA 4/12/13, 24 x 24 x 16in (HxWxD), wall mount, carbon steel, ANSI 61 gray, powder coat finish, single-door, 3-point keylocking/padlocking combo handle. | from vendor up to 10 business days | 573 | 586
N412242416C | Wiegmann Ultimate series enclosure, NEMA 4/12/13, 24 x 24 x 16in (HxWxD), wall mount, carbon steel, ANSI 61 gray, powder coat finish, single-door, 1/4-turn semi-flush oil-tight latch. | Stock | 449 | 460
N412242416CLG | Wiegmann Ultimate series enclosure, NEMA 4/12/13, 24 x 24 x 16in (HxWxD), wall mount, carbon steel, RAL 7035 light gray, powder coat finish, single-door, 1/4-turn semi-flush oil-tight latch. | from vendor up to 0 business day | 449 | 460
N412242416WC | Wiegmann Ultimate series enclosure, NEMA 4/12/13, 24 x 24 x 16in (HxWxD), wall mount, carbon steel, ANSI 61 gray, powder coat finish, single-door, 1/4-turn semi-flush oil-tight latch, polycarbonate window. | from vendor up to 0 business day | 688 | 704
N412242416WCLG | Wiegmann Ultimate series enclosure, NEMA 4/12/13, 24 x 24 x 16in (HxWxD), wall mount, carbon steel, RAL 7035 light gray, powder coat finish, single-door, 1/4-turn semi-flush oil-tight latch, polycarbonate window. | from vendor up to 10 business days | 688 | 704
N412242416WSSC | Wiegmann Ultimate series enclosure, NEMA 4/4X/12/13, 24 x 24 x 16in (HxWxD), wall mount, 304 stainless steel, No. 3 intermediate polished finish, single-door, 1/4-turn semi-flush oil-tight latch, polycarbonate window. | from vendor up to 10 business days | 1696 | 1736
N4122424203PTC | Wiegmann Ultimate series enclosure, NEMA 4/12/13, 24 x 24 x 20in (HxWxD), wall mount, carbon steel, ANSI 61 gray, powder coat finish, single-door, 3-point keylocking/padlocking combo handle. | from vendor up to 10 business days | 617 | 631
N412242420C | Wiegmann Ultimate series enclosure, NEMA 4/12/13, 24 x 24 x 20in (HxWxD), wall mount, carbon steel, ANSI 61 gray, powder coat finish, single-door, 1/4-turn semi-flush oil-tight latch. | Stock | 489 | 501
N412242420CLG | Wiegmann Ultimate series enclosure, NEMA 4/12/13, 24 x 24 x 20in (HxWxD), wall mount, carbon steel, RAL 7035 light gray, powder coat finish, single-door, 1/4-turn semi-flush oil-tight latch. | from vendor up to 0 business day | 489 | 501
N412242420WCLG | Wiegmann Ultimate series enclosure, NEMA 4/12/13, 24 x 24 x 20in (HxWxD), wall mount, carbon steel, RAL 7035 light gray, powder coat finish, single-door, 1/4-turn semi-flush oil-tight latch, polycarbonate window. | from vendor up to 10 business days | 750 | 767
N412242420WSSC | Wiegmann Ultimate series enclosure, NEMA 4/4X/12/13, 24 x 24 x 20in (HxWxD), wall mount, 304 stainless steel, No. 3 intermediate polished finish, single-door, 1/4-turn semi-flush oil-tight latch, polycarbonate window. | from vendor up to 10 business days | 2116 | 2167
N412242608CD | Wiegmann Ultimate series disconnect enclosure, NEMA 4/12/13, right flange, 24 x 26 x 8in (HxWxD), wall mount, carbon steel, ANSI 61 gray, powder coat finish, single-door, 2-point padlocking handle, purchase subpanel separately. | Stock | 638 | 653
N412242608CDSS | Wiegmann Ultimate series disconnect enclosure, NEMA 4/4X/12/13, right flange, 24 x 26 x 8in (HxWxD), wall mount, 304 stainless steel, No. 3 intermediate polished finish, single-door, 2-point padlocking handle, purchase subpanel separately. | from vendor up to 10 business days | 1862 | 1907
N412242608CDSSA | Wiegmann Ultimate series disconnect enclosure, NEMA 4/4X/12/13, right flange, 24 x 26 x 8in (HxWxD), wall mount, 316L stainless steel, No. 3 intermediate polished finish, single-door, 2-point padlocking handle, purchase subpanel separately. | from vendor up to 10 business days | 2439 | 2498
N412242608CSSSTD | Wiegmann Ultimate series disconnect enclosure, slope top, NEMA 4/4X/12/13, right flange, 24 x 26 x 8in (HxWxD), wall mount, 304 stainless steel, No. 3 intermediate polished finish, single-door, 2-point padlocking handle, purchase subpanel separately. | from vendor up to 10 business days | 1597 | 1635
N412242608CSTD | Wiegmann Ultimate series disconnect enclosure, slope top, NEMA 4/12/13, right flange, 24 x 26 x 8in (HxWxD), wall mount, carbon steel, ANSI 61 gray, powder coat finish, single-door, 2-point padlocking handle, purchase subpanel separately. | from vendor up to 10 business days | 712 | 729
N4122430083PTC | Wiegmann Ultimate series enclosure, NEMA 4/12/13, 24 x 30 x 8in (HxWxD), wall mount, carbon steel, ANSI 61 gray, powder coat finish, single-door, 3-point keylocking/padlocking combo handle. | from vendor up to 5 business days | 516 | 528
N412243008C | Wiegmann Ultimate series enclosure, NEMA 4/12/13, 24 x 30 x 8in (HxWxD), wall mount, carbon steel, ANSI 61 gray, powder coat finish, single-door, 1/4-turn semi-flush oil-tight latch. | Stock | 397 | 407
N412243008CLG | Wiegmann Ultimate series enclosure, NEMA 4/12/13, 24 x 30 x 8in (HxWxD), wall mount, carbon steel, RAL 7035 light gray, powder coat finish, single-door, 1/4-turn semi-flush oil-tight latch. | from vendor up to 0 business day | 397 | 407
N412243010C | Wiegmann Ultimate series enclosure, NEMA 4/12/13, 24 x 30 x 10in (HxWxD), wall mount, carbon steel, ANSI 61 gray, powder coat finish, single-door, 1/4-turn semi-flush oil-tight latch. | from vendor up to 0 business day | 413 | 423
N412243010CLG | Wiegmann Ultimate series enclosure, NEMA 4/12/13, 24 x 30 x 10in (HxWxD), wall mount, carbon steel, RAL 7035 light gray, powder coat finish, single-door, 1/4-turn semi-flush oil-tight latch. | from vendor up to 0 business day | 413 | 423
N4123020083PTC | Wiegmann Ultimate series enclosure, NEMA 4/12/13, 30 x 20 x 8in (HxWxD), wall mount, carbon steel, ANSI 61 gray, powder coat finish, single-door, 3-point keylocking/padlocking combo handle. | from vendor up to 10 business days | 493 | 505
N412302008C | Wiegmann Ultimate series enclosure, NEMA 4/12/13, 30 x 20 x 8in (HxWxD), wall mount, carbon steel, ANSI 61 gray, powder coat finish, single-door, 1/4-turn semi-flush oil-tight latch. | Stock | 376 | 385
N412302008CLG | Wiegmann Ultimate series enclosure, NEMA 4/12/13, 30 x 20 x 8in (HxWxD), wall mount, carbon steel, RAL 7035 light gray, powder coat finish, single-door, 1/4-turn semi-flush oil-tight latch. | from vendor up to 0 business day | 376 | 385
N412302010C | Wiegmann Ultimate series enclosure, NEMA 4/12/13, 30 x 20 x 10in (HxWxD), wall mount, carbon steel, ANSI 61 gray, powder coat finish, single-door, 1/4-turn semi-flush oil-tight latch. | from vendor up to 0 business day | 399 | 408
N412302010CLG | Wiegmann Ultimate series enclosure, NEMA 4/12/13, 30 x 20 x 10in (HxWxD), wall mount, carbon steel, RAL 7035 light gray, powder coat finish, single-door, 1/4-turn semi-flush oil-tight latch. | from vendor up to 0 business day | 399 | 408
N412302406WC | Wiegmann Ultimate series enclosure, NEMA 4/12/13, 30 x 24 x 6in (HxWxD), wall mount, carbon steel, ANSI 61 gray, powder coat finish, single-door, 1/4-turn semi-flush oil-tight latch, polycarbonate window. | from vendor up to 0 business day | 563 | 576
N412302406WCLG | Wiegmann Ultimate series enclosure, NEMA 4/12/13, 30 x 24 x 6in (HxWxD), wall mount, carbon steel, RAL 7035 light gray, powder coat finish, single-door, 1/4-turn semi-flush oil-tight latch, polycarbonate window. | from vendor up to 10 business days | 577 | 591
N412302406WSSC | Wiegmann Ultimate series enclosure, NEMA 4/4X/12/13, 30 x 24 x 6in (HxWxD), wall mount, 304 stainless steel, No. 3 intermediate polished finish, single-door, 1/4-turn semi-flush oil-tight latch, polycarbonate window. | from vendor up to 10 business days | 1953 | 2000
N4123024083PTC | Wiegmann Ultimate series enclosure, NEMA 4/12/13, 30 x 24 x 8in (HxWxD), wall mount, carbon steel, ANSI 61 gray, powder coat finish, single-door, 3-point keylocking/padlocking combo handle. | from vendor up to 0 business day | 516 | 528
N412302408C | Wiegmann Ultimate series enclosure, NEMA 4/12/13, 30 x 24 x 8in (HxWxD), wall mount, carbon steel, ANSI 61 gray, powder coat finish, single-door, 1/4-turn semi-flush oil-tight latch. | from vendor up to 0 business day | 397 | 407
N412302408CGP | Wiegmann Ultimate series enclosure, NEMA 3R/4/12/13, 30 x 24 x 8in (HxWxD), wall mount, bottom gland plate, carbon steel, ANSI 61 gray, powder coat finish, single-door, 1/4-turn semi-flush oil-tight latch. | from vendor up to 10 business days | 810 | 830
N412302408CLG | Wiegmann Ultimate series enclosure, NEMA 4/12/13, 30 x 24 x 8in (HxWxD), wall mount, carbon steel, RAL 7035 light gray, powder coat finish, single-door, 1/4-turn semi-flush oil-tight latch. | from vendor up to 0 business day | 397 | 407
N412302408CSSST | Wiegmann Ultimate series enclosure, slope top, NEMA 4/4X/12/13, 30 x 24 x 8in (HxWxD), wall mount, 304 stainless steel, No. 3 intermediate polished finish, single-door, 1/4-turn semi-flush oil-tight latch. | from vendor up to 0 business day | 1386 | 1419
N412302408CST | Wiegmann Ultimate series enclosure, slope top, NEMA 4/12/13, 30 x 24 x 8in (HxWxD), wall mount, carbon steel, ANSI 61 gray, powder coat finish, single-door, 1/4-turn semi-flush oil-tight latch. | from vendor up to 0 business day | 487 | 498
N412302408SS3PTC | Wiegmann Ultimate series enclosure, NEMA 4X/12/13, 30 x 24 x 8in (HxWxD), wall mount, 304 stainless steel, No. 3 intermediate polished finish, single-door, 3-point 316L padlocking handle. | from vendor up to 10 business days | 1647 | 1687
N412302408SSA3PTC | Wiegmann Ultimate series enclosure, NEMA 4X/12/13, 30 x 24 x 8in (HxWxD), wall mount, 316L stainless steel, No. 3 intermediate polished finish, single-door, 3-point 316L padlocking handle. | from vendor up to 10 business days | 2161 | 2212
N412302408SSAC | Wiegmann Ultimate series enclosure, NEMA 4/4X/12/13, 30 x 24 x 8in (HxWxD), wall mount, 316L stainless steel, No. 3 intermediate polished finish, single-door, 1/4-turn semi-flush oil-tight latch. | from vendor up to 10 business days | 1972 | 2019
N412302408SSC | Wiegmann Ultimate series enclosure, NEMA 4/4X/12/13, 30 x 24 x 8in (HxWxD), wall mount, 304 stainless steel, No. 3 intermediate polished finish, single-door, 1/4-turn semi-flush oil-tight latch. | Stock | 1062 | 1087
N412302408WC | Wiegmann Ultimate series enclosure, NEMA 4/12/13, 30 x 24 x 8in (HxWxD), wall mount, carbon steel, ANSI 61 gray, powder coat finish, single-door, 1/4-turn semi-flush oil-tight latch, polycarbonate window. | Stock | 625 | 640
N412302408WCLG | Wiegmann Ultimate series enclosure, NEMA 4/12/13, 30 x 24 x 8in (HxWxD), wall mount, carbon steel, RAL 7035 light gray, powder coat finish, single-door, 1/4-turn semi-flush oil-tight latch, polycarbonate window. | from vendor up to 0 business day | 625 | 640
N412302408WSSC | Wiegmann Ultimate series enclosure, NEMA 4/4X/12/13, 30 x 24 x 8in (HxWxD), wall mount, 304 stainless steel, No. 3 intermediate polished finish, single-door, 1/4-turn semi-flush oil-tight latch, polycarbonate window. | from vendor up to 0 business day | 2084 | 2134
N412302410C | Wiegmann Ultimate series enclosure, NEMA 4/12/13, 30 x 24 x 10in (HxWxD), wall mount, carbon steel, ANSI 61 gray, powder coat finish, single-door, 1/4-turn semi-flush oil-tight latch. | from vendor up to 0 business day | 413 | 423
N412302410CGP | Wiegmann Ultimate series enclosure, NEMA 3R/4/12/13, 30 x 24 x 10in (HxWxD), wall mount, bottom gland plate, carbon steel, ANSI 61 gray, powder coat finish, single-door, 1/4-turn semi-flush oil-tight latch. | from vendor up to 10 business days | 843 | 863
N412302410CLG | Wiegmann Ultimate series enclosure, NEMA 4/12/13, 30 x 24 x 10in (HxWxD), wall mount, carbon steel, RAL 7035 light gray, powder coat finish, single-door, 1/4-turn semi-flush oil-tight latch. | from vendor up to 0 business day | 413 | 423
N412302410CST | Wiegmann Ultimate series enclosure, slope top, NEMA 4/12/13, 30 x 24 x 10in (HxWxD), wall mount, carbon steel, ANSI 61 gray, powder coat finish, single-door, 1/4-turn semi-flush oil-tight latch. | from vendor up to 0 business day | 500 | 512
N412302410SSAC | Wiegmann Ultimate series enclosure, NEMA 4/4X/12/13, 30 x 24 x 10in (HxWxD), wall mount, 316L stainless steel, No. 3 intermediate polished finish, single-door, 1/4-turn semi-flush oil-tight latch. | from vendor up to 0 business day | 1997 | 2045
N412302410SSC | Wiegmann Ultimate series enclosure, NEMA 4/4X/12/13, 30 x 24 x 10in (HxWxD), wall mount, 304 stainless steel, No. 3 intermediate polished finish, single-door, 1/4-turn semi-flush oil-tight latch. | from vendor up to 0 business day | 1136 | 1163
N412302410WC | Wiegmann Ultimate series enclosure, NEMA 4/12/13, 30 x 24 x 10in (HxWxD), wall mount, carbon steel, ANSI 61 gray, powder coat finish, single-door, 1/4-turn semi-flush oil-tight latch, polycarbonate window. | from vendor up to 0 business day | 653 | 669
N412302410WCLG | Wiegmann Ultimate series enclosure, NEMA 4/12/13, 30 x 24 x 10in (HxWxD), wall mount, carbon steel, RAL 7035 light gray, powder coat finish, single-door, 1/4-turn semi-flush oil-tight latch, polycarbonate window. | from vendor up to 10 business days | 653 | 669
N412302410WSSC | Wiegmann Ultimate series enclosure, NEMA 4/4X/12/13, 30 x 24 x 10in (HxWxD), wall mount, 304 stainless steel, No. 3 intermediate polished finish, single-door, 1/4-turn semi-flush oil-tight latch, polycarbonate window. | from vendor up to 10 business days | 1929 | 1975
N4123024123PTC | Wiegmann Ultimate series enclosure, NEMA 4/12/13, 30 x 24 x 12in (HxWxD), wall mount, carbon steel, ANSI 61 gray, powder coat finish, single-door, 3-point keylocking/padlocking combo handle. | from vendor up to 0 business day | 564 | 578
N412302412C | Wiegmann Ultimate series enclosure, NEMA 4/12/13, 30 x 24 x 12in (HxWxD), wall mount, carbon steel, ANSI 61 gray, powder coat finish, single-door, 1/4-turn semi-flush oil-tight latch. | Stock | 441 | 452
N412302412CGP | Wiegmann Ultimate series enclosure, NEMA 3R/4/12/13, 30 x 24 x 12in (HxWxD), wall mount, bottom gland plate, carbon steel, ANSI 61 gray, powder coat finish, single-door, 1/4-turn semi-flush oil-tight latch. | from vendor up to 10 business days | 900 | 922
N412302412CLG | Wiegmann Ultimate series enclosure, NEMA 4/12/13, 30 x 24 x 12in (HxWxD), wall mount, carbon steel, RAL 7035 light gray, powder coat finish, single-door, 1/4-turn semi-flush oil-tight latch. | from vendor up to 0 business day | 441 | 452
N412302412CSSST | Wiegmann Ultimate series enclosure, slope top, NEMA 4/4X/12/13, 30 x 24 x 12in (HxWxD), wall mount, 304 stainless steel, No. 3 intermediate polished finish, single-door, 1/4-turn semi-flush oil-tight latch. | from vendor up to 0 business day | 1733 | 1774
N412302412CST | Wiegmann Ultimate series enclosure, slope top, NEMA 4/12/13, 30 x 24 x 12in (HxWxD), wall mount, carbon steel, ANSI 61 gray, powder coat finish, single-door, 1/4-turn semi-flush oil-tight latch. | from vendor up to 0 business day | 540 | 553
N412302412SS3PTC | Wiegmann Ultimate series enclosure, NEMA 4X/12/13, 30 x 24 x 12in (HxWxD), wall mount, 304 stainless steel, No. 3 intermediate polished finish, single-door, 3-point 316L padlocking handle. | from vendor up to 10 business days | 1857 | 1902
N412302412SSA3PTC | Wiegmann Ultimate series enclosure, NEMA 4X/12/13, 30 x 24 x 12in (HxWxD), wall mount, 316L stainless steel, No. 3 intermediate polished finish, single-door, 3-point 316L padlocking handle. | from vendor up to 10 business days | 2426 | 2485
N412302412SSAC | Wiegmann Ultimate series enclosure, NEMA 4/4X/12/13, 30 x 24 x 12in (HxWxD), wall mount, 316L stainless steel, No. 3 intermediate polished finish, single-door, 1/4-turn semi-flush oil-tight latch. | from vendor up to 10 business days | 2237 | 2291
N412302412SSC | Wiegmann Ultimate series enclosure, NEMA 4/4X/12/13, 30 x 24 x 12in (HxWxD), wall mount, 304 stainless steel, No. 3 intermediate polished finish, single-door, 1/4-turn semi-flush oil-tight latch. | from vendor up to 0 business day | 1215 | 1244
N412302412WC | Wiegmann Ultimate series enclosure, NEMA 4/12/13, 30 x 24 x 12in (HxWxD), wall mount, carbon steel, ANSI 61 gray, powder coat finish, single-door, 1/4-turn semi-flush oil-tight latch, polycarbonate window. | from vendor up to 0 business day | 695 | 712
N412302412WCLG | Wiegmann Ultimate series enclosure, NEMA 4/12/13, 30 x 24 x 12in (HxWxD), wall mount, carbon steel, RAL 7035 light gray, powder coat finish, single-door, 1/4-turn semi-flush oil-tight latch, polycarbonate window. | from vendor up to 0 business day | 695 | 712
N412302412WSSC | Wiegmann Ultimate series enclosure, NEMA 4/4X/12/13, 30 x 24 x 12in (HxWxD), wall mount, 304 stainless steel, No. 3 intermediate polished finish, single-door, 1/4-turn semi-flush oil-tight latch, polycarbonate window. | from vendor up to 0 business day | 2035 | 2084
N4123024203PTC | Wiegmann Ultimate series enclosure, NEMA 4/12/13, 30 x 24 x 20in (HxWxD), wall mount, carbon steel, ANSI 61 gray, powder coat finish, single-door, 3-point keylocking/padlocking combo handle. | from vendor up to 10 business days | 678 | 694
N412302420C | Wiegmann Ultimate series enclosure, NEMA 4/12/13, 30 x 24 x 20in (HxWxD), wall mount, carbon steel, ANSI 61 gray, powder coat finish, single-door, 1/4-turn semi-flush oil-tight latch. | from vendor up to 0 business day | 545 | 558
N412302420CLG | Wiegmann Ultimate series enclosure, NEMA 4/12/13, 30 x 24 x 20in (HxWxD), wall mount, carbon steel, RAL 7035 light gray, powder coat finish, single-door, 1/4-turn semi-flush oil-tight latch. | from vendor up to 0 business day | 545 | 558
N412302420CST | Wiegmann Ultimate series enclosure, slope top, NEMA 4/12/13, 30 x 24 x 20in (HxWxD), wall mount, carbon steel, ANSI 61 gray, powder coat finish, single-door, 1/4-turn semi-flush oil-tight latch. | from vendor up to 10 business days | 666 | 682
N412302420WC | Wiegmann Ultimate series enclosure, NEMA 4/12/13, 30 x 24 x 20in (HxWxD), wall mount, carbon steel, ANSI 61 gray, powder coat finish, single-door, 1/4-turn semi-flush oil-tight latch, polycarbonate window. | from vendor up to 0 business day | 857 | 878
N412302420WCLG | Wiegmann Ultimate series enclosure, NEMA 4/12/13, 30 x 24 x 20in (HxWxD), wall mount, carbon steel, RAL 7035 light gray, powder coat finish, single-door, 1/4-turn semi-flush oil-tight latch, polycarbonate window. | from vendor up to 10 business days | 857 | 878
N412302420WSSC | Wiegmann Ultimate series enclosure, NEMA 4/4X/12/13, 30 x 24 x 20in (HxWxD), wall mount, 304 stainless steel, No. 3 intermediate polished finish, single-door, 1/4-turn semi-flush oil-tight latch, polycarbonate window. | from vendor up to 10 business days | 2052 | 2101
N412302608CD | Wiegmann Ultimate series disconnect enclosure, NEMA 4/12/13, right flange, 30 x 26 x 8in (HxWxD), wall mount, carbon steel, ANSI 61 gray, powder coat finish, single-door, 2-point padlocking handle, purchase subpanel separately. | Stock | 694 | 711
N412302608CDSS | Wiegmann Ultimate series disconnect enclosure, NEMA 4/4X/12/13, right flange, 30 x 26 x 8in (HxWxD), wall mount, 304 stainless steel, No. 3 intermediate polished finish, single-door, 2-point padlocking handle, purchase subpanel separately. | from vendor up to 10 business days | 2028 | 2077
N412302608CDSSA | Wiegmann Ultimate series disconnect enclosure, NEMA 4/4X/12/13, right flange, 30 x 26 x 8in (HxWxD), wall mount, 316L stainless steel, No. 3 intermediate polished finish, single-door, 2-point padlocking handle, purchase subpanel separately. | from vendor up to 10 business days | 2657 | 2721
N412302608CSSSTD | Wiegmann Ultimate series disconnect enclosure, slope top, NEMA 4/4X/12/13, right flange, 30 x 26 x 8in (HxWxD), wall mount, 304 stainless steel, No. 3 intermediate polished finish, single-door, 2-point padlocking handle, purchase subpanel separately. | from vendor up to 10 business days | 1886 | 1931
N412302608CSTD | Wiegmann Ultimate series disconnect enclosure, slope top, NEMA 4/12/13, right flange, 30 x 26 x 8in (HxWxD), wall mount, carbon steel, ANSI 61 gray, powder coat finish, single-door, 2-point padlocking handle, purchase subpanel separately. | from vendor up to 10 business days | 754 | 772
N4123030083PTC | Wiegmann Ultimate series enclosure, NEMA 4/12/13, 30 x 30 x 8in (HxWxD), wall mount, carbon steel, ANSI 61 gray, powder coat finish, single-door, 3-point keylocking/padlocking combo handle. | from vendor up to 5 business days | 567 | 580
N412303008C | Wiegmann Ultimate series enclosure, NEMA 4/12/13, 30 x 30 x 8in (HxWxD), wall mount, carbon steel, ANSI 61 gray, powder coat finish, single-door, 1/4-turn semi-flush oil-tight latch. | Stock | 444 | 454
N412303008CLG | Wiegmann Ultimate series enclosure, NEMA 4/12/13, 30 x 30 x 8in (HxWxD), wall mount, carbon steel, RAL 7035 light gray, powder coat finish, single-door, 1/4-turn semi-flush oil-tight latch. | from vendor up to 0 business day | 444 | 454
N412303008CSSST | Wiegmann Ultimate series enclosure, slope top, NEMA 4/4X/12/13, 30 x 30 x 8in (HxWxD), wall mount, 304 stainless steel, No. 3 intermediate polished finish, single-door, 1/4-turn semi-flush oil-tight latch. | from vendor up to 0 business day | 1741 | 1783
N412303008CST | Wiegmann Ultimate series enclosure, slope top, NEMA 4/12/13, 30 x 30 x 8in (HxWxD), wall mount, carbon steel, ANSI 61 gray, powder coat finish, single-door, 1/4-turn semi-flush oil-tight latch. | from vendor up to 0 business day | 557 | 571
N412303008SS3PTC | Wiegmann Ultimate series enclosure, NEMA 4X/12/13, 30 x 30 x 8in (HxWxD), wall mount, 304 stainless steel, No. 3 intermediate polished finish, single-door, 3-point 316L padlocking handle. | from vendor up to 10 business days | 1676 | 1717
N412303008SSA3PTC | Wiegmann Ultimate series enclosure, NEMA 4X/12/13, 30 x 30 x 8in (HxWxD), wall mount, 316L stainless steel, No. 3 intermediate polished finish, single-door, 3-point 316L padlocking handle. | from vendor up to 10 business days | 2585 | 2647
N412303008SSAC | Wiegmann Ultimate series enclosure, NEMA 4/4X/12/13, 30 x 30 x 8in (HxWxD), wall mount, 316L stainless steel, No. 3 intermediate polished finish, single-door, 1/4-turn semi-flush oil-tight latch. | from vendor up to 10 business days | 2396 | 2453
N412303008SSC | Wiegmann Ultimate series enclosure, NEMA 4/4X/12/13, 30 x 30 x 8in (HxWxD), wall mount, 304 stainless steel, No. 3 intermediate polished finish, single-door, 1/4-turn semi-flush oil-tight latch. | Stock | 1247 | 1277
N412303010C | Wiegmann Ultimate series enclosure, NEMA 4/12/13, 30 x 30 x 10in (HxWxD), wall mount, carbon steel, ANSI 61 gray, powder coat finish, single-door, 1/4-turn semi-flush oil-tight latch. | from vendor up to 0 business day | 466 | 477
N412303010CLG | Wiegmann Ultimate series enclosure, NEMA 4/12/13, 30 x 30 x 10in (HxWxD), wall mount, carbon steel, RAL 7035 light gray, powder coat finish, single-door, 1/4-turn semi-flush oil-tight latch. | from vendor up to 0 business day | 466 | 477
N412303010SSAC | Wiegmann Ultimate series enclosure, NEMA 4/4X/12/13, 30 x 30 x 10in (HxWxD), wall mount, 316L stainless steel, No. 3 intermediate polished finish, single-door, 1/4-turn semi-flush oil-tight latch. | from vendor up to 0 business day | 2346 | 2402
N412303010SSC | Wiegmann Ultimate series enclosure, NEMA 4/4X/12/13, 30 x 30 x 10in (HxWxD), wall mount, 304 stainless steel, No. 3 intermediate polished finish, single-door, 1/4-turn semi-flush oil-tight latch. | from vendor up to 0 business day | 1335 | 1367
N4123030123PTC | Wiegmann Ultimate series enclosure, NEMA 4/12/13, 30 x 30 x 12in (HxWxD), wall mount, carbon steel, ANSI 61 gray, powder coat finish, single-door, 3-point keylocking/padlocking combo handle. | from vendor up to 5 business days | 621 | 636
N412303012C | Wiegmann Ultimate series enclosure, NEMA 4/12/13, 30 x 30 x 12in (HxWxD), wall mount, carbon steel, ANSI 61 gray, powder coat finish, single-door, 1/4-turn semi-flush oil-tight latch. | Stock | 493 | 505
N412303012CLG | Wiegmann Ultimate series enclosure, NEMA 4/12/13, 30 x 30 x 12in (HxWxD), wall mount, carbon steel, RAL 7035 light gray, powder coat finish, single-door, 1/4-turn semi-flush oil-tight latch. | from vendor up to 0 business day | 493 | 505
N4123624083PTC | Wiegmann Ultimate series enclosure, NEMA 4/12/13, 36 x 24 x 8in (HxWxD), wall mount, carbon steel, ANSI 61 gray, powder coat finish, single-door, 3-point keylocking/padlocking combo handle. | from vendor up to 5 business days | 559 | 572
N412362408C | Wiegmann Ultimate series enclosure, NEMA 4/12/13, 36 x 24 x 8in (HxWxD), wall mount, carbon steel, ANSI 61 gray, powder coat finish, single-door, 1/4-turn semi-flush oil-tight latch. | from vendor up to 0 business day | 436 | 447
N412362408CGP | Wiegmann Ultimate series enclosure, NEMA 3R/4/12/13, 36 x 24 x 8in (HxWxD), wall mount, bottom gland plate, carbon steel, ANSI 61 gray, powder coat finish, single-door, 1/4-turn semi-flush oil-tight latch. | from vendor up to 5 business days | 914 | 936
N412362408CLG | Wiegmann Ultimate series enclosure, NEMA 4/12/13, 36 x 24 x 8in (HxWxD), wall mount, carbon steel, RAL 7035 light gray, powder coat finish, single-door, 1/4-turn semi-flush oil-tight latch. | from vendor up to 0 business day | 436 | 447
N412362408SS3PTC | Wiegmann Ultimate series enclosure, NEMA 4X/12/13, 36 x 24 x 8in (HxWxD), wall mount, 304 stainless steel, No. 3 intermediate polished finish, single-door, 3-point 316L padlocking handle. | from vendor up to 10 business days | 1868 | 1913
N412362408SSA3PTC | Wiegmann Ultimate series enclosure, NEMA 4X/12/13, 36 x 24 x 8in (HxWxD), wall mount, 316L stainless steel, No. 3 intermediate polished finish, single-door, 3-point 316L padlocking handle. | from vendor up to 10 business days | 2517 | 2577
N412362408SSAC | Wiegmann Ultimate series enclosure, NEMA 4/4X/12/13, 36 x 24 x 8in (HxWxD), wall mount, 316L stainless steel, No. 3 intermediate polished finish, single-door, 1/4-turn semi-flush oil-tight latch. | from vendor up to 10 business days | 2328 | 2384
N412362408SSC | Wiegmann Ultimate series enclosure, NEMA 4/4X/12/13, 36 x 24 x 8in (HxWxD), wall mount, 304 stainless steel, No. 3 intermediate polished finish, single-door, 1/4-turn semi-flush oil-tight latch. | Stock | 1387 | 1421
N412362410C | Wiegmann Ultimate series enclosure, NEMA 4/12/13, 36 x 24 x 10in (HxWxD), wall mount, carbon steel, ANSI 61 gray, powder coat finish, single-door, 1/4-turn semi-flush oil-tight latch. | from vendor up to 0 business day | 458 | 469
N412362410CGP | Wiegmann Ultimate series enclosure, NEMA 3R/4/12/13, 36 x 24 x 10in (HxWxD), wall mount, bottom gland plate, carbon steel, ANSI 61 gray, powder coat finish, single-door, 1/4-turn semi-flush oil-tight latch. | from vendor up to 5 business days | 935 | 957
N412362410CLG | Wiegmann Ultimate series enclosure, NEMA 4/12/13, 36 x 24 x 10in (HxWxD), wall mount, carbon steel, RAL 7035 light gray, powder coat finish, single-door, 1/4-turn semi-flush oil-tight latch. | from vendor up to 0 business day | 458 | 469
N412362410SSAC | Wiegmann Ultimate series enclosure, NEMA 4/4X/12/13, 36 x 24 x 10in (HxWxD), wall mount, 316L stainless steel, No. 3 intermediate polished finish, single-door, 1/4-turn semi-flush oil-tight latch. | from vendor up to 10 business days | 2257 | 2311
N412362410SSC | Wiegmann Ultimate series enclosure, NEMA 4/4X/12/13, 36 x 24 x 10in (HxWxD), wall mount, 304 stainless steel, No. 3 intermediate polished finish, single-door, 1/4-turn semi-flush oil-tight latch. | from vendor up to 0 business day | 1284 | 1315
N4123624123PTC | Wiegmann Ultimate series enclosure, NEMA 4/12/13, 36 x 24 x 12in (HxWxD), wall mount, carbon steel, ANSI 61 gray, powder coat finish, single-door, 3-point keylocking/padlocking combo handle. | from vendor up to 10 business days | 628 | 643
N412362412C | Wiegmann Ultimate series enclosure, NEMA 4/12/13, 36 x 24 x 12in (HxWxD), wall mount, carbon steel, ANSI 61 gray, powder coat finish, single-door, 1/4-turn semi-flush oil-tight latch. | Stock | 500 | 512
N412362412CGP | Wiegmann Ultimate series enclosure, NEMA 3R/4/12/13, 36 x 24 x 12in (HxWxD), wall mount, bottom gland plate, carbon steel, ANSI 61 gray, powder coat finish, single-door, 1/4-turn semi-flush oil-tight latch. | from vendor up to 5 business days | 1020 | 1044
N412362412CLG | Wiegmann Ultimate series enclosure, NEMA 4/12/13, 36 x 24 x 12in (HxWxD), wall mount, carbon steel, RAL 7035 light gray, powder coat finish, single-door, 1/4-turn semi-flush oil-tight latch. | from vendor up to 0 business day | 500 | 512
N412362412SS3PTC | Wiegmann Ultimate series enclosure, NEMA 4X/12/13, 36 x 24 x 12in (HxWxD), wall mount, 304 stainless steel, No. 3 intermediate polished finish, single-door, 3-point 316L padlocking handle. | from vendor up to 10 business days | 2017 | 2065
N412362412SSA3PTC | Wiegmann Ultimate series enclosure, NEMA 4X/12/13, 36 x 24 x 12in (HxWxD), wall mount, 316L stainless steel, No. 3 intermediate polished finish, single-door, 3-point 316L padlocking handle. | from vendor up to 10 business days | 2585 | 2647
N412362412SSAC | Wiegmann Ultimate series enclosure, NEMA 4/4X/12/13, 36 x 24 x 12in (HxWxD), wall mount, 316L stainless steel, No. 3 intermediate polished finish, single-door, 1/4-turn semi-flush oil-tight latch. | from vendor up to 10 business days | 2396 | 2453
N412362412SSC | Wiegmann Ultimate series enclosure, NEMA 4/4X/12/13, 36 x 24 x 12in (HxWxD), wall mount, 304 stainless steel, No. 3 intermediate polished finish, single-door, 1/4-turn semi-flush oil-tight latch. | from vendor up to 0 business day | 1331 | 1363
N412362608CD | Wiegmann Ultimate series disconnect enclosure, NEMA 4/12/13, right flange, 36 x 26 x 8in (HxWxD), wall mount, carbon steel, ANSI 61 gray, powder coat finish, single-door, 2-point padlocking handle, purchase subpanel separately. | Stock | 750 | 768
N412362608CDSS | Wiegmann Ultimate series disconnect enclosure, NEMA 4/4X/12/13, right flange, 36 x 26 x 8in (HxWxD), wall mount, 304 stainless steel, No. 3 intermediate polished finish, single-door, 2-point padlocking handle, purchase subpanel separately. | from vendor up to 10 business days | 1844 | 1888
N412362608CDSSA | Wiegmann Ultimate series disconnect enclosure, NEMA 4/4X/12/13, right flange, 36 x 26 x 8in (HxWxD), wall mount, 316L stainless steel, No. 3 intermediate polished finish, single-door, 2-point padlocking handle, purchase subpanel separately. | from vendor up to 10 business days | 2741 | 2807
N4123630083PTC | Wiegmann Ultimate series enclosure, NEMA 4/12/13, 36 x 30 x 8in (HxWxD), wall mount, carbon steel, ANSI 61 gray, powder coat finish, single-door, 3-point keylocking/padlocking combo handle. | from vendor up to 10 business days | 618 | 633
N412363008C | Wiegmann Ultimate series enclosure, NEMA 4/12/13, 36 x 30 x 8in (HxWxD), wall mount, carbon steel, ANSI 61 gray, powder coat finish, single-door, 1/4-turn semi-flush oil-tight latch. | Stock | 491 | 502
N412363008CLG | Wiegmann Ultimate series enclosure, NEMA 4/12/13, 36 x 30 x 8in (HxWxD), wall mount, carbon steel, RAL 7035 light gray, powder coat finish, single-door, 1/4-turn semi-flush oil-tight latch. | from vendor up to 0 business day | 491 | 502
N412363008CSSST | Wiegmann Ultimate series enclosure, slope top, NEMA 4/4X/12/13, 36 x 30 x 8in (HxWxD), wall mount, 304 stainless steel, No. 3 intermediate polished finish, single-door, 1/4-turn semi-flush oil-tight latch. | from vendor up to 10 business days | 2224 | 2277
N412363008CST | Wiegmann Ultimate series enclosure, slope top, NEMA 4/12/13, 36 x 30 x 8in (HxWxD), wall mount, carbon steel, ANSI 61 gray, powder coat finish, single-door, 1/4-turn semi-flush oil-tight latch. | from vendor up to 0 business day | 601 | 615
N412363008SS3PTC | Wiegmann Ultimate series enclosure, NEMA 4X/12/13, 36 x 30 x 8in (HxWxD), wall mount, 304 stainless steel, No. 3 intermediate polished finish, single-door, 3-point 316L padlocking handle. | from vendor up to 10 business days | 2115 | 2165
N412363008SSA3PTC | Wiegmann Ultimate series enclosure, NEMA 4X/12/13, 36 x 30 x 8in (HxWxD), wall mount, 316L stainless steel, No. 3 intermediate polished finish, single-door, 3-point 316L padlocking handle. | from vendor up to 10 business days | 2720 | 2785
N412363008SSAC | Wiegmann Ultimate series enclosure, NEMA 4/4X/12/13, 36 x 30 x 8in (HxWxD), wall mount, 316L stainless steel, No. 3 intermediate polished finish, single-door, 1/4-turn semi-flush oil-tight latch. | from vendor up to 10 business days | 2531 | 2592
N412363008SSC | Wiegmann Ultimate series enclosure, NEMA 4/4X/12/13, 36 x 30 x 8in (HxWxD), wall mount, 304 stainless steel, No. 3 intermediate polished finish, single-door, 1/4-turn semi-flush oil-tight latch. | from vendor up to 0 business day | 1591 | 1629
N412363010C | Wiegmann Ultimate series enclosure, NEMA 4/12/13, 36 x 30 x 10in (HxWxD), wall mount, carbon steel, ANSI 61 gray, powder coat finish, single-door, 1/4-turn semi-flush oil-tight latch. | from vendor up to 0 business day | 515 | 527
N412363010CLG | Wiegmann Ultimate series enclosure, NEMA 4/12/13, 36 x 30 x 10in (HxWxD), wall mount, carbon steel, RAL 7035 light gray, powder coat finish, single-door, 1/4-turn semi-flush oil-tight latch. | from vendor up to 0 business day | 515 | 527
N412363010CST | Wiegmann Ultimate series enclosure, slope top, NEMA 4/12/13, 36 x 30 x 10in (HxWxD), wall mount, carbon steel, ANSI 61 gray, powder coat finish, single-door, 1/4-turn semi-flush oil-tight latch. | from vendor up to 0 business day | 618 | 633
N412363010SSAC | Wiegmann Ultimate series enclosure, NEMA 4/4X/12/13, 36 x 30 x 10in (HxWxD), wall mount, 316L stainless steel, No. 3 intermediate polished finish, single-door, 1/4-turn semi-flush oil-tight latch. | from vendor up to 10 business days | 2637 | 2701
N412363010SSC | Wiegmann Ultimate series enclosure, NEMA 4/4X/12/13, 36 x 30 x 10in (HxWxD), wall mount, 304 stainless steel, No. 3 intermediate polished finish, single-door, 1/4-turn semi-flush oil-tight latch. | from vendor up to 0 business day | 1702 | 1743
N4123630123PTC | Wiegmann Ultimate series enclosure, NEMA 4/12/13, 36 x 30 x 12in (HxWxD), wall mount, carbon steel, ANSI 61 gray, powder coat finish, single-door, 3-point keylocking/padlocking combo handle. | from vendor up to 0 business day | 677 | 693
N412363012C | Wiegmann Ultimate series enclosure, NEMA 4/12/13, 36 x 30 x 12in (HxWxD), wall mount, carbon steel, ANSI 61 gray, powder coat finish, single-door, 1/4-turn semi-flush oil-tight latch. | Stock | 545 | 558
N412363012CGP | Wiegmann Ultimate series enclosure, NEMA 3R/4/12/13, 36 x 30 x 12in (HxWxD), wall mount, bottom gland plate, carbon steel, ANSI 61 gray, powder coat finish, single-door, 1/4-turn semi-flush oil-tight latch. | from vendor up to 5 business days | 1141 | 1168
N412363012CLG | Wiegmann Ultimate series enclosure, NEMA 4/12/13, 36 x 30 x 12in (HxWxD), wall mount, carbon steel, RAL 7035 light gray, powder coat finish, single-door, 1/4-turn semi-flush oil-tight latch. | from vendor up to 0 business day | 545 | 558
N412363012CSSST | Wiegmann Ultimate series enclosure, slope top, NEMA 4/4X/12/13, 36 x 30 x 12in (HxWxD), wall mount, 304 stainless steel, No. 3 intermediate polished finish, single-door, 1/4-turn semi-flush oil-tight latch. | from vendor up to 0 business day | 2208 | 2261
N412363012CST | Wiegmann Ultimate series enclosure, slope top, NEMA 4/12/13, 36 x 30 x 12in (HxWxD), wall mount, carbon steel, ANSI 61 gray, powder coat finish, single-door, 1/4-turn semi-flush oil-tight latch. | from vendor up to 0 business day | 665 | 681
N412363012SS3PTC | Wiegmann Ultimate series enclosure, NEMA 4X/12/13, 36 x 30 x 12in (HxWxD), wall mount, 304 stainless steel, No. 3 intermediate polished finish, single-door, 3-point 316L padlocking handle. | from vendor up to 10 business days | 2374 | 2431
N412363012SSA3PTC | Wiegmann Ultimate series enclosure, NEMA 4X/12/13, 36 x 30 x 12in (HxWxD), wall mount, 316L stainless steel, No. 3 intermediate polished finish, single-door, 3-point 316L padlocking handle. | from vendor up to 10 business days | 3041 | 3114
N412363012SSAC | Wiegmann Ultimate series enclosure, NEMA 4/4X/12/13, 36 x 30 x 12in (HxWxD), wall mount, 316L stainless steel, No. 3 intermediate polished finish, single-door, 1/4-turn semi-flush oil-tight latch. | from vendor up to 10 business days | 2852 | 2921
N412363012SSC | Wiegmann Ultimate series enclosure, NEMA 4/4X/12/13, 36 x 30 x 12in (HxWxD), wall mount, 304 stainless steel, No. 3 intermediate polished finish, single-door, 1/4-turn semi-flush oil-tight latch. | Stock | 1591 | 1629
N4123630163PTC | Wiegmann Ultimate series enclosure, NEMA 4/12/13, 36 x 30 x 16in (HxWxD), wall mount, carbon steel, ANSI 61 gray, powder coat finish, single-door, 3-point keylocking/padlocking combo handle. | from vendor up to 15 business days | 755 | 774
N412363016C | Wiegmann Ultimate series enclosure, NEMA 4/12/13, 36 x 30 x 16in (HxWxD), wall mount, carbon steel, ANSI 61 gray, powder coat finish, single-door, 1/4-turn semi-flush oil-tight latch. | from vendor up to 0 business day | 616 | 631
N412363016CLG | Wiegmann Ultimate series enclosure, NEMA 4/12/13, 36 x 30 x 16in (HxWxD), wall mount, carbon steel, RAL 7035 light gray, powder coat finish, single-door, 1/4-turn semi-flush oil-tight latch. | from vendor up to 0 business day | 616 | 631
N412363016CSSST | Wiegmann Ultimate series enclosure, slope top, NEMA 4/4X/12/13, 36 x 30 x 16in (HxWxD), wall mount, 304 stainless steel, No. 3 intermediate polished finish, single-door, 1/4-turn semi-flush oil-tight latch. | from vendor up to 10 business days | 2458 | 2517
N412363016CST | Wiegmann Ultimate series enclosure, slope top, NEMA 4/12/13, 36 x 30 x 16in (HxWxD), wall mount, carbon steel, ANSI 61 gray, powder coat finish, single-door, 1/4-turn semi-flush oil-tight latch. | from vendor up to 5 business days | 774 | 793
N4123630203PTC | Wiegmann Ultimate series enclosure, NEMA 4/12/13, 36 x 30 x 20in (HxWxD), wall mount, carbon steel, ANSI 61 gray, powder coat finish, single-door, 3-point keylocking/padlocking combo handle. | from vendor up to 15 business days | 817 | 836
N412363020C | Wiegmann Ultimate series enclosure, NEMA 4/12/13, 36 x 30 x 20in (HxWxD), wall mount, carbon steel, ANSI 61 gray, powder coat finish, single-door, 1/4-turn semi-flush oil-tight latch. | from vendor up to 0 business day | 672 | 688
N412363020CLG | Wiegmann Ultimate series enclosure, NEMA 4/12/13, 36 x 30 x 20in (HxWxD), wall mount, carbon steel, RAL 7035 light gray, powder coat finish, single-door, 1/4-turn semi-flush oil-tight latch. | from vendor up to 0 business day | 672 | 688
N412363208CD | Wiegmann Ultimate series disconnect enclosure, NEMA 4/12/13, right flange, 36 x 32 x 8in (HxWxD), wall mount, carbon steel, ANSI 61 gray, powder coat finish, single-door, 2-point padlocking handle, purchase subpanel separately. | Stock | 901 | 923
N412363208CDSS | Wiegmann Ultimate series disconnect enclosure, NEMA 4/4X/12/13, right flange, 36 x 32 x 8in (HxWxD), wall mount, 304 stainless steel, No. 3 intermediate polished finish, single-door, 2-point padlocking handle, purchase subpanel separately. | from vendor up to 10 business days | 2170 | 2222
N412363208CDSSA | Wiegmann Ultimate series disconnect enclosure, NEMA 4/4X/12/13, right flange, 36 x 32 x 8in (HxWxD), wall mount, 316L stainless steel, No. 3 intermediate polished finish, single-door, 2-point padlocking handle, purchase subpanel separately. | from vendor up to 10 business days | 2843 | 2911
N412363208CSSSTD | Wiegmann Ultimate series disconnect enclosure, slope top, NEMA 4/4X/12/13, right flange, 36 x 32 x 8in (HxWxD), wall mount, 304 stainless steel, No. 3 intermediate polished finish, single-door, 2-point padlocking handle, purchase subpanel separately. | from vendor up to 10 business days | 2778 | 2845
N412363210CSTD | Wiegmann Ultimate series disconnect enclosure, slope top, NEMA 4/12/13, right flange, 36 x 32 x 10in (HxWxD), wall mount, carbon steel, ANSI 61 gray, powder coat finish, single-door, 2-point padlocking handle, purchase subpanel separately. | from vendor up to 10 business days | 946 | 969
N4123636083PTC | Wiegmann Ultimate series enclosure, NEMA 4/12/13, 36 x 36 x 8in (HxWxD), wall mount, carbon steel, ANSI 61 gray, powder coat finish, single-door, 3-point keylocking/padlocking combo handle. | from vendor up to 10 business days | 677 | 693
N412363608C | Wiegmann Ultimate series enclosure, NEMA 4/12/13, 36 x 36 x 8in (HxWxD), wall mount, carbon steel, ANSI 61 gray, powder coat finish, single-door, 1/4-turn semi-flush oil-tight latch. | Stock | 545 | 558
N412363608CLG | Wiegmann Ultimate series enclosure, NEMA 4/12/13, 36 x 36 x 8in (HxWxD), wall mount, carbon steel, RAL 7035 light gray, powder coat finish, single-door, 1/4-turn semi-flush oil-tight latch. | from vendor up to 0 business day | 545 | 558
N412363610C | Wiegmann Ultimate series enclosure, NEMA 4/12/13, 36 x 36 x 10in (HxWxD), wall mount, carbon steel, ANSI 61 gray, powder coat finish, single-door, 1/4-turn semi-flush oil-tight latch. | from vendor up to 0 business day | 572 | 586
N412363610CLG | Wiegmann Ultimate series enclosure, NEMA 4/12/13, 36 x 36 x 10in (HxWxD), wall mount, carbon steel, RAL 7035 light gray, powder coat finish, single-door, 1/4-turn semi-flush oil-tight latch. | from vendor up to 0 business day | 572 | 586
N412363610SSAC | Wiegmann Ultimate series enclosure, NEMA 4/4X/12/13, 36 x 36 x 10in (HxWxD), wall mount, 316L stainless steel, No. 3 intermediate polished finish, single-door, 1/4-turn semi-flush oil-tight latch. | from vendor up to 10 business days | 2823 | 2891
N412363610SSC | Wiegmann Ultimate series enclosure, NEMA 4/4X/12/13, 36 x 36 x 10in (HxWxD), wall mount, 304 stainless steel, No. 3 intermediate polished finish, single-door, 1/4-turn semi-flush oil-tight latch. | from vendor up to 10 business days | 1606 | 1644
N4123636123PTC | Wiegmann Ultimate series enclosure, NEMA 4/12/13, 36 x 36 x 12in (HxWxD), wall mount, carbon steel, ANSI 61 gray, powder coat finish, single-door, 3-point keylocking/padlocking combo handle. | from vendor up to 5 business days | 742 | 760
N412363612C | Wiegmann Ultimate series enclosure, NEMA 4/12/13, 36 x 36 x 12in (HxWxD), wall mount, carbon steel, ANSI 61 gray, powder coat finish, single-door, 1/4-turn semi-flush oil-tight latch. | from vendor up to 0 business day | 604 | 618
N412363612CGP | Wiegmann Ultimate series enclosure, NEMA 3R/4/12/13, 36 x 36 x 12in (HxWxD), wall mount, bottom gland plate, carbon steel, ANSI 61 gray, powder coat finish, single-door, 1/4-turn semi-flush oil-tight latch. | from vendor up to 5 business days | 1232 | 1262
N412363612CLG | Wiegmann Ultimate series enclosure, NEMA 4/12/13, 36 x 36 x 12in (HxWxD), wall mount, carbon steel, RAL 7035 light gray, powder coat finish, single-door, 1/4-turn semi-flush oil-tight latch. | from vendor up to 0 business day | 604 | 618
N412363612CSSST | Wiegmann Ultimate series enclosure, slope top, NEMA 4/4X/12/13, 36 x 36 x 12in (HxWxD), wall mount, 304 stainless steel, No. 3 intermediate polished finish, single-door, 1/4-turn semi-flush oil-tight latch. | from vendor up to 0 business day | 2816 | 2884
N412363612CST | Wiegmann Ultimate series enclosure, slope top, NEMA 4/12/13, 36 x 36 x 12in (HxWxD), wall mount, carbon steel, ANSI 61 gray, powder coat finish, single-door, 1/4-turn semi-flush oil-tight latch. | from vendor up to 0 business day | 738 | 756
N412363612SS3PTC | Wiegmann Ultimate series enclosure, NEMA 4X/12/13, 36 x 36 x 12in (HxWxD), wall mount, 304 stainless steel, No. 3 intermediate polished finish, single-door, 3-point 316L padlocking handle. | from vendor up to 10 business days | 2560 | 2622
N412363612SSA3PTC | Wiegmann Ultimate series enclosure, NEMA 4X/12/13, 36 x 36 x 12in (HxWxD), wall mount, 316L stainless steel, No. 3 intermediate polished finish, single-door, 3-point 316L padlocking handle. | from vendor up to 10 business days | 3599 | 3686
N412363612SSAC | Wiegmann Ultimate series enclosure, NEMA 4/4X/12/13, 36 x 36 x 12in (HxWxD), wall mount, 316L stainless steel, No. 3 intermediate polished finish, single-door, 1/4-turn semi-flush oil-tight latch. | from vendor up to 10 business days | 3410 | 3492
N412363612SSC | Wiegmann Ultimate series enclosure, NEMA 4/4X/12/13, 36 x 36 x 12in (HxWxD), wall mount, 304 stainless steel, No. 3 intermediate polished finish, single-door, 1/4-turn semi-flush oil-tight latch. | Stock | 1727 | 1768
N4124024123PTC | Wiegmann Ultimate series enclosure, NEMA 4/12/13, 40 x 24 x 12in (HxWxD), wall mount, carbon steel, ANSI 61 gray, powder coat finish, single-door, 3-point keylocking/padlocking combo handle. | from vendor up to 10 business days | 702 | 719
N412402412C | Wiegmann Ultimate series enclosure, NEMA 4/12/13, 40 x 24 x 12in (HxWxD), wall mount, carbon steel, ANSI 61 gray, powder coat finish, single-door, 1/4-turn semi-flush oil-tight latch. | Stock | 567 | 581
N412402412CLG | Wiegmann Ultimate series enclosure, NEMA 4/12/13, 40 x 24 x 12in (HxWxD), wall mount, carbon steel, RAL 7035 light gray, powder coat finish, single-door, 1/4-turn semi-flush oil-tight latch. | from vendor up to 10 business days | 567 | 581
N412423212CD | Wiegmann Ultimate series disconnect enclosure, NEMA 4/12/13, right flange, 42 x 32 x 12in (HxWxD), wall mount, carbon steel, ANSI 61 gray, powder coat finish, single-door, 3-point padlocking handle, purchase subpanel separately. | Stock | 970 | 994
N412423212CDSS | Wiegmann Ultimate series disconnect enclosure, NEMA 4/4X/12/13, right flange, 42 x 32 x 12in (HxWxD), wall mount, 304 stainless steel, No. 3 intermediate polished finish, single-door, 3-point padlocking handle, purchase subpanel separately. | from vendor up to 10 business days | 3031 | 3103
N412423212CDSSA | Wiegmann Ultimate series disconnect enclosure, NEMA 4/4X/12/13, right flange, 42 x 32 x 12in (HxWxD), wall mount, 316L stainless steel, No. 3 intermediate polished finish, single-door, 3-point padlocking handle, purchase subpanel separately. | from vendor up to 10 business days | 3970 | 4065
N412423212CSTD | Wiegmann Ultimate series disconnect enclosure, slope top, NEMA 4/12/13, right flange, 42 x 32 x 12in (HxWxD), wall mount, carbon steel, ANSI 61 gray, powder coat finish, single-door, 3-point padlocking handle, purchase subpanel separately. | from vendor up to 10 business days | 1085 | 1111
N412423610C | Wiegmann Ultimate series enclosure, NEMA 4/12/13, 42 x 36 x 10in (HxWxD), wall mount, carbon steel, ANSI 61 gray, powder coat finish, single-door, 1/4-turn semi-flush oil-tight latch. | from vendor up to 0 business day | 637 | 652
N412423610CLG | Wiegmann Ultimate series enclosure, NEMA 4/12/13, 42 x 36 x 10in (HxWxD), wall mount, carbon steel, RAL 7035 light gray, powder coat finish, single-door, 1/4-turn semi-flush oil-tight latch. | from vendor up to 0 business day | 637 | 652
N412423610SSAC | Wiegmann Ultimate series enclosure, NEMA 4/4X/12/13, 42 x 36 x 10in (HxWxD), wall mount, 316L stainless steel, No. 3 intermediate polished finish, single-door, 1/4-turn semi-flush oil-tight latch. | from vendor up to 10 business days | 3166 | 3242
N412423610SSC | Wiegmann Ultimate series enclosure, NEMA 4/4X/12/13, 42 x 36 x 10in (HxWxD), wall mount, 304 stainless steel, No. 3 intermediate polished finish, single-door, 1/4-turn semi-flush oil-tight latch. | from vendor up to 10 business days | 1801 | 1844
N4124236123PTC | Wiegmann Ultimate series enclosure, NEMA 4/12/13, 42 x 36 x 12in (HxWxD), wall mount, carbon steel, ANSI 61 gray, powder coat finish, single-door, 3-point keylocking/padlocking combo handle. | from vendor up to 0 business day | 807 | 826
N412423612C | Wiegmann Ultimate series enclosure, NEMA 4/12/13, 42 x 36 x 12in (HxWxD), wall mount, carbon steel, ANSI 61 gray, powder coat finish, single-door, 1/4-turn semi-flush oil-tight latch. | from vendor up to 0 business day | 663 | 679
N412423612CLG | Wiegmann Ultimate series enclosure, NEMA 4/12/13, 42 x 36 x 12in (HxWxD), wall mount, carbon steel, RAL 7035 light gray, powder coat finish, single-door, 1/4-turn semi-flush oil-tight latch. | from vendor up to 0 business day | 663 | 679
N412423612SS3PTC | Wiegmann Ultimate series enclosure, NEMA 4X/12/13, 42 x 36 x 12in (HxWxD), wall mount, 304 stainless steel, No. 3 intermediate polished finish, single-door, 3-point 316L padlocking handle. | from vendor up to 10 business days | 2486 | 2545
N412423612SSA3PTC | Wiegmann Ultimate series enclosure, NEMA 4X/12/13, 42 x 36 x 12in (HxWxD), wall mount, 316L stainless steel, No. 3 intermediate polished finish, single-door, 3-point 316L padlocking handle. | from vendor up to 10 business days | 3967 | 4062
N412423612SSAC | Wiegmann Ultimate series enclosure, NEMA 4/4X/12/13, 42 x 36 x 12in (HxWxD), wall mount, 316L stainless steel, No. 3 intermediate polished finish, single-door, 1/4-turn semi-flush oil-tight latch. | from vendor up to 10 business days | 3778 | 3868
N412423612SSC | Wiegmann Ultimate series enclosure, NEMA 4/4X/12/13, 42 x 36 x 12in (HxWxD), wall mount, 304 stainless steel, No. 3 intermediate polished finish, single-door, 1/4-turn semi-flush oil-tight latch. | from vendor up to 0 business day | 1916 | 1962
N412423812CD | Wiegmann Ultimate series disconnect enclosure, NEMA 4/12/13, right flange, 42 x 38 x 12in (HxWxD), wall mount, carbon steel, ANSI 61 gray, powder coat finish, single-door, 3-point padlocking handle, purchase subpanel separately. | Stock | 1060 | 1085
N412423812CDSS | Wiegmann Ultimate series disconnect enclosure, NEMA 4/4X/12/13, right flange, 42 x 38 x 12in (HxWxD), wall mount, 304 stainless steel, No. 3 intermediate polished finish, single-door, 3-point padlocking handle, purchase subpanel separately. | from vendor up to 10 business days | 3093 | 3167
N412423812CDSSA | Wiegmann Ultimate series disconnect enclosure, NEMA 4/4X/12/13, right flange, 42 x 38 x 12in (HxWxD), wall mount, 316L stainless steel, No. 3 intermediate polished finish, single-door, 3-point padlocking handle, purchase subpanel separately. | from vendor up to 10 business days | 4052 | 4149
N412482410C | Wiegmann Ultimate series enclosure, NEMA 4/12/13, 48 x 24 x 10in (HxWxD), wall mount, carbon steel, ANSI 61 gray, powder coat finish, single-door, 1/4-turn semi-flush oil-tight latch. | from vendor up to 0 business day | 567 | 581
N412482410CLG | Wiegmann Ultimate series enclosure, NEMA 4/12/13, 48 x 24 x 10in (HxWxD), wall mount, carbon steel, RAL 7035 light gray, powder coat finish, single-door, 1/4-turn semi-flush oil-tight latch. | from vendor up to 0 business day | 567 | 581
N4124824123PTC | Wiegmann Ultimate series enclosure, NEMA 4/12/13, 48 x 24 x 12in (HxWxD), wall mount, carbon steel, ANSI 61 gray, powder coat finish, single-door, 3-point keylocking/padlocking combo handle. | from vendor up to 0 business day | 728 | 745
N412482412C | Wiegmann Ultimate series enclosure, NEMA 4/12/13, 48 x 24 x 12in (HxWxD), wall mount, carbon steel, ANSI 61 gray, powder coat finish, single-door, 1/4-turn semi-flush oil-tight latch. | from vendor up to 0 business day | 591 | 605
N412482412CLG | Wiegmann Ultimate series enclosure, NEMA 4/12/13, 48 x 24 x 12in (HxWxD), wall mount, carbon steel, RAL 7035 light gray, powder coat finish, single-door, 1/4-turn semi-flush oil-tight latch. | from vendor up to 0 business day | 591 | 605
N412483610C | Wiegmann Ultimate series enclosure, NEMA 4/12/13, 48 x 36 x 10in (HxWxD), wall mount, carbon steel, ANSI 61 gray, powder coat finish, single-door, 1/4-turn semi-flush oil-tight latch. | from vendor up to 0 business day | 693 | 710
N412483610CLG | Wiegmann Ultimate series enclosure, NEMA 4/12/13, 48 x 36 x 10in (HxWxD), wall mount, carbon steel, RAL 7035 light gray, powder coat finish, single-door, 1/4-turn semi-flush oil-tight latch. | from vendor up to 0 business day | 693 | 710
N412483610CST | Wiegmann Ultimate series enclosure, slope top, NEMA 4/12/13, 48 x 36 x 10in (HxWxD), wall mount, carbon steel, ANSI 61 gray, powder coat finish, single-door, 1/4-turn semi-flush oil-tight latch. | from vendor up to 15 business days | 870 | 891
N412483610SSAC | Wiegmann Ultimate series enclosure, NEMA 4/4X/12/13, 48 x 36 x 10in (HxWxD), wall mount, 316L stainless steel, No. 3 intermediate polished finish, single-door, 1/4-turn semi-flush oil-tight latch. | from vendor up to 10 business days | 3444 | 3527
N412483610SSC | Wiegmann Ultimate series enclosure, NEMA 4/4X/12/13, 48 x 36 x 10in (HxWxD), wall mount, 304 stainless steel, No. 3 intermediate polished finish, single-door, 1/4-turn semi-flush oil-tight latch. | from vendor up to 10 business days | 2223 | 2276
N4124836123PTC | Wiegmann Ultimate series enclosure, NEMA 4/12/13, 48 x 36 x 12in (HxWxD), wall mount, carbon steel, ANSI 61 gray, powder coat finish, single-door, 3-point keylocking/padlocking combo handle. | from vendor up to 0 business day | 871 | 892
N412483612C | Wiegmann Ultimate series enclosure, NEMA 4/12/13, 48 x 36 x 12in (HxWxD), wall mount, carbon steel, ANSI 61 gray, powder coat finish, single-door, 1/4-turn semi-flush oil-tight latch. | from vendor up to 0 business day | 722 | 740
N412483612CLG | Wiegmann Ultimate series enclosure, NEMA 4/12/13, 48 x 36 x 12in (HxWxD), wall mount, carbon steel, RAL 7035 light gray, powder coat finish, single-door, 1/4-turn semi-flush oil-tight latch. | from vendor up to 0 business day | 722 | 740
N412483612CST | Wiegmann Ultimate series enclosure, slope top, NEMA 4/12/13, 48 x 36 x 12in (HxWxD), wall mount, carbon steel, ANSI 61 gray, powder coat finish, single-door, 1/4-turn semi-flush oil-tight latch. | from vendor up to 0 business day | 907 | 929
N412483612SS3PTC | Wiegmann Ultimate series enclosure, NEMA 4X/12/13, 48 x 36 x 12in (HxWxD), wall mount, 304 stainless steel, No. 3 intermediate polished finish, single-door, 3-point 316L padlocking handle. | from vendor up to 10 business days | 2717 | 2782
N412483612SSA3PTC | Wiegmann Ultimate series enclosure, NEMA 4X/12/13, 48 x 36 x 12in (HxWxD), wall mount, 316L stainless steel, No. 3 intermediate polished finish, single-door, 3-point 316L padlocking handle. | from vendor up to 10 business days | 3834 | 3926
N412483612SSAC | Wiegmann Ultimate series enclosure, NEMA 4/4X/12/13, 48 x 36 x 12in (HxWxD), wall mount, 316L stainless steel, No. 3 intermediate polished finish, single-door, 1/4-turn semi-flush oil-tight latch. | from vendor up to 10 business days | 4161 | 4261
N412483612SSC | Wiegmann Ultimate series enclosure, NEMA 4/4X/12/13, 48 x 36 x 12in (HxWxD), wall mount, 304 stainless steel, No. 3 intermediate polished finish, single-door, 1/4-turn semi-flush oil-tight latch. | from vendor up to 0 business day | 2107 | 2157
N4124836163PTC | Wiegmann Ultimate series enclosure, NEMA 4/12/13, 48 x 36 x 16in (HxWxD), wall mount, carbon steel, ANSI 61 gray, powder coat finish, single-door, 3-point keylocking/padlocking combo handle. | from vendor up to 0 business day | 947 | 970
N412483616C | Wiegmann Ultimate series enclosure, NEMA 4/12/13, 48 x 36 x 16in (HxWxD), wall mount, carbon steel, ANSI 61 gray, powder coat finish, single-door, 1/4-turn semi-flush oil-tight latch. | from vendor up to 0 business day | 791 | 810
N412483616CLG | Wiegmann Ultimate series enclosure, NEMA 4/12/13, 48 x 36 x 16in (HxWxD), wall mount, carbon steel, RAL 7035 light gray, powder coat finish, single-door, 1/4-turn semi-flush oil-tight latch. | from vendor up to 0 business day | 791 | 810
N412483616CSSST | Wiegmann Ultimate series enclosure, slope top, NEMA 4/4X/12/13, 48 x 36 x 16in (HxWxD), wall mount, 304 stainless steel, No. 3 intermediate polished finish, single-door, 1/4-turn semi-flush oil-tight latch. | from vendor up to 0 business day | 3794 | 3885
N412483616CST | Wiegmann Ultimate series enclosure, slope top, NEMA 4/12/13, 48 x 36 x 16in (HxWxD), wall mount, carbon steel, ANSI 61 gray, powder coat finish, single-door, 1/4-turn semi-flush oil-tight latch. | from vendor up to 0 business day | 996 | 1020
N412483812CD | Wiegmann Ultimate series disconnect enclosure, NEMA 4/12/13, right flange, 48 x 38 x 12in (HxWxD), wall mount, carbon steel, ANSI 61 gray, powder coat finish, single-door, 3-point padlocking handle, purchase subpanel separately. | Stock | 1144 | 1172
N412483812CDSS | Wiegmann Ultimate series disconnect enclosure, NEMA 4/4X/12/13, right flange, 48 x 38 x 12in (HxWxD), wall mount, 304 stainless steel, No. 3 intermediate polished finish, single-door, 3-point padlocking handle, purchase subpanel separately. | from vendor up to 10 business days | 3336 | 3416
N412483812CDSSA | Wiegmann Ultimate series disconnect enclosure, NEMA 4/4X/12/13, right flange, 48 x 38 x 12in (HxWxD), wall mount, 316L stainless steel, No. 3 intermediate polished finish, single-door, 3-point padlocking handle, purchase subpanel separately. | from vendor up to 10 business days | 3851 | 3944
N412483812CSTD | Wiegmann Ultimate series disconnect enclosure, slope top, NEMA 4/12/13, right flange, 48 x 38 x 12in (HxWxD), wall mount, carbon steel, ANSI 61 gray, powder coat finish, single-door, 3-point padlocking handle, purchase subpanel separately. | from vendor up to 10 business days | 1275 | 1306
N412483816CSSSTD | Wiegmann Ultimate series disconnect enclosure, slope top, NEMA 4/4X/12/13, right flange, 48 x 38 x 16in (HxWxD), wall mount, 304 stainless steel, No. 3 intermediate polished finish, single-door, 3-point padlocking handle, purchase subpanel separately. | from vendor up to 10 business days | 4933 | 5051
N412603610C | Wiegmann Ultimate series enclosure, NEMA 4/12/13, 60 x 36 x 10in (HxWxD), wall mount, carbon steel, ANSI 61 gray, powder coat finish, single-door, 1/4-turn semi-flush oil-tight latch. | from vendor up to 0 business day | 807 | 826
N412603610CLG | Wiegmann Ultimate series enclosure, NEMA 4/12/13, 60 x 36 x 10in (HxWxD), wall mount, carbon steel, RAL 7035 light gray, powder coat finish, single-door, 1/4-turn semi-flush oil-tight latch. | from vendor up to 0 business day | 807 | 826
N412603610SSAC | Wiegmann Ultimate series enclosure, NEMA 4/4X/12/13, 60 x 36 x 10in (HxWxD), wall mount, 316L stainless steel, No. 3 intermediate polished finish, single-door, 1/4-turn semi-flush oil-tight latch. | from vendor up to 15 business days | 3899 | 3992
N412603610SSC | Wiegmann Ultimate series enclosure, NEMA 4/4X/12/13, 60 x 36 x 10in (HxWxD), wall mount, 304 stainless steel, No. 3 intermediate polished finish, single-door, 1/4-turn semi-flush oil-tight latch. | from vendor up to 15 business days | 2516 | 2577
N4126036123PTC | Wiegmann Ultimate series enclosure, NEMA 4/12/13, 60 x 36 x 12in (HxWxD), wall mount, carbon steel, ANSI 61 gray, powder coat finish, single-door, 3-point keylocking/padlocking combo handle. | from vendor up to 0 business day | 1001 | 1025
N412603612C | Wiegmann Ultimate series enclosure, NEMA 4/12/13, 60 x 36 x 12in (HxWxD), wall mount, carbon steel, ANSI 61 gray, powder coat finish, single-door, 1/4-turn semi-flush oil-tight latch. | from vendor up to 0 business day | 841 | 861
N412603612CLG | Wiegmann Ultimate series enclosure, NEMA 4/12/13, 60 x 36 x 12in (HxWxD), wall mount, carbon steel, RAL 7035 light gray, powder coat finish, single-door, 1/4-turn semi-flush oil-tight latch. | from vendor up to 0 business day | 863 | 883
N412603612CST | Wiegmann Ultimate series enclosure, slope top, NEMA 4/12/13, 60 x 36 x 12in (HxWxD), wall mount, carbon steel, ANSI 61 gray, powder coat finish, single-door, 1/4-turn semi-flush oil-tight latch. | from vendor up to 0 business day | 1059 | 1084
N412603612SS3PTC | Wiegmann Ultimate series enclosure, NEMA 4X/12/13, 60 x 36 x 12in (HxWxD), wall mount, 304 stainless steel, No. 3 intermediate polished finish, single-door, 3-point 316L padlocking handle. | from vendor up to 15 business days | 3053 | 3126
N412603612SSA3PTC | Wiegmann Ultimate series enclosure, NEMA 4X/12/13, 60 x 36 x 12in (HxWxD), wall mount, 316L stainless steel, No. 3 intermediate polished finish, single-door, 3-point 316L padlocking handle. | from vendor up to 15 business days | 5100 | 5222
N412603612SSAC | Wiegmann Ultimate series enclosure, NEMA 4/4X/12/13, 60 x 36 x 12in (HxWxD), wall mount, 316L stainless steel, No. 3 intermediate polished finish, single-door, 1/4-turn semi-flush oil-tight latch. | from vendor up to 15 business days | 4911 | 5029
N412603612SSC | Wiegmann Ultimate series enclosure, NEMA 4/4X/12/13, 60 x 36 x 12in (HxWxD), wall mount, 304 stainless steel, No. 3 intermediate polished finish, single-door, 1/4-turn semi-flush oil-tight latch. | from vendor up to 0 business day | 2706 | 2771
N412603616CSSST | Wiegmann Ultimate series enclosure, slope top, NEMA 4/4X/12/13, 60 x 36 x 16in (HxWxD), wall mount, 304 stainless steel, No. 3 intermediate polished finish, single-door, 1/4-turn semi-flush oil-tight latch. | from vendor up to 15 business days | 4675 | 4787
N412603812CD | Wiegmann Ultimate series disconnect enclosure, NEMA 4/12/13, right flange, 60 x 38 x 12in (HxWxD), wall mount, carbon steel, ANSI 61 gray, powder coat finish, single-door, 3-point padlocking handle, purchase subpanel separately. | from vendor up to 0 business day | 1311 | 1343
N412603812CDSS | Wiegmann Ultimate series disconnect enclosure, NEMA 4/4X/12/13, right flange, 60 x 38 x 12in (HxWxD), wall mount, 304 stainless steel, No. 3 intermediate polished finish, single-door, 3-point padlocking handle, purchase subpanel separately. | from vendor up to 15 business days | 3922 | 4016
N412603812CDSSA | Wiegmann Ultimate series disconnect enclosure, NEMA 4/4X/12/13, right flange, 60 x 38 x 12in (HxWxD), wall mount, 316L stainless steel, No. 3 intermediate polished finish, single-door, 3-point padlocking handle, purchase subpanel separately. | from vendor up to 15 business days | 4528 | 4637
N412603812CSTD | Wiegmann Ultimate series disconnect enclosure, slope top, NEMA 4/12/13, right flange, 60 x 38 x 12in (HxWxD), wall mount, carbon steel, ANSI 61 gray, powder coat finish, single-door, 3-point padlocking handle, purchase subpanel separately. | from vendor up to 15 business days | 1461 | 1496
N412603816CSSSTD | Wiegmann Ultimate series disconnect enclosure, slope top, NEMA 4/4X/12/13, right flange, 60 x 38 x 16in (HxWxD), wall mount, 304 stainless steel, No. 3 intermediate polished finish, single-door, 3-point padlocking handle, purchase subpanel separately. | from vendor up to 10 business days | 6278 | 6429
N412D243608C | Wiegmann Ultimate series enclosure, NEMA 3R/4/12/13, 24 x 36 x 8in (HxWxD), wall mount, carbon steel, ANSI 61 gray, powder coat finish, 2-door, 3-point keylocking/padlocking combo handle. | from vendor up to 15 business days | 1962 | 2009
N412D243608SSC | Wiegmann Ultimate series enclosure, NEMA 3R/4/4X/12/13, 24 x 36 x 8in (HxWxD), wall mount, 304 stainless steel, No. 3 intermediate polished finish, 2-door, 3-point keylocking/padlocking combo handle. | from vendor up to 15 business days | 2723 | 2788
N412D244208C | Wiegmann Ultimate series enclosure, NEMA 3R/4/12/13, 24 x 42 x 8in (HxWxD), wall mount, carbon steel, ANSI 61 gray, powder coat finish, 2-door, 3-point keylocking/padlocking combo handle. | from vendor up to 15 business days | 2045 | 2094
N412D244208SSC | Wiegmann Ultimate series enclosure, NEMA 3R/4/4X/12/13, 24 x 42 x 8in (HxWxD), wall mount, 304 stainless steel, No. 3 intermediate polished finish, 2-door, 3-point keylocking/padlocking combo handle. | from vendor up to 15 business days | 3141 | 3217
N412D244808C | Wiegmann Ultimate series enclosure, NEMA 3R/4/12/13, 24 x 48 x 8in (HxWxD), wall mount, carbon steel, ANSI 61 gray, powder coat finish, 2-door, 3-point keylocking/padlocking combo handle. | from vendor up to 15 business days | 2216 | 2269
N412D244808SSC | Wiegmann Ultimate series enclosure, NEMA 3R/4/4X/12/13, 24 x 48 x 8in (HxWxD), wall mount, 304 stainless steel, No. 3 intermediate polished finish, 2-door, 3-point keylocking/padlocking combo handle. | from vendor up to 15 business days | 3193 | 3270
N412D304210C | Wiegmann Ultimate series enclosure, NEMA 3R/4/12/13, 30 x 42 x 10in (HxWxD), wall mount, carbon steel, ANSI 61 gray, powder coat finish, 2-door, 3-point keylocking/padlocking combo handle. | from vendor up to 15 business days | 2287 | 2342
N412D304210SSC | Wiegmann Ultimate series enclosure, NEMA 3R/4/4X/12/13, 30 x 42 x 10in (HxWxD), wall mount, 304 stainless steel, No. 3 intermediate polished finish, 2-door, 3-point keylocking/padlocking combo handle. | from vendor up to 15 business days | 2884 | 2953
N412D304810C | Wiegmann Ultimate series enclosure, NEMA 3R/4/12/13, 30 x 48 x 10in (HxWxD), wall mount, carbon steel, ANSI 61 gray, powder coat finish, 2-door, 3-point keylocking/padlocking combo handle. | from vendor up to 15 business days | 2329 | 2385
N412D304810SSC | Wiegmann Ultimate series enclosure, NEMA 3R/4/4X/12/13, 30 x 48 x 10in (HxWxD), wall mount, 304 stainless steel, No. 3 intermediate polished finish, 2-door, 3-point keylocking/padlocking combo handle. | from vendor up to 15 business days | 3337 | 3417
N412D306010C | Wiegmann Ultimate series enclosure, NEMA 3R/4/12/13, 30 x 60 x 10in (HxWxD), wall mount, carbon steel, ANSI 61 gray, powder coat finish, 2-door, 3-point keylocking/padlocking combo handle. | from vendor up to 15 business days | 2413 | 2471
N412D306010SSC | Wiegmann Ultimate series enclosure, NEMA 3R/4/4X/12/13, 30 x 60 x 10in (HxWxD), wall mount, 304 stainless steel, No. 3 intermediate polished finish, 2-door, 3-point keylocking/padlocking combo handle. | from vendor up to 15 business days | 3466 | 3549
N412D364212C | Wiegmann Ultimate series enclosure, NEMA 3R/4/12/13, 36 x 42 x 12in (HxWxD), wall mount, carbon steel, ANSI 61 gray, powder coat finish, 2-door, 3-point keylocking/padlocking combo handle. | from vendor up to 15 business days | 2392 | 2449
N412D364212SSC | Wiegmann Ultimate series enclosure, NEMA 3R/4/4X/12/13, 36 x 42 x 12in (HxWxD), wall mount, 304 stainless steel, No. 3 intermediate polished finish, 2-door, 3-point keylocking/padlocking combo handle. | from vendor up to 15 business days | 3032 | 3105
N412D364812C | Wiegmann Ultimate series enclosure, NEMA 3R/4/12/13, 36 x 48 x 12in (HxWxD), wall mount, carbon steel, ANSI 61 gray, powder coat finish, 2-door, 3-point keylocking/padlocking combo handle. | from vendor up to 15 business days | 2517 | 2578
N412D364812SSC | Wiegmann Ultimate series enclosure, NEMA 3R/4/4X/12/13, 36 x 48 x 12in (HxWxD), wall mount, 304 stainless steel, No. 3 intermediate polished finish, 2-door, 3-point keylocking/padlocking combo handle. | from vendor up to 15 business days | 3517 | 3601
N412D366012C | Wiegmann Ultimate series enclosure, NEMA 3R/4/12/13, 36 x 60 x 12in (HxWxD), wall mount, carbon steel, ANSI 61 gray, powder coat finish, 2-door, 3-point keylocking/padlocking combo handle. | from vendor up to 15 business days | 2605 | 2667
N412D366012SSC | Wiegmann Ultimate series enclosure, NEMA 3R/4/4X/12/13, 36 x 60 x 12in (HxWxD), wall mount, 304 stainless steel, No. 3 intermediate polished finish, 2-door, 3-point keylocking/padlocking combo handle. | from vendor up to 15 business days | 3235 | 3313
N412D424212C | Wiegmann Ultimate series enclosure, NEMA 3R/4/12/13, 42 x 42 x 12in (HxWxD), wall mount, carbon steel, ANSI 61 gray, powder coat finish, 2-door, 3-point keylocking/padlocking combo handle. | from vendor up to 15 business days | 2742 | 2807
N412D424212SSC | Wiegmann Ultimate series enclosure, NEMA 3R/4/4X/12/13, 42 x 42 x 12in (HxWxD), wall mount, 304 stainless steel, No. 3 intermediate polished finish, 2-door, 3-point keylocking/padlocking combo handle. | from vendor up to 15 business days | 3135 | 3210
N412D424812C | Wiegmann Ultimate series enclosure, NEMA 3R/4/12/13, 42 x 48 x 12in (HxWxD), wall mount, carbon steel, ANSI 61 gray, powder coat finish, 2-door, 3-point keylocking/padlocking combo handle. | from vendor up to 15 business days | 2813 | 2880
N412D424812SSC | Wiegmann Ultimate series enclosure, NEMA 3R/4/4X/12/13, 42 x 48 x 12in (HxWxD), wall mount, 304 stainless steel, No. 3 intermediate polished finish, 2-door, 3-point keylocking/padlocking combo handle. | from vendor up to 15 business days | 3741 | 3831
N412D426012C | Wiegmann Ultimate series enclosure, NEMA 3R/4/12/13, 42 x 60 x 12in (HxWxD), wall mount, carbon steel, ANSI 61 gray, powder coat finish, 2-door, 3-point keylocking/padlocking combo handle. | from vendor up to 15 business days | 2906 | 2975
N412D426012SSC | Wiegmann Ultimate series enclosure, NEMA 3R/4/4X/12/13, 42 x 60 x 12in (HxWxD), wall mount, 304 stainless steel, No. 3 intermediate polished finish, 2-door, 3-point keylocking/padlocking combo handle. | from vendor up to 15 business days | 3929 | 4023
N412D484812C | Wiegmann Ultimate series enclosure, NEMA 3R/4/12/13, 48 x 48 x 12in (HxWxD), wall mount, carbon steel, ANSI 61 gray, powder coat finish, 2-door, 3-point keylocking/padlocking combo handle. | from vendor up to 15 business days | 2860 | 2929
N412D484812SSC | Wiegmann Ultimate series enclosure, NEMA 3R/4/4X/12/13, 48 x 48 x 12in (HxWxD), wall mount, 304 stainless steel, No. 3 intermediate polished finish, 2-door, 3-point keylocking/padlocking combo handle. | from vendor up to 15 business days | 3398 | 3479
N412MFK | Wiegmann mounting feet kit, carbon steel, plated finish. For use with N412 Ultimate series enclosures. Includes (4) mounting feet, mounting hardware and sealing washers. | from vendor up to 0 business day | 23.5 | 24
N412MFKSS | Wiegmann mounting feet kit, 304 stainless steel. For use with N412 Ultimate series enclosures. Includes (4) mounting feet, mounting hardware and sealing washers. | Stock | 68 | 70
N4161206 | Wiegmann enclosure, NEMA 4/12/13, 16 x 12 x 6in (HxWxD), wall mount, carbon steel, ANSI 61 gray, powder coat finish, single-door, (4) stainless steel clamps, padlock hasp and staple. | from vendor up to 0 business day | 403 | 413
N4161208 | Wiegmann enclosure, NEMA 4/12/13, 16 x 12 x 8in (HxWxD), wall mount, carbon steel, ANSI 61 gray, powder coat finish, single-door, (4) stainless steel clamps, padlock hasp and staple. | from vendor up to 0 business day | 423 | 433
N4161606 | Wiegmann enclosure, NEMA 4/12/13, 16 x 16 x 6in (HxWxD), wall mount, carbon steel, ANSI 61 gray, powder coat finish, single-door, (4) stainless steel clamps, padlock hasp and staple. | Stock | 434 | 444
N4162006 | Wiegmann enclosure, NEMA 4/12/13, 16 x 20 x 6in (HxWxD), wall mount, carbon steel, ANSI 61 gray, powder coat finish, single-door, (4) stainless steel clamps, padlock hasp and staple. | from vendor up to 0 business day | 478 | 490
N4201606 | Wiegmann enclosure, NEMA 4/12/13, 20 x 16 x 6in (HxWxD), wall mount, carbon steel, ANSI 61 gray, powder coat finish, single-door, (4) stainless steel clamps, padlock hasp and staple. | from vendor up to 0 business day | 465 | 476
N4201608 | Wiegmann enclosure, NEMA 4/12/13, 20 x 16 x 8in (HxWxD), wall mount, carbon steel, ANSI 61 gray, powder coat finish, single-door, (4) stainless steel clamps, padlock hasp and staple. | from vendor up to 0 business day | 491 | 502
N4201610 | Wiegmann enclosure, NEMA 4/12/13, 20 x 16 x 10in (HxWxD), wall mount, carbon steel, ANSI 61 gray, powder coat finish, single-door, (4) stainless steel clamps, padlock hasp and staple. | Stock | 516 | 528
N4202006 | Wiegmann enclosure, NEMA 4/12/13, 20 x 20 x 6in (HxWxD), wall mount, carbon steel, ANSI 61 gray, powder coat finish, single-door, (4) stainless steel clamps, padlock hasp and staple. | from vendor up to 0 business day | 502 | 514
N4202008 | Wiegmann enclosure, NEMA 4/12/13, 20 x 20 x 8in (HxWxD), wall mount, carbon steel, ANSI 61 gray, powder coat finish, single-door, (4) stainless steel clamps, padlock hasp and staple. | Stock | 530 | 543
N4202408 | Wiegmann enclosure, NEMA 4/12/13, 20 x 24 x 8in (HxWxD), wall mount, carbon steel, ANSI 61 gray, powder coat finish, single-door, (6) stainless steel clamps, padlock hasp and staple. | Stock | 586 | 600
N4241206 | Wiegmann enclosure, NEMA 4/12/13, 24 x 12 x 6in (HxWxD), wall mount, carbon steel, ANSI 61 gray, powder coat finish, single-door, (5) stainless steel clamps, padlock hasp and staple. | Stock | 467 | 478
N4241606 | Wiegmann enclosure, NEMA 4/12/13, 24 x 16 x 6in (HxWxD), wall mount, carbon steel, ANSI 61 gray, powder coat finish, single-door, (5) stainless steel clamps, padlock hasp and staple. | from vendor up to 0 business day | 510 | 523
N4242006 | Wiegmann enclosure, NEMA 4/12/13, 24 x 20 x 6in (HxWxD), wall mount, carbon steel, ANSI 61 gray, powder coat finish, single-door, (5) stainless steel clamps, padlock hasp and staple. | from vendor up to 0 business day | 554 | 567
N4242008 | Wiegmann enclosure, NEMA 4/12/13, 24 x 20 x 8in (HxWxD), wall mount, carbon steel, ANSI 61 gray, powder coat finish, single-door, (5) stainless steel clamps, padlock hasp and staple. | from vendor up to 0 business day | 569 | 583
N4242010 | Wiegmann enclosure, NEMA 4/12/13, 24 x 20 x 10in (HxWxD), wall mount, carbon steel, ANSI 61 gray, powder coat finish, single-door, (5) stainless steel clamps, padlock hasp and staple. | Stock | 601 | 615
N4242406 | Wiegmann enclosure, NEMA 4/12/13, 24 x 24 x 6in (HxWxD), wall mount, carbon steel, ANSI 61 gray, powder coat finish, single-door, (7) stainless steel clamps, padlock hasp and staple. | from vendor up to 0 business day | 598 | 612
N4242408 | Wiegmann enclosure, NEMA 4/12/13, 24 x 24 x 8in (HxWxD), wall mount, carbon steel, ANSI 61 gray, powder coat finish, single-door, (7) stainless steel clamps, padlock hasp and staple. | from vendor up to 0 business day | 615 | 629
N4243008 | Wiegmann enclosure, NEMA 4/12/13, 24 x 30 x 8in (HxWxD), wall mount, carbon steel, ANSI 61 gray, powder coat finish, single-door, (7) stainless steel clamps, padlock hasp and staple. | from vendor up to 0 business day | 702 | 719
N4302006 | Wiegmann enclosure, NEMA 4/12/13, 30 x 20 x 6in (HxWxD), wall mount, carbon steel, ANSI 61 gray, powder coat finish, single-door, (5) stainless steel clamps, padlock hasp and staple. | from vendor up to 0 business day | 610 | 625
N4302008 | Wiegmann enclosure, NEMA 4/12/13, 30 x 20 x 8in (HxWxD), wall mount, carbon steel, ANSI 61 gray, powder coat finish, single-door, (5) stainless steel clamps, padlock hasp and staple. | Stock | 647 | 662
N4302406 | Wiegmann enclosure, NEMA 4/12/13, 30 x 24 x 6in (HxWxD), wall mount, carbon steel, ANSI 61 gray, powder coat finish, single-door, (7) stainless steel clamps, padlock hasp and staple. | from vendor up to 0 business day | 663 | 679
N4302408 | Wiegmann enclosure, NEMA 4/12/13, 30 x 24 x 8in (HxWxD), wall mount, carbon steel, ANSI 61 gray, powder coat finish, single-door, (7) stainless steel clamps, padlock hasp and staple. | from vendor up to 0 business day | 682 | 699
N4302410 | Wiegmann enclosure, NEMA 4/12/13, 30 x 24 x 10in (HxWxD), wall mount, carbon steel, ANSI 61 gray, powder coat finish, single-door, (7) stainless steel clamps, padlock hasp and staple. | from vendor up to 0 business day | 720 | 738
N4302412 | Wiegmann enclosure, NEMA 4/12/13, 30 x 24 x 12in (HxWxD), wall mount, carbon steel, ANSI 61 gray, powder coat finish, single-door, (7) stainless steel clamps, padlock hasp and staple. | Stock | 759 | 777
N4303008 | Wiegmann enclosure, NEMA 4/12/13, 30 x 30 x 8in (HxWxD), wall mount, carbon steel, ANSI 61 gray, powder coat finish, single-door, (7) stainless steel clamps, padlock hasp and staple. | Stock | 763 | 781
N4362406 | Wiegmann enclosure, NEMA 4/12/13, 36 x 24 x 6in (HxWxD), wall mount, carbon steel, ANSI 61 gray, powder coat finish, single-door, (7) stainless steel clamps, padlock hasp and staple. | from vendor up to 0 business day | 747 | 765
N4362408 | Wiegmann enclosure, NEMA 4/12/13, 36 x 24 x 8in (HxWxD), wall mount, carbon steel, ANSI 61 gray, powder coat finish, single-door, (7) stainless steel clamps, padlock hasp and staple. | from vendor up to 0 business day | 750 | 768
N4363008 | Wiegmann enclosure, NEMA 4/12/13, 36 x 30 x 8in (HxWxD), wall mount, carbon steel, ANSI 61 gray, powder coat finish, single-door, (7) stainless steel clamps, padlock hasp and staple. | Stock | 843 | 863
N4363010 | Wiegmann enclosure, NEMA 4/12/13, 36 x 30 x 10in (HxWxD), wall mount, carbon steel, ANSI 61 gray, powder coat finish, single-door, (7) stainless steel clamps, padlock hasp and staple. | from vendor up to 0 business day | 890 | 911
N4363012 | Wiegmann enclosure, NEMA 4/12/13, 36 x 30 x 12in (HxWxD), wall mount, carbon steel, ANSI 61 gray, powder coat finish, single-door, (7) stainless steel clamps, padlock hasp and staple. | Stock | 937 | 959
N4363016 | Wiegmann enclosure, NEMA 4/12/13, 36 x 30 x 16in (HxWxD), wall mount, carbon steel, ANSI 61 gray, powder coat finish, single-door, (7) stainless steel clamps, padlock hasp and staple. | from vendor up to 0 business day | 1059 | 1084
N4423008 | Wiegmann enclosure, NEMA 4/12/13, 42 x 30 x 8in (HxWxD), wall mount, carbon steel, ANSI 61 gray, powder coat finish, single-door, (8) stainless steel clamps, padlock hasp and staple. | from vendor up to 0 business day | 951 | 973
N4423608 | Wiegmann enclosure, NEMA 4/12/13, 42 x 36 x 8in (HxWxD), wall mount, carbon steel, ANSI 61 gray, powder coat finish, single-door, (10) stainless steel clamps, padlock hasp and staple. | from vendor up to 0 business day | 1059 | 1085
N4483010 | Wiegmann enclosure, NEMA 4/12/13, 48 x 30 x 10in (HxWxD), wall mount, carbon steel, ANSI 61 gray, powder coat finish, single-door, (8) stainless steel clamps, padlock hasp and staple. | from vendor up to 0 business day | 1090 | 1117
N4483608 | Wiegmann enclosure, NEMA 4/12/13, 48 x 36 x 8in (HxWxD), wall mount, carbon steel, ANSI 61 gray, powder coat finish, single-door, (10) stainless steel clamps, padlock hasp and staple. | from vendor up to 0 business day | 1156 | 1183
N4483610 | Wiegmann enclosure, NEMA 4/12/13, 48 x 36 x 10in (HxWxD), wall mount, carbon steel, ANSI 61 gray, powder coat finish, single-door, (10) stainless steel clamps, padlock hasp and staple. | from vendor up to 0 business day | 1216 | 1246
N4483612 | Wiegmann enclosure, NEMA 4/12/13, 48 x 36 x 12in (HxWxD), wall mount, carbon steel, ANSI 61 gray, powder coat finish, single-door, (10) stainless steel clamps, padlock hasp and staple. | from vendor up to 0 business day | 1243 | 1273
N4483616 | Wiegmann enclosure, NEMA 4/12/13, 48 x 36 x 16in (HxWxD), wall mount, carbon steel, ANSI 61 gray, powder coat finish, single-door, (10) stainless steel clamps, padlock hasp and staple. | from vendor up to 0 business day | 1362 | 1395
N4603608 | Wiegmann enclosure, NEMA 4/12/13, 60 x 36 x 8in (HxWxD), wall mount, carbon steel, ANSI 61 gray, powder coat finish, single-door, (11) stainless steel clamps, padlock hasp and staple. | from vendor up to 0 business day | 1349 | 1381
N4603610 | Wiegmann enclosure, NEMA 4/12/13, 60 x 36 x 10in (HxWxD), wall mount, carbon steel, ANSI 61 gray, powder coat finish, single-door, (11) stainless steel clamps, padlock hasp and staple. | from vendor up to 0 business day | 1457 | 1492
N4603616 | Wiegmann enclosure, NEMA 4/12/13, 60 x 36 x 16in (HxWxD), wall mount, carbon steel, ANSI 61 gray, powder coat finish, single-door, (11) stainless steel clamps, padlock hasp and staple. | from vendor up to 0 business day | 1585 | 1623
N4D624810 | Wiegmann enclosure, NEMA 3/4/12, 62 x 48 x 10in (HxWxD), floor mount, carbon steel, ANSI 61 gray, powder coat finish, 2-door, (18) stainless steel clamps, padlock hasp and staple. | from vendor up to 0 business day | 2913 | 2983
N4D6248103PT | Wiegmann enclosure, NEMA 3/4/12, 62 x 48 x 10in (HxWxD), floor mount, carbon steel, ANSI 61 gray, powder coat finish, 2-door, 3-point keylocking/padlocking combo handle. | from vendor up to 0 business day | 2913 | 2983
N4D626012 | Wiegmann enclosure, NEMA 3/4/12, 62 x 60 x 12in (HxWxD), floor mount, carbon steel, ANSI 61 gray, powder coat finish, 2-door, (22) stainless steel clamps, padlock hasp and staple. | from vendor up to 0 business day | 3283 | 3362
N4D6260123PT | Wiegmann enclosure, NEMA 3/4/12, 62 x 60 x 12in (HxWxD), floor mount, carbon steel, ANSI 61 gray, powder coat finish, 2-door, 3-point keylocking/padlocking combo handle. | from vendor up to 15 business days | 3369 | 3449
N4D746012 | Wiegmann enclosure, NEMA 3/4/12, 74 x 60 x 12in (HxWxD), floor mount, carbon steel, ANSI 61 gray, powder coat finish, 2-door, (24) stainless steel clamps, padlock hasp and staple. | from vendor up to 15 business days | 3738 | 3828
N4D7460123PT | Wiegmann enclosure, NEMA 3/4/12, 74 x 60 x 12in (HxWxD), floor mount, carbon steel, ANSI 61 gray, powder coat finish, 2-door, 3-point keylocking/padlocking combo handle. | from vendor up to 0 business day | 3738 | 3828
N4D747212 | Wiegmann enclosure, NEMA 3/4/12, 74 x 72 x 12in (HxWxD), floor mount, carbon steel, ANSI 61 gray, powder coat finish, 2-door, (24) stainless steel clamps, padlock hasp and staple. | from vendor up to 15 business days | 4165 | 4265
N4D7472123PT | Wiegmann enclosure, NEMA 3/4/12, 74 x 72 x 12in (HxWxD), floor mount, carbon steel, ANSI 61 gray, powder coat finish, 2-door, 3-point keylocking/padlocking combo handle. | from vendor up to 0 business day | 4165 | 4265
N4D747224 | Wiegmann enclosure, NEMA 3/4/12, 74 x 72 x 24in (HxWxD), floor mount, carbon steel, ANSI 61 gray, powder coat finish, 2-door, (24) stainless steel clamps, padlock hasp and staple. | from vendor up to 15 business days | 4888 | 5005
N4D7472243PT | Wiegmann enclosure, NEMA 3/4/12, 74 x 72 x 24in (HxWxD), floor mount, carbon steel, ANSI 61 gray, powder coat finish, 2-door, 3-point keylocking/padlocking combo handle. | from vendor up to 0 business day | 4888 | 5005
N4S722518FS | Wiegmann enclosure, NEMA 3/4/12, 72 x 25 x 18in (HxWxD), freestanding, carbon steel, ANSI 61 gray, powder coat finish, single-door, (9) stainless steel clamps, padlock hasp and staple. | from vendor up to 15 business days | 2230 | 2284
N4S722518FSSS | Wiegmann enclosure, NEMA 3/4/4X/12, 72 x 25 x 18in (HxWxD), freestanding, 304 stainless steel, No. 3 intermediate polished finish, single-door, (9) stainless steel clamps, padlock hasp and staple. | from vendor up to 15 business days | 6210 | 6359
N4S722518FSSSA | Wiegmann enclosure, NEMA 3/4/4X/12, 72 x 25 x 18in (HxWxD), freestanding, 316L stainless steel, No. 3 intermediate polished finish, single-door, (9) stainless steel clamps, padlock hasp and staple. | from vendor up to 15 business days | 7668 | 7852
N4S723124FS | Wiegmann enclosure, NEMA 3/4/12, 72 x 31 x 24in (HxWxD), freestanding, carbon steel, ANSI 61 gray, powder coat finish, single-door, (9) stainless steel clamps, padlock hasp and staple. | from vendor up to 15 business days | 2721 | 2786
N4S723124FSSS | Wiegmann enclosure, NEMA 3/4/4X/12, 72 x 31 x 24in (HxWxD), freestanding, 304 stainless steel, No. 3 intermediate polished finish, single-door, (9) stainless steel clamps, padlock hasp and staple. | from vendor up to 15 business days | 6639 | 6798
N4S723124FSSSA | Wiegmann enclosure, NEMA 3/4/4X/12, 72 x 31 x 24in (HxWxD), freestanding, 316L stainless steel, No. 3 intermediate polished finish, single-door, (9) stainless steel clamps, padlock hasp and staple. | from vendor up to 15 business days | 9362 | 9586
N4S723724FS | Wiegmann enclosure, NEMA 3/4/12, 72 x 37 x 24in (HxWxD), freestanding, carbon steel, ANSI 61 gray, powder coat finish, single-door, (9) stainless steel clamps, padlock hasp and staple. | from vendor up to 0 business day | 2966 | 3037
N4S723724FSSS | Wiegmann enclosure, NEMA 3/4/4X/12, 72 x 37 x 24in (HxWxD), freestanding, 304 stainless steel, No. 3 intermediate polished finish, single-door, (9) stainless steel clamps, padlock hasp and staple. | from vendor up to 15 business days | 7831 | 8019
N4S723724FSSSA | Wiegmann enclosure, NEMA 3/4/4X/12, 72 x 37 x 24in (HxWxD), freestanding, 316L stainless steel, No. 3 intermediate polished finish, single-door, (9) stainless steel clamps, padlock hasp and staple. | from vendor up to 15 business days | 10208 | 10453
N532BLK100 | NITRA pneumatic tubing, nylon 12, black, 5/32in (4mm) outside diameter, 0.106in inside diameter, 100ft package. | Stock | 12 | 13.5
N532BLK500 | NITRA pneumatic tubing, nylon 12, black, 5/32in (4mm) outside diameter, 0.106in inside diameter, 500ft reel. | Stock | 58 | 63
N532BLU100 | NITRA pneumatic tubing, nylon 12, blue, 5/32in (4mm) outside diameter, 0.106in inside diameter, 100ft package. | Stock | 12 | 13.5
N532BLU500 | NITRA pneumatic tubing, nylon 12, blue, 5/32in (4mm) outside diameter, 0.106in inside diameter, 500ft reel. | Stock | 58 | 63
N532NAT100 | NITRA pneumatic tubing, nylon 12, natural, 5/32in (4mm) outside diameter, 0.106in inside diameter, 100ft package. | Stock | 12 | 13.5
N532NAT500 | NITRA pneumatic tubing, nylon 12, natural, 5/32in (4mm) outside diameter, 0.106in inside diameter, 500ft reel. | Stock | 58 | 63
N532RED100 | NITRA pneumatic tubing, nylon 12, red, 5/32in (4mm) outside diameter, 0.106in inside diameter, 100ft package. | Stock | 12 | 13.5
N532RED500 | NITRA pneumatic tubing, nylon 12, red, 5/32in (4mm) outside diameter, 0.106in inside diameter, 500ft reel. | Stock | 58 | 63
N532YEL100 | NITRA pneumatic tubing, nylon 12, yellow, 5/32in (4mm) outside diameter, 0.106in inside diameter, 100ft package. | Stock | 12 | 13.5
N532YEL500 | NITRA pneumatic tubing, nylon 12, yellow, 5/32in (4mm) outside diameter, 0.106in inside diameter, 500ft reel. | Stock | 58 | 63
N6MBLK100 | NITRA pneumatic tubing, nylon 12, black, 6mm outside diameter, 5/32in (4mm) inside diameter, 100ft package. | Stock | 19.5 | 21.5
N6MBLK500 | NITRA pneumatic tubing, nylon 12, black, 6mm outside diameter, 5/32in (4mm) inside diameter, 500ft reel. | Stock | 97 | 106
N6MBLU100 | NITRA pneumatic tubing, nylon 12, blue, 6mm outside diameter, 5/32in (4mm) inside diameter, 100ft package. | Stock | 19.5 | 21.5
N6MBLU500 | NITRA pneumatic tubing, nylon 12, blue, 6mm outside diameter, 5/32in (4mm) inside diameter, 500ft reel. | Stock | 97 | 106
N6MNAT100 | NITRA pneumatic tubing, nylon 12, natural, 6mm outside diameter, 5/32in (4mm) inside diameter, 100ft package. | Stock | 19.5 | 21.5
N6MNAT500 | NITRA pneumatic tubing, nylon 12, natural, 6mm outside diameter, 5/32in (4mm) inside diameter, 500ft reel. | Stock | 97 | 106
N6MRED100 | NITRA pneumatic tubing, nylon 12, red, 6mm outside diameter, 5/32in (4mm) inside diameter, 100ft package. | Stock | 19.5 | 21.5
N6MRED500 | NITRA pneumatic tubing, nylon 12, red, 6mm outside diameter, 5/32in (4mm) inside diameter, 500ft reel. | Stock | 97 | 106
N6MYEL100 | NITRA pneumatic tubing, nylon 12, yellow, 6mm outside diameter, 5/32in (4mm) inside diameter, 100ft package. | Stock | 19.5 | 21.5
N8MBLK100 | NITRA pneumatic tubing, nylon 12, black, 5/16in (8mm) outside diameter, 6mm inside diameter, 100ft package. | Stock | 30.5 | 34
N8MBLK500 | NITRA pneumatic tubing, nylon 12, black, 5/16in (8mm) outside diameter, 6mm inside diameter, 500ft reel. | Stock | 155 | 169
N8MBLU100 | NITRA pneumatic tubing, nylon 12, blue, 5/16in (8mm) outside diameter, 6mm inside diameter, 100ft package. | Stock | 30.5 | 34
N8MBLU500 | NITRA pneumatic tubing, nylon 12, blue, 5/16in (8mm) outside diameter, 6mm inside diameter, 500ft reel. | Stock | 155 | 169
N8MNAT100 | NITRA pneumatic tubing, nylon 12, natural, 5/16in (8mm) outside diameter, 6mm inside diameter, 100ft package. | Stock | 30.5 | 34
N8MNAT500 | NITRA pneumatic tubing, nylon 12, natural, 5/16in (8mm) outside diameter, 6mm inside diameter, 500ft reel. | Stock | 155 | 169
N8MRED100 | NITRA pneumatic tubing, nylon 12, red, 5/16in (8mm) outside diameter, 6mm inside diameter, 100ft package. | Stock | 30.5 | 34
N8MRED500 | NITRA pneumatic tubing, nylon 12, red, 5/16in (8mm) outside diameter, 6mm inside diameter, 500ft reel. | Stock | 155 | 169
N8MYEL100 | NITRA pneumatic tubing, nylon 12, yellow, 5/16in (8mm) outside diameter, 6mm inside diameter, 100ft package. | Stock | 30.5 | 34
NB | Schmersal pilot device hole seal, 22mm, silver. | Stock | 10 | 10.5
NCP1-20-260N | NITRA current to pneumatic transducer, 4-20 mA input, 2-60 psig output, 1/4in female NPT inlet(s), 1/4in female NPT outlet(s), 1/2in female NPT with 12in wire leads, NEMA 4X, IP65. Mounting bracket included. | Stock | 325 | 338
NCP1-20-3120N | NITRA current to pneumatic transducer, 4-20 mA input, 3-120 psig output, 1/4in female NPT inlet(s), 1/4in female NPT outlet(s), 1/2in female NPT with 12in wire leads, NEMA 4X, IP65. Mounting bracket included. | Stock | 325 | 338
NCP1-20-315N | NITRA current to pneumatic transducer, 4-20 mA input, 3-15 psig output, 1/4in female NPT inlet(s), 1/4in female NPT outlet(s), 1/2in female NPT with 12in wire leads, NEMA 4X, IP65. Mounting bracket included. | Stock | 325 | 338
NCP1-20-327N | NITRA current to pneumatic transducer, 4-20 mA input, 3-27 psig output, 1/4in female NPT inlet(s), 1/4in female NPT outlet(s), 1/2in female NPT with 12in wire leads, NEMA 4X, IP65. Mounting bracket included. | Stock | 325 | 338
NCP1-20-630N | NITRA current to pneumatic transducer, 4-20 mA input, 6-30 psig output, 1/4in female NPT inlet(s), 1/4in female NPT outlet(s), 1/2in female NPT with 12in wire leads, NEMA 4X, IP65. Mounting bracket included. | Stock | 325 | 338
NCP2-20-260D | NITRA current to pneumatic transducer, 4-20 mA input, 2-60 psig output, 1/4in female NPT inlet(s), 1/4in female NPT outlet(s), DIN 43650 connector, NEMA 4X, IP65. Mounting bracket included. | Stock | 328 | 341
NCP2-20-260N | NITRA current to pneumatic transducer, 4-20 mA input, 2-60 psig output, 1/4in female NPT inlet(s), 1/4in female NPT outlet(s), 1/2in female NPT with 12in wire leads, NEMA 4X, IP65. Mounting bracket included. | Stock | 322 | 335
NCP2-20-3120D | NITRA current to pneumatic transducer, 4-20 mA input, 3-120 psig output, 1/4in female NPT inlet(s), 1/4in female NPT outlet(s), DIN 43650 connector, NEMA 4X, IP65. Mounting bracket included. | Stock | 328 | 341
NCP2-20-3120N | NITRA current to pneumatic transducer, 4-20 mA input, 3-120 psig output, 1/4in female NPT inlet(s), 1/4in female NPT outlet(s), 1/2in female NPT with 12in wire leads, NEMA 4X, IP65. Mounting bracket included. | Stock | 322 | 335
NCP2-20-315D | NITRA current to pneumatic transducer, 4-20 mA input, 3-15 psig output, 1/4in female NPT inlet(s), 1/4in female NPT outlet(s), DIN 43650 connector, NEMA 4X, IP65. Mounting bracket included. | Stock | 328 | 341
NCP2-20-315N | NITRA current to pneumatic transducer, 4-20 mA input, 3-15 psig output, 1/4in female NPT inlet(s), 1/4in female NPT outlet(s), 1/2in female NPT with 12in wire leads, NEMA 4X, IP65. Mounting bracket included. | Stock | 322 | 335
NCP2-20-327D | NITRA current to pneumatic transducer, 4-20 mA input, 3-27 psig output, 1/4in female NPT inlet(s), 1/4in female NPT outlet(s), DIN 43650 connector, NEMA 4X, IP65. Mounting bracket included. | Stock | 328 | 341
NCP2-20-327N | NITRA current to pneumatic transducer, 4-20 mA input, 3-27 psig output, 1/4in female NPT inlet(s), 1/4in female NPT outlet(s), 1/2in female NPT with 12in wire leads, NEMA 4X, IP65. Mounting bracket included. | Stock | 322 | 335
NCP2-20-630D | NITRA current to pneumatic transducer, 4-20 mA input, 6-30 psig output, 1/4in female NPT inlet(s), 1/4in female NPT outlet(s), DIN 43650 connector, NEMA 4X, IP65. Mounting bracket included. | Stock | 328 | 341
NCP2-20-630N | NITRA current to pneumatic transducer, 4-20 mA input, 6-30 psig output, 1/4in female NPT inlet(s), 1/4in female NPT outlet(s), 1/2in female NPT with 12in wire leads, NEMA 4X, IP65. Mounting bracket included. | Stock | 322 | 335
NCP2-D | NITRA DIN rail mount adapter, for use with NCP2 series IP transducers. Hardware included. | Stock | 7.25 | 7.5
NCP2-P | NITRA pipe mounting hardware, for use with NCP2 series IP transducers. | Stock | 19 | 20
ND6N1HD | Southwire nutdriver, 4 pieces, imperial. | Stock | 19.75 | 20.5
NDLBL | Schmersal pushbutton, IP67 and IP69K, 22mm, momentary, operator only, plastic base, plastic bezel, Operator: blue, extended, 27mm, round, plastic. Purchase contact and light blocks separately. | Stock | 17.5 | 18
NDLGB | Schmersal pushbutton, IP67 and IP69K, 22mm, momentary, operator only, plastic base, plastic bezel, Operator: yellow, extended, 27mm, round, plastic. Purchase contact and light blocks separately. | Stock | 17.5 | 18
NDLGN | Schmersal pushbutton, IP67 and IP69K, 22mm, momentary, operator only, plastic base, plastic bezel, Operator: green, extended, 27mm, round, plastic. Purchase contact and light blocks separately. | Stock | 17.5 | 18
NDLRT | Schmersal pushbutton, IP67 and IP69K, 22mm, momentary, operator only, plastic base, plastic bezel, Operator: red, extended, 27mm, round, plastic. Purchase contact and light blocks separately. | Stock | 17.5 | 18
NDLWS | Schmersal pushbutton, IP67 and IP69K, 22mm, momentary, operator only, plastic base, plastic bezel, Operator: white, extended, 27mm, round, plastic. Purchase contact and light blocks separately. | Stock | 17.5 | 18
NDP50BL | Schmersal pushbutton, IP67 and IP69K, 22mm, momentary, operator only, plastic base, plastic bezel, Operator: blue, mushroom, 50mm, round, plastic. Purchase contact blocks separately. | Stock | 22.5 | 23.5
NDP50GB | Schmersal pushbutton, IP67 and IP69K, 22mm, momentary, operator only, plastic base, plastic bezel, Operator: yellow, mushroom, 50mm, round, plastic. Purchase contact blocks separately. | Stock | 22.5 | 23.5
NDP50GN | Schmersal pushbutton, IP67 and IP69K, 22mm, momentary, operator only, plastic base, plastic bezel, Operator: green, mushroom, 50mm, round, plastic. Purchase contact blocks separately. | Stock | 22.5 | 23.5
NDP50SW | Schmersal pushbutton, IP67 and IP69K, 22mm, momentary, operator only, plastic base, plastic bezel, Operator: black, mushroom, 50mm, round, plastic. Purchase contact blocks separately. | Stock | 22.5 | 23.5
NDP50WS | Schmersal pushbutton, IP67 and IP69K, 22mm, momentary, operator only, plastic base, plastic bezel, Operator: white, mushroom, 50mm, round, plastic. Purchase contact blocks separately. | Stock | 22.5 | 23.5
NDP-70-ES | Schmersal legend plate, metal, round, yellow field, yellow background, black engraved text, legend plate marking "Emergency Stop". For use with 22mm pilot devices. | Stock | 8.25 | 8.5
NDRZ50RT | Schmersal emergency stop pushbutton, IP67 and IP69K, 22mm, push to lock, pull to reset, operator only, plastic base, plastic bezel, Operator: red, mushroom, 50mm, round, plastic, operator text "push/pull symbol". Purchase contact blocks separately. | Stock | 28.5 | 29.5
NDRZ50RT-2905-1 | Schmersal emergency stop pushbutton, IP67 and IP69K, 22mm, push to lock, pull to reset, operator only, plastic base, plastic bezel, yellow, Operator: red, mushroom, 50mm, round, plastic, operator text "push/pull symbol". Purchase contact blocks separately. | Stock | 28.5 | 29.5
NDTBL | Schmersal pushbutton, IP67 and IP69K, 22mm, momentary, operator only, plastic base, plastic bezel, Operator: blue, extended, 27mm, round, plastic. Purchase contact blocks separately. | Stock | 15 | 15.5
NDTGB | Schmersal pushbutton, IP67 and IP69K, 22mm, momentary, operator only, plastic base, plastic bezel, Operator: yellow, extended, 27mm, round, plastic. Purchase contact blocks separately. | Stock | 15 | 15.5
NDTGN | Schmersal pushbutton, IP67 and IP69K, 22mm, momentary, operator only, plastic base, plastic bezel, Operator: green, extended, 27mm, round, plastic. Purchase contact blocks separately. | Stock | 15 | 15.5
NDTGR | Schmersal pushbutton, IP67 and IP69K, 22mm, momentary, operator only, plastic base, plastic bezel, Operator: gray, extended, 27mm, round, plastic. Purchase contact blocks separately. | Stock | 15 | 15.5
NDTRT | Schmersal pushbutton, IP67 and IP69K, 22mm, momentary, operator only, plastic base, plastic bezel, Operator: red, extended, 27mm, round, plastic. Purchase contact blocks separately. | Stock | 15 | 15.5
NDTSW | Schmersal pushbutton, IP67 and IP69K, 22mm, momentary, operator only, plastic base, plastic bezel, Operator: black, extended, 27mm, round, plastic. Purchase contact blocks separately. | Stock | 15 | 15.5
NDTWS | Schmersal pushbutton, IP67 and IP69K, 22mm, momentary, operator only, plastic base, plastic bezel, Operator: white, extended, 27mm, round, plastic. Purchase contact blocks separately. | Stock | 15 | 15.5
NF-55D | Koyo servo mount flange kit. For use with Koyo TRD-N/NA series encoder (includes NM-9D). Includes (1) aluminum flange, (1) NM-9D clamp and bracket and encoder mounting hardware. | Stock | 16.5 | 19
NK-T-21-1ST8-2 | Schmersal selector switch, IP65, IP67, IP69 and IP69K, 22mm, 2-position, momentary, (2) N.O. contact(s), plastic base, plastic bezel, Operator: blue, joystick, 25mm, round, plastic. | Stock | 89 | 93
NK-T-22-2ST8-2 | Schmersal selector switch, IP65, IP67, IP69 and IP69K, 22mm, 2-position, momentary, (4) N.O. contact(s), plastic base, plastic bezel, Operator: blue, joystick, 25mm, round, plastic. | Stock | 93 | 97
NK-T-41-1ST8-2 | Schmersal selector switch, IP65, IP67, IP69 and IP69K, 22mm, 4-position, momentary, (4) N.O. contact(s), plastic base, plastic bezel, Operator: blue, joystick, 25mm, round, plastic. | Stock | 100 | 104
NK-T-42-2ST8-2 | Schmersal selector switch, IP65, IP67, IP69 and IP69K, 22mm, 4-position, momentary, (8) N.O. contact(s), plastic base, plastic bezel, Operator: blue, joystick, 25mm, round, plastic. | Stock | 104 | 108
NLBHB-12-12N | HydroMode threaded fitting, hose barb, lead-free brass body, lead-free brass threads, (1) 1/2in hose to (1) 1/2in male NPT connection(s). Package of 3. | Stock | 27 | 29.5
NLBHB-12-14N | HydroMode threaded fitting, hose barb, lead-free brass body, lead-free brass threads, (1) 1/2in hose to (1) 1/4in male NPT connection(s). Package of 3. | Stock | 21 | 23
NLBHB-12-38N | HydroMode threaded fitting, hose barb, lead-free brass body, lead-free brass threads, (1) 1/2in hose to (1) 3/8in male NPT connection(s). Package of 3. | Stock | 20 | 22
NLBHB-14-14N | HydroMode threaded fitting, hose barb, lead-free brass body, lead-free brass threads, (1) 1/4in hose to (1) 1/4in male NPT connection(s). Package of 3. | Stock | 6.25 | 6.75
NLBHB-14-18N | HydroMode threaded fitting, hose barb, lead-free brass body, lead-free brass threads, (1) 1/4in hose to (1) 1/8in male NPT connection(s). Package of 3. | Stock | 10.5 | 11.5
NLBHB-316-18N | HydroMode threaded fitting, hose barb, lead-free brass body, lead-free brass threads, (1) 3/16in hose to (1) 1/8in male NPT connection(s). Package of 3. | Stock | 10.5 | 11.5
NLBHB-34-12N | HydroMode threaded fitting, hose barb, lead-free brass body, lead-free brass threads, (1) 3/4in hose to (1) 1/2in male NPT connection(s). Package of 3. | Stock | 40 | 43.5
NLBHB-34-34N | HydroMode threaded fitting, hose barb, lead-free brass body, lead-free brass threads, (1) 3/4in hose to (1) 3/4in male NPT connection(s). Package of 3. | Stock | 57 | 62
NLBHB-38-12N | HydroMode threaded fitting, hose barb, lead-free brass body, lead-free brass threads, (1) 3/8in hose to (1) 1/2in male NPT connection(s). Package of 3. | Stock | 34 | 37
NLBHB-38-14N | HydroMode threaded fitting, hose barb, lead-free brass body, lead-free brass threads, (1) 3/8in hose to (1) 1/4in male NPT connection(s). Package of 3. | Stock | 12.5 | 13.5
NLBHB-38-38N | HydroMode threaded fitting, hose barb, lead-free brass body, lead-free brass threads, (1) 3/8in hose to (1) 3/8in male NPT connection(s). Package of 3. | Stock | 18.5 | 20
NLBHB-516-14N | HydroMode threaded fitting, hose barb, lead-free brass body, lead-free brass threads, (1) 5/16in hose to (1) 1/4in male NPT connection(s). Package of 3. | Stock | 14 | 15.5
NLBHB-516-18N | HydroMode threaded fitting, hose barb, lead-free brass body, lead-free brass threads, (1) 5/16in hose to (1) 1/8in male NPT connection(s). Package of 3. | Stock | 13 | 14
NM-10-100 | Electri-Flex Liquatite electrical conduit, liquid-tight, flexible, non-metallic, 3/8in trade size, gray, 100ft/30.4m coil length. | Stock | 100 | 104
NM-10-50 | Electri-Flex Liquatite electrical conduit, liquid-tight, flexible, non-metallic, 3/8in trade size, gray, 50ft/15.2m coil length. | Stock | 65 | 68
NM-11-100 | Electri-Flex Liquatite electrical conduit, liquid-tight, flexible, non-metallic, 1/2in trade size, gray, 100ft/30.4m coil length. | Stock | 100 | 104
NM-11-50 | Electri-Flex Liquatite electrical conduit, liquid-tight, flexible, non-metallic, 1/2in trade size, gray, 50ft/15.2m coil length. | Stock | 65 | 68
NM-12-100 | Electri-Flex Liquatite electrical conduit, liquid-tight, flexible, non-metallic, 3/4in trade size, gray, 100ft/30.4m coil length. | Stock | 122 | 127
NM-12-50 | Electri-Flex Liquatite electrical conduit, liquid-tight, flexible, non-metallic, 3/4in trade size, gray, 50ft/15.2m coil length. | Stock | 84 | 87
NM-13-100 | Electri-Flex Liquatite electrical conduit, liquid-tight, flexible, non-metallic, 1in trade size, gray, 100ft/30.4m coil length. | Stock | 203 | 211
NM-13-50 | Electri-Flex Liquatite electrical conduit, liquid-tight, flexible, non-metallic, 1in trade size, gray, 50ft/15.2m coil length. | Stock | 129 | 134
NM-14-100 | Electri-Flex Liquatite electrical conduit, liquid-tight, flexible, non-metallic, 1-1/4in trade size, gray, 100ft/30.4m coil length. | Stock | 316 | 329
NM-15-50 | Electri-Flex Liquatite electrical conduit, liquid-tight, flexible, non-metallic, 1-1/2in trade size, gray, 50ft/15.2m coil length. | Stock | 212 | 220
NM-16-50 | Electri-Flex Liquatite electrical conduit, liquid-tight, flexible, non-metallic, 2in trade size, gray, 50ft/15.2m coil length. | Stock | 257 | 267
NM-9D | Koyo servo mount clamp. For use with Koyo TRD-N/NA encoder mounting. Mounting hardware included. | Stock | 6.75 | 7.75
NMLBL | Schmersal illuminated indicating light, permanent light function, IP67 and IP69K, 22mm, blue, 44mm, round, plastic base, plastic bezel. Purchase light block and LED or bulb separately. | Stock | 14 | 14.5
NMLGB | Schmersal illuminated indicating light, permanent light function, IP67 and IP69K, 22mm, yellow, 44mm, round, plastic base, plastic bezel. Purchase light block and LED or bulb separately. | Stock | 14 | 14.5
NMLGN | Schmersal illuminated indicating light, permanent light function, IP67 and IP69K, 22mm, green, 44mm, round, plastic base, plastic bezel. Purchase light block and LED or bulb separately. | Stock | 14 | 14.5
NMLRT | Schmersal illuminated indicating light, permanent light function, IP67 and IP69K, 22mm, red, 44mm, round, plastic base, plastic bezel. Purchase light block and LED or bulb separately. | Stock | 14 | 14.5
NMLWS | Schmersal illuminated indicating light, permanent light function, IP67 and IP69K, 22mm, white, 44mm, round, plastic base, plastic bezel. Purchase light block and LED or bulb separately. | Stock | 14 | 14.5
NP1212 | Wiegmann subpanel, carbon steel, white, powder coat finish. For use with 12 x 12 inch (HxW) NEMA 1, 3R, 4, 4X and/or 12 wall mount enclosures. | from vendor up to 0 business day | 16.25 | 16.5
NP1212C | Wiegmann subpanel, carbon steel, white, powder coat finish. For use with 12x12 (HxW) N41212120xxx Ultimate series enclosures. | from vendor up to 0 business day | 13.75 | 14
NP1212CG | Wiegmann subpanel, galvanized steel. For use with 12x12 (HxW) N41212120xxx Ultimate series enclosures. | Stock | 11.5 | 11.75
NP1212G | Wiegmann subpanel, galvanized steel. For use with NEMA 1, 3R, 4, 4X and/or 12 wall mount enclosures. | from vendor up to 7 business days | 23 | 23.5
NP1224 | Wiegmann subpanel, carbon steel, white, powder coat finish. For use with 12x24 (HxW) N1212240x, N122412xx and N4241206 enclosures. | from vendor up to 0 business day | 40 | 41
NP1224G | Wiegmann subpanel, galvanized steel. For use with 12x24 (HxW) N1212240x, N122412xx and N4241206 enclosures. | from vendor up to 7 business days | 40 | 41
NP1612 | Wiegmann subpanel, carbon steel, white, powder coat finish. For use with 16x12 (HxW) N121612xx, N416120x, RHC161206, SSN416120xxx and WA161206FM enclosures. | from vendor up to 0 business day | 29 | 29.5
NP1612C | Wiegmann subpanel, carbon steel, white, powder coat finish. For use with 16x12 (HxW) N4121612xxxx Ultimate series enclosures. | from vendor up to 0 business day | 14.75 | 15.25
NP1612CG | Wiegmann subpanel, galvanized steel. For use with 16x12 (HxW) N4121612xxxx Ultimate series enclosures. | Stock | 14.75 | 15.25
NP1612G | Wiegmann subpanel, galvanized steel. For use with 16x12 (HxW) N121612xx, N416120x, RHC161206, SSN416120xxx and WA161206FM enclosures. | Stock | 29 | 29.5
NP1612PP | Wiegmann subpanel, perforated, carbon steel, white, powder coat finish. For use with 16x12 (HxW) N121612xx, N416120x, RHC161206, SSN416120xxx and WA161206FM enclosures. | from vendor up to 0 business day | 29 | 29.5
NP1612SS | Wiegmann subpanel, 304 stainless steel. For use with 16x12 (HxW) N121612xx, N416120x, RHC161206, SSN416120xxx and WA161206FM enclosures. | Stock | 76 | 78
NP1612SSC | Wiegmann subpanel, 304 stainless steel. For use with 16x12 (HxW) N4121612xxxx Ultimate series enclosures. | from vendor up to 7 business days | 76 | 78
NP1616 | Wiegmann subpanel, carbon steel, white, powder coat finish. For use with 16x16 (HxW) N1216160x, N4161606, RHC161606, SSN4161606 and SSN4161606A enclosures. | from vendor up to 0 business day | 35.5 | 36.5
NP1616C | Wiegmann subpanel, carbon steel, white, powder coat finish. For use with 16x16 (HxW) N4121616xxxx Ultimate series enclosures. | from vendor up to 0 business day | 35.5 | 36.5
NP1616CG | Wiegmann subpanel, galvanized steel. For use with 16x16 (HxW) N4121616xxxx Ultimate series enclosures. | Stock | 35.5 | 36.5
NP1616G | Wiegmann subpanel, galvanized steel. For use with 16x16 (HxW) N1216160x, N4161606, RHC161606, SSN4161606 and SSN4161606A enclosures. | Stock | 35.5 | 36.5
NP1616PP | Wiegmann subpanel, perforated, carbon steel, white, powder coat finish. For use with 16x16 (HxW) N1216160x, N4161606, RHC161606, SSN4161606 and SSN4161606A enclosures. | from vendor up to 0 business day | 35.5 | 36.5
NP1616SS | Wiegmann subpanel, 304 stainless steel. For use with 16x16 (HxW) N1216160x, N4161606, RHC161606, SSN4161606 and SSN4161606A enclosures. | from vendor up to 0 business day | 93 | 95
NP1616SSC | Wiegmann subpanel, 304 stainless steel. For use with 16x16 (HxW) N4121616xxxx Ultimate series enclosures. | Stock | 93 | 95
NP2012 | Wiegmann subpanel, carbon steel, white, powder coat finish. For use with 20x12 (HxW) N1220120x enclosures. | from vendor up to 0 business day | 33.5 | 34.5
NP2012G | Wiegmann subpanel, galvanized steel. For use with 20x12 (HxW) N1220120x enclosures. | from vendor up to 0 business day | 33.5 | 34.5
NP2016 | Wiegmann subpanel, carbon steel, white, powder coat finish. For use with 16x20/20x16 (HxW) B20160xCH, N12xxxxx, N4xxxxx, RHC201606 and SSN42016xxx enclosures. | from vendor up to 0 business day | 42.5 | 43.5
NP2016C | Wiegmann subpanel, carbon steel, white, powder coat finish. For use with 16x20/20x16 (HxW) N4121620xxxx & N4122016xxxx Ultimate series enclosures. | from vendor up to 0 business day | 42.5 | 43.5
NP2016CG | Wiegmann subpanel, galvanized steel. For use with 16x20/20x16 (HxW) N4121620xxxx & N4122016xxxx Ultimate series enclosures. | Stock | 42.5 | 43.5
NP2016G | Wiegmann subpanel, galvanized steel. For use with 16x20/20x16 (HxW) B20160xCH, N12xxxxx, N4xxxxx, RHC201606 and SSN42016xxx enclosures. | Stock | 42.5 | 43.5
NP2016PP | Wiegmann subpanel, perforated, carbon steel, white, powder coat finish. For use with 16x20/20x16 (HxW) B20160xCH, N12xxxxx, N4xxxxx, RHC201606 and SSN42016xxx enclosures. | from vendor up to 0 business day | 42.5 | 43.5
NP2016SS | Wiegmann subpanel, 304 stainless steel. For use with 16x20/20x16 (HxW) B20160xCH, N12xxxxx, N4xxxxx, RHC201606 and SSN42016xxx enclosures. | Stock | 112 | 115
NP2016SSC | Wiegmann subpanel, 304 stainless steel. For use with 16x20/20x16 (HxW) N4121620xxxx & N4122016xxxx Ultimate series enclosures. | Stock | 112 | 115
NP2020 | Wiegmann subpanel, carbon steel, white, powder coat finish. For use with 20x20 (HxW) B20200xCH, N122020xx, N420200x, RHC202008, SDN122021xxPL, SSN420200xx and WA202006FM enclosures. | from vendor up to 0 business day | 51 | 52
NP2020C | Wiegmann subpanel, carbon steel, white, powder coat finish. For use with 20x20/20x22 (HxW) N4122020xxxx & N412202208Cxxx Ultimate series enclosures. | from vendor up to 0 business day | 51 | 52
NP2020CG | Wiegmann subpanel, galvanized steel. For use with 20x20/20x22 (HxW) N4122020xxxx & N412202208Cxxx Ultimate series enclosures. | Stock | 51 | 52
NP2020G | Wiegmann subpanel, galvanized steel. For use with 20x20 (HxW) B20200xCH, N122020xx, N420200x, RHC202008, SDN122021xxPL, SSN420200xx and WA202006FM enclosures. | Stock | 51 | 52
NP2020PP | Wiegmann subpanel, perforated, carbon steel, white, powder coat finish. For use with 20x20 (HxW) B20200xCH, N122020xx, N420200x, RHC202008, SDN122021xxPL, SSN420200xx and WA202006FM enclosures. | from vendor up to 0 business day | 51 | 52
NP2020SS | Wiegmann subpanel, 304 stainless steel. For use with 20x20 (HxW) B20200xCH, N122020xx, N420200x, RHC202008, SDN122021xxPL, SSN420200xx and WA202006FM enclosures. | from vendor up to 7 business days | 145 | 149
NP2020SSC | Wiegmann subpanel, 304 stainless steel. For use with 20x20/20x22 (HxW) N4122020xxxx & N412202208Cxxx Ultimate series enclosures. | from vendor up to 7 business days | 145 | 149
NP2416 | Wiegmann subpanel, carbon steel, white, powder coat finish. For use with 24x16 (HxW) N1224160x, N4241606, SSN4241608 and SSN4241608A enclosures. | from vendor up to 0 business day | 49 | 50
NP2416C | Wiegmann subpanel, carbon steel, white, powder coat finish. For use with 24x16 (HxW) N4122416xxxx Ultimate series enclosures. | from vendor up to 0 business day | 49 | 50
NP2416CG | Wiegmann subpanel, galvanized steel. For use with 24x16 (HxW) N4122416xxxx Ultimate series enclosures. | Stock | 49 | 50
NP2416G | Wiegmann subpanel, galvanized steel. For use with 24x16 (HxW) N1224160x, N4241606, SSN4241608 and SSN4241608A enclosures. | Stock | 53 | 54
NP2416SS | Wiegmann subpanel, 304 stainless steel. For use with 24x16 (HxW) N1224160x, N4241606, SSN4241608 and SSN4241608A enclosures. | from vendor up to 7 business days | 139 | 143
NP2416SSC | Wiegmann subpanel, 304 stainless steel. For use with 24x16 (HxW) N4122416xxxx Ultimate series enclosures. | from vendor up to 7 business days | 139 | 143
NP2420 | Wiegmann subpanel, carbon steel, white, powder coat finish. For use with 20x24/24x20/24x21 (HxW) ABN12242108, B24200xCH, N12xxxxx, N4xxxxxx, RHC242008, SDN122421xxPL, SN4242108, SSN4xxxxxxx and SSN4X242108x enclosures. | from vendor up to 0 business day | 66 | 68
NP2420C | Wiegmann subpanel, carbon steel, white, powder coat finish. For use with 20x24/24x20/24x22 (HxW) N4122024xxxx, N4122420xxxx & N412242208Cxxx Ultimate series enclosures. | from vendor up to 0 business day | 66 | 68
NP2420CG | Wiegmann subpanel, galvanized steel. For use with 20x24/24x20/24x22 (HxW) N4122024xxxx, N4122420xxxx & N412242208Cxxx Ultimate series enclosures. | Stock | 66 | 68
NP2420G | Wiegmann subpanel, galvanized steel. For use with 20x24/24x20/24x21 (HxW) ABN12242108, B24200xCH, N12xxxxx, N4xxxxxx, RHC242008, SDN122421xxPL, SN4242108, SSN4xxxxxxx and SSN4X242108x enclosures. | Stock | 66 | 68
NP2420PP | Wiegmann subpanel, perforated, carbon steel, white, powder coat finish. For use with 20x24/24x20/24x21 (HxW) ABN12242108, B24200xCH, N12xxxxx, N4xxxxxx, RHC242008, SDN122421xxPL, SN4242108, SSN4xxxxxxx and SSN4X242108x enclosures. | from vendor up to 0 business day | 66 | 68
NP2420SS | Wiegmann subpanel, 304 stainless steel. For use with 20x24/24x20/24x21 (HxW) ABN12242108, B24200xCH, N12xxxxx, N4xxxxxx, RHC242008, SDN122421xxPL, SN4242108, SSN4xxxxxxx and SSN4X242108x enclosures. | from vendor up to 0 business day | 176 | 180
NP2420SSC | Wiegmann subpanel, 304 stainless steel. For use with 20x24/24x20/24x22 (HxW) N4122024xxxx, N4122420xxxx & N412242208Cxxx Ultimate series enclosures. | from vendor up to 7 business days | 176 | 180
NP2424 | Wiegmann subpanel, carbon steel, white, powder coat finish. For use with 24x24/24x25 (HxW) ABN12242508, B2424xxCH, N122424xx, N424240x, RHC242408, SDN122425xxPL, SN4242508, SSN42424xxx, SSN4X242508x and WA242408FM enclosures. | from vendor up to 0 business day | 76 | 78
NP2424C | Wiegmann subpanel, carbon steel, white, powder coat finish. For use with 24x24/24x26 (HxW) N4122424xxxx & N412242608Cxxx Ultimate series enclosures. | from vendor up to 0 business day | 76 | 78
NP2424CG | Wiegmann subpanel, galvanized steel. For use with 24x24/24x26 (HxW) N4122424xxxx & N412242608Cxxx Ultimate series enclosures. | Stock | 76 | 78
NP2424G | Wiegmann subpanel, galvanized steel. For use with 24x24/24x25 (HxW) ABN12242508, B2424xxCH, N122424xx, N424240x, RHC242408, SDN122425xxPL, SN4242508, SSN42424xxx, SSN4X242508x and WA242408FM enclosures. | Stock | 76 | 78
NP2424PP | Wiegmann subpanel, perforated, carbon steel, white, powder coat finish. For use with 24x24/24x25 (HxW) ABN12242508, B2424xxCH, N122424xx, N424240x, RHC242408, SDN122425xxPL, SN4242508, SSN42424xxx, SSN4X242508x and WA242408FM enclosures. | from vendor up to 0 business day | 76 | 78
NP2424SS | Wiegmann subpanel, 304 stainless steel. For use with 24x24/24x25 (HxW) ABN12242508, B2424xxCH, N122424xx, N424240x, RHC242408, SDN122425xxPL, SN4242508, SSN42424xxx, SSN4X242508x and WA242408FM enclosures. | Stock | 205 | 210
NP2424SSC | Wiegmann subpanel, 304 stainless steel. For use with 24x24/24x26 (HxW) N4122424xxxx & N412242608Cxxx Ultimate series enclosures. | Stock | 205 | 210
NP3016 | Wiegmann subpanel, carbon steel, white, powder coat finish. For use with 30x16 (HxW) N12301606 enclosures. | from vendor up to 0 business day | 66 | 67
NP3016G | Wiegmann subpanel, galvanized steel. For use with 30x16 (HxW) N12301606 enclosures. | from vendor up to 7 business days | 66 | 67
NP3020 | Wiegmann subpanel, carbon steel, white, powder coat finish. For use with 30x20/30x21 (HxW) ABN12302108, B30200xCH, N123020xx,N430200x, SDN123021xxPL, SSN43020x andWC924B enclosures. | from vendor up to 0 business day | 79 | 81
NP3020C | Wiegmann subpanel, carbon steel, white, powder coat finish. For use with 30x20 (HxW) N4123020xxxx Ultimate series enclosures. | from vendor up to 0 business day | 79 | 81
NP3020CG | Wiegmann subpanel, galvanized steel. For use with 30x20 (HxW) N4123020xxxx Ultimate series enclosures. | Stock | 79 | 81
NP3020G | Wiegmann subpanel, galvanized steel. For use with 30x20/30x21 (HxW) ABN12302108, B30200xCH, N123020xx,N430200x, SDN123021xxPL, SSN43020x andWC924B enclosures. | Stock | 79 | 81
NP3020SS | Wiegmann subpanel, 304 stainless steel. For use with 30x20/30x21 (HxW) ABN12302108, B30200xCH, N123020xx,N430200x, SDN123021xxPL, SSN43020x andWC924B enclosures. | from vendor up to 7 business days | 236 | 241
NP3024 | Wiegmann subpanel, carbon steel, white, powder coat finish. For use with 24x30/30x24/30x25 (HxW) B3024xxCH, N12xxxxxx, N4xxxxxx, RHC302408, SDN12302xxxPL, SN4302508, SSN4xxxxxxx, SSN4X302508x and WA302408FM enclosures. | from vendor up to 0 business day | 92 | 94
NP3024C | Wiegmann subpanel, carbon steel, white, powder coat finish. For use with 24x30/30x24 (HxW) N4122430xxxx, N4123024xxxx & N412302608Cxxx Ultimate series enclosures. | from vendor up to 0 business day | 92 | 94
NP3024CG | Wiegmann subpanel, galvanized steel. For use with 24x30/30x24 (HxW) N4122430xxxx, N4123024xxxx & N412302608Cxxx Ultimate series enclosures. | Stock | 92 | 94
NP3024G | Wiegmann subpanel, galvanized steel. For use with 24x30/30x24/30x25 (HxW) B3024xxCH, N12xxxxxx, N4xxxxxx, RHC302408, SDN12302xxxPL, SN4302508, SSN4xxxxxxx, SSN4X302508x and WA302408FM enclosures. | Stock | 92 | 94
NP3024PP | Wiegmann subpanel, perforated, carbon steel, white, powder coat finish. For use with 24x30/30x24/30x25 (HxW) B3024xxCH, N12xxxxxx, N4xxxxxx, RHC302408, SDN12302xxxPL, SN4302508, SSN4xxxxxxx, SSN4X302508x and WA302408FM enclosures. | from vendor up to 0 business day | 92 | 94
NP3024SS | Wiegmann subpanel, 304 stainless steel. For use with 24x30/30x24/30x25 (HxW) B3024xxCH, N12xxxxxx, N4xxxxxx, RHC302408, SDN12302xxxPL, SN4302508, SSN4xxxxxxx, SSN4X302508x and WA302408FM enclosures. | from vendor up to 7 business days | 248 | 254
NP3024SSC | Wiegmann subpanel, 304 stainless steel. For use with 24x30/30x24 (HxW) N4122430xxxx, N4123024xxxx & N412302608Cxxx Ultimate series enclosures. | from vendor up to 7 business days | 269 | 275
NP3030 | Wiegmann subpanel, carbon steel, white, powder coat finish. For use with 30x30 (HxW) N123030xx, N4303008, RHC30300x, SSN4303008xxx and WC936B enclosures. | from vendor up to 0 business day | 129 | 132
NP3030C | Wiegmann subpanel, carbon steel, white, powder coat finish. For use with 30x30 (HxW) N4123030xxxx Ultimate series enclosures. | from vendor up to 0 business day | 129 | 132
NP3030CG | Wiegmann subpanel, galvanized steel. For use with 30x30 (HxW) N4123030xxxx Ultimate series enclosures. | Stock | 129 | 132
NP3030G | Wiegmann subpanel, galvanized steel. For use with 30x30 (HxW) N123030xx, N4303008, RHC30300x, SSN4303008xxx and WC936B enclosures. | from vendor up to 0 business day | 129 | 132
NP3030PP | Wiegmann subpanel, perforated, carbon steel, white, powder coat finish. For use with 30x30 (HxW) N123030xx, N4303008, RHC30300x, SSN4303008xxx and WC936B enclosures. | from vendor up to 0 business day | 129 | 132
NP3030SS | Wiegmann subpanel, 304 stainless steel. For use with 30x30 (HxW) N123030xx, N4303008, RHC30300x, SSN4303008xxx and WC936B enclosures. | from vendor up to 7 business days | 397 | 407
NP3030SSC | Wiegmann subpanel, 304 stainless steel. For use with 30x30 (HxW) N4123030xxxx Ultimate series enclosures. | from vendor up to 7 business days | 367 | 376
NP3624 | Wiegmann subpanel, carbon steel, white, powder coat finish. For use with 36x24/36x25 (HxW) ABN12362510, B3624xxCH, N123624xx, N436240x, RHC362412, SDN123625xxPL, SSN43624xxx and SSN4X362508x enclosures. | from vendor up to 0 business day | 110 | 113
NP3624C | Wiegmann subpanel, carbon steel, white, powder coat finish. For use with 36x24/36x26 (HxW) N4123624xxxx & N412362608CDxxx Ultimate series enclosures. | from vendor up to 0 business day | 110 | 113
NP3624CG | Wiegmann subpanel, galvanized steel. For use with 36x24/36x26 (HxW) N4123624xxxx & N412362608CDxxx Ultimate series enclosures. | Stock | 110 | 113
NP3624G | Wiegmann subpanel, galvanized steel. For use with 36x24/36x25 (HxW) ABN12362510, B3624xxCH, N123624xx, N436240x, RHC362412, SDN123625xxPL, SSN43624xxx and SSN4X362508x enclosures. | Stock | 110 | 113
NP3624PP | Wiegmann subpanel, perforated, carbon steel, white, powder coat finish. For use with 36x24/36x25 (HxW) ABN12362510, B3624xxCH, N123624xx, N436240x, RHC362412, SDN123625xxPL, SSN43624xxx and SSN4X362508x enclosures. | from vendor up to 0 business day | 110 | 113
NP3624SS | Wiegmann subpanel, 304 stainless steel. For use with 36x24/36x25 (HxW) ABN12362510, B3624xxCH, N123624xx, N436240x, RHC362412, SDN123625xxPL, SSN43624xxx and SSN4X362508x enclosures. | from vendor up to 7 business days | 339 | 347
NP3624SSC | Wiegmann subpanel, 304 stainless steel. For use with 36x24/36x26 (HxW) N4123624xxxx & N412362608CDxxx Ultimate series enclosures. | from vendor up to 7 business days | 313 | 321
NP3630 | Wiegmann subpanel, carbon steel, white, powder coat finish. For use with 30x36/36x30/36x31 (HxW) ABN123631xx, B3630xxCH, N123xxxxx, N43630xx, RHC363012, SDN12363xxxPL, SN4363108, SSN43630xxx, SSN4X363108x and WA363008FM enclosures. | from vendor up to 0 business day | 147 | 150
NP3630C | Wiegmann subpanel, carbon steel, white, powder coat finish. For use with 36x30 (HxW) N4123630xxxx & N4123632xxCxxx Ultimate series enclosures. | from vendor up to 0 business day | 147 | 150
NP3630CG | Wiegmann subpanel, galvanized steel. For use with 36x30 (HxW) N4123630xxxx & N4123632xxCxxx Ultimate series enclosures. | Stock | 147 | 150
NP3630G | Wiegmann subpanel, galvanized steel. For use with 30x36/36x30/36x31 (HxW) ABN123631xx, B3630xxCH, N123xxxxx, N43630xx, RHC363012, SDN12363xxxPL, SN4363108, SSN43630xxx, SSN4X363108x and WA363008FM enclosures. | Stock | 147 | 150
NP3630PP | Wiegmann subpanel, perforated, carbon steel, white, powder coat finish. For use with 30x36/36x30/36x31 (HxW) ABN123631xx, B3630xxCH, N123xxxxx, N43630xx, RHC363012, SDN12363xxxPL, SN4363108, SSN43630xxx, SSN4X363108x and WA363008FM enclosures. | from vendor up to 0 business day | 147 | 150
NP3630SS | Wiegmann subpanel, 304 stainless steel. For use with 30x36/36x30/36x31 (HxW) ABN123631xx, B3630xxCH, N123xxxxx, N43630xx, RHC363012, SDN12363xxxPL, SN4363108, SSN43630xxx, SSN4X363108x and WA363008FM enclosures. | from vendor up to 0 business day | 389 | 398
NP3630SSC | Wiegmann subpanel, 304 stainless steel. For use with 36x30 (HxW) N4123630xxxx & N4123632xxCxxx Ultimate series enclosures. | from vendor up to 7 business days | 389 | 398
NP3636 | Wiegmann subpanel, carbon steel, white, powder coat finish. For use with 36x36 (HxW) N123636xx, RHC363612 and SSN4363612xxx enclosures. | from vendor up to 0 business day | 172 | 176
NP3636C | Wiegmann subpanel, carbon steel, white, powder coat finish. For use with 36x36 (HxW) N4123636xxxx Ultimate series enclosures. | from vendor up to 0 business day | 172 | 176
NP3636CG | Wiegmann subpanel, galvanized steel. For use with 36x36 (HxW) N4123636xxxx Ultimate series enclosures. | Stock | 172 | 176
NP3636G | Wiegmann subpanel, galvanized steel. For use with 36x36 (HxW) N123636xx, RHC363612 and SSN4363612xxx enclosures. | from vendor up to 0 business day | 172 | 176
NP3636PP | Wiegmann subpanel, perforated, carbon steel, white, powder coat finish. For use with 36x36 (HxW) N123636xx, RHC363612 and SSN4363612xxx enclosures. | from vendor up to 0 business day | 172 | 176
NP3636SS | Wiegmann subpanel, 304 stainless steel. For use with 36x36 (HxW) N123636xx, RHC363612 and SSN4363612xxx enclosures. | from vendor up to 7 business days | 470 | 481
NP3636SSC | Wiegmann subpanel, 304 stainless steel. For use with 36x36 (HxW) N4123636xxxx Ultimate series enclosures. | from vendor up to 7 business days | 470 | 481
NP4024 | Wiegmann subpanel, carbon steel, white, powder coat finish. For use with 40x24in (HxW) NEMA 1, 3R, 4, 4X and/or 12 wall mount enclosures. | from vendor up to 7 business days | 132 | 135
NP4024C | Wiegmann subpanel, carbon steel, white, powder coat finish. For use with 40x24 (HxW) N412402412xx Ultimate series enclosures. | from vendor up to 0 business day | 132 | 135
NP4024CG | Wiegmann subpanel, galvanized steel. For use with 40x24 (HxW) N412402412xx Ultimate series enclosures. | from vendor up to 7 business days | 132 | 135
NP4224 | Wiegmann subpanel, carbon steel, white, powder coat finish. For use with 24x42/42x24 (HxW) N12422408, SSN4244208WF3PT and WA244208WF enclosures. | from vendor up to 0 business day | 126 | 129
NP4224C | Wiegmann subpanel, carbon steel, white, powder coat finish. For use with 24x42 (HxW) N412D244208xxx Ultimate series enclosures. | from vendor up to 0 business day | 214 | 219
NP4224G | Wiegmann subpanel, galvanized steel. For use with 24x42/42x24 (HxW) N12422408, SSN4244208WF3PT and WA244208WF enclosures. | from vendor up to 7 business days | 126 | 129
NP4230 | Wiegmann subpanel, carbon steel, white, powder coat finish. For use with 30x42/42x30/42x31 (HxW) ABN12423108, N124230xx, N1C3042xx, N4423008, RHC423008, SDN124231xxPL, SN4423112, SSN4xxxxxx, SSN4X423112x and WA304210WF enclosures. | from vendor up to 0 business day | 168 | 172
NP4230C | Wiegmann subpanel, carbon steel, white, powder coat finish. For use with 42x32 (HxW) N412423212Cxxx Ultimate series enclosures. | Stock | 162 | 166
NP4230G | Wiegmann subpanel, galvanized steel. For use with 30x42/42x30/42x31 (HxW) ABN12423108, N124230xx, N1C3042xx, N4423008, RHC423008, SDN124231xxPL, SN4423112, SSN4xxxxxx, SSN4X423112x and WA304210WF enclosures. | from vendor up to 7 business days | 168 | 172
NP4230PP | Wiegmann subpanel, perforated, carbon steel, white, powder coat finish. For use with 30x42/42x30/42x31 (HxW) ABN12423108, N124230xx, N1C3042xx, N4423008, RHC423008, SDN124231xxPL, SN4423112, SSN4xxxxxx, SSN4X423112x and WA304210WF enclosures. | from vendor up to 0 business day | 168 | 172
NP4230SS | Wiegmann subpanel, 304 stainless steel. For use with 30x42/42x30/42x31 (HxW) ABN12423108, N124230xx, N1C3042xx, N4423008, RHC423008, SDN124231xxPL, SN4423112, SSN4xxxxxx, SSN4X423112x and WA304210WF enclosures. | from vendor up to 7 business days | 495 | 507
NP4236 | Wiegmann subpanel, carbon steel, white, powder coat finish. For use with 36x42/42x36/42x37 (HxW) B423609CH, N124236xx, N1C364209, N4423608, RHC423612, SDN12423xxxPL, SN4423712, SSN4xxxxxx, SSN4X423712x and WA364212FM enclosures. | from vendor up to 0 business day | 198 | 203
NP4236C | Wiegmann subpanel, carbon steel, white, powder coat finish. For use with 42x36/42x38 (HxW) N41242361xxx & N412423812CDxx Ultimate series enclosures. | from vendor up to 0 business day | 198 | 203
NP4236CG | Wiegmann subpanel, galvanized steel. For use with 42x36/42x38 (HxW) N41242361xxx & N412423812CDxx Ultimate series enclosures. | Stock | 198 | 203
NP4236G | Wiegmann subpanel, galvanized steel. For use with 36x42/42x36/42x37 (HxW) B423609CH, N124236xx, N1C364209, N4423608, RHC423612, SDN12423xxxPL, SN4423712, SSN4xxxxxx, SSN4X423712x and WA364212FM enclosures. | from vendor up to 0 business day | 198 | 203
NP4236PP | Wiegmann subpanel, perforated, carbon steel, white, powder coat finish. For use with 36x42/42x36/42x37 (HxW) B423609CH, N124236xx, N1C364209, N4423608, RHC423612, SDN12423xxxPL, SN4423712, SSN4xxxxxx, SSN4X423712x and WA364212FM enclosures. | from vendor up to 0 business day | 198 | 203
NP4236SS | Wiegmann subpanel, 304 stainless steel. For use with 36x42/42x36/42x37 (HxW) B423609CH, N124236xx, N1C364209, N4423608, RHC423612, SDN12423xxxPL, SN4423712, SSN4xxxxxx, SSN4X423712x and WA364212FM enclosures. | from vendor up to 7 business days | 593 | 608
NP4236SSC | Wiegmann subpanel, 304 stainless steel. For use with 42x36/42x38 (HxW) N41242361xxx & N412423812CDxx Ultimate series enclosures. | from vendor up to 7 business days | 593 | 608
NP4242C | Wiegmann subpanel, carbon steel, white, powder coat finish. For use with 42x42 (HxW) N412D424212xxx Ultimate series enclosures. | from vendor up to 0 business day | 367 | 376
NP4824 | Wiegmann subpanel, carbon steel, white, powder coat finish. For use with 24x48/48x24 (HxW) N12482408, SSN4244808WF3PT and WA244808WF enclosures. | from vendor up to 0 business day | 143 | 147
NP4824C | Wiegmann subpanel, carbon steel, white, powder coat finish. For use with 48x24 (HxW) N41248241xxx Ultimate series enclosures. | from vendor up to 0 business day | 143 | 147
NP4824CG | Wiegmann subpanel, galvanized steel. For use with 48x24 (HxW) N41248241xxx Ultimate series enclosures. | Stock | 143 | 147
NP4824G | Wiegmann subpanel, galvanized steel. For use with 24x48/48x24 (HxW) N12482408, SSN4244808WF3PT and WA244808WF enclosures. | from vendor up to 7 business days | 143 | 147
NP4830 | Wiegmann subpanel, carbon steel, white, powder coat finish. For use with 30x48/48x30 (HxW) N124830xx, N4483010, SSN4304810WF3PT and WA304810WF enclosures. | from vendor up to 0 business day | 188 | 193
NP4830C | Wiegmann subpanel, carbon steel, white, powder coat finish. For use with 30x48 (HxW) N412D304810xxx Ultimate series enclosures. | from vendor up to 0 business day | 295 | 302
NP4830G | Wiegmann subpanel, galvanized steel. For use with 30x48/48x30 (HxW) N124830xx, N4483010, SSN4304810WF3PT and WA304810WF enclosures. | from vendor up to 7 business days | 188 | 193
NP4836 | Wiegmann subpanel, carbon steel, white, powder coat finish. For use with 36x48/48x36/48x37 (HxW) ABN12483xxx, B483611CH, N124836xx, N1C3648xx, N44836xx, RHC48361x, SDN12483xxxPL, SN4483712, SSN4xxxxxx, SSN4X483712x and WA364812WF enclosures. | from vendor up to 0 business day | 223 | 229
NP4836C | Wiegmann subpanel, carbon steel, white, powder coat finish. For use with 48x36/48x38 (HxW) N41248361xxx & N41248381xCxxx Ultimate series enclosures. | from vendor up to 0 business day | 223 | 229
NP4836CG | Wiegmann subpanel, galvanized steel. For use with 48x36/48x38 (HxW) N41248361xxx & N41248381xCxxx Ultimate series enclosures. | Stock | 223 | 229
NP4836G | Wiegmann subpanel, galvanized steel. For use with 36x48/48x36/48x37 (HxW) ABN12483xxx, B483611CH, N124836xx, N1C3648xx, N44836xx, RHC48361x, SDN12483xxxPL, SN4483712, SSN4xxxxxx, SSN4X483712x and WA364812WF enclosures. | Stock | 223 | 229
NP4836PP | Wiegmann subpanel, perforated, carbon steel, white, powder coat finish. For use with 36x48/48x36/48x37 (HxW) ABN12483xxx, B483611CH, N124836xx, N1C3648xx, N44836xx, RHC48361x, SDN12483xxxPL, SN4483712, SSN4xxxxxx, SSN4X483712x and WA364812WF enclosures. | from vendor up to 0 business day | 223 | 229
NP4836SS | Wiegmann subpanel, 304 stainless steel. For use with 36x48/48x36/48x37 (HxW) ABN12483xxx, B483611CH, N124836xx, N1C3648xx, N44836xx, RHC48361x, SDN12483xxxPL, SN4483712, SSN4xxxxxx, SSN4X483712x and WA364812WF enclosures. | from vendor up to 7 business days | 643 | 658
NP4836SSC | Wiegmann subpanel, 304 stainless steel. For use with 48x36/48x38 (HxW) N41248361xxx & N41248381xCxxx Ultimate series enclosures. | from vendor up to 7 business days | 594 | 608
NP4842C | Wiegmann subpanel, carbon steel, white, powder coat finish. For use with 42x48 (HxW) N412D424812xxx Ultimate series enclosures. | from vendor up to 0 business day | 493 | 505
NP4848C | Wiegmann subpanel, carbon steel, white, powder coat finish. For use with 48x48 (HxW) N412D484812xxx Ultimate series enclosures. | from vendor up to 0 business day | 549 | 562
NP6030 | Wiegmann subpanel, carbon steel, white, powder coat finish. For use with 30x60 (HxW) SSN4306010WF3PT and WA306010WF enclosures. | Stock | 231 | 237
NP6030C | Wiegmann subpanel, carbon steel, white, powder coat finish. For use with 30x60 (HxW) N412D306010xxx Ultimate series enclosures. | from vendor up to 0 business day | 391 | 401
NP6030G | Wiegmann subpanel, galvanized steel. For use with 30x60 (HxW) SSN4306010WF3PT and WA306010WF enclosures. | from vendor up to 7 business days | 250 | 256
NP6036 | Wiegmann subpanel, carbon steel, white, powder coat finish. For use with 36x60/60x36/60x37 (HxW) ABN12603710, N126036xx, N46036xx, RHC603612, SDN12603xxxPL, SN4603712, SSN4xxxxxx, SSN4X603712x and WA366012WF enclosures. | from vendor up to 0 business day | 275 | 281
NP6036C | Wiegmann subpanel, carbon steel, white, powder coat finish. For use with 60x36/60x38 (HxW) N41260361xxx & N41260381xCxxx Ultimate series enclosures. | from vendor up to 0 business day | 275 | 281
NP6036CG | Wiegmann subpanel, galvanized steel. For use with 60x36/60x38 (HxW) N41260361xxx & N41260381xCxxx Ultimate series enclosures. | Stock | 275 | 281
NP6036G | Wiegmann subpanel, galvanized steel. For use with 36x60/60x36/60x37 (HxW) ABN12603710, N126036xx, N46036xx, RHC603612, SDN12603xxxPL, SN4603712, SSN4xxxxxx, SSN4X603712x and WA366012WF enclosures. | Stock | 275 | 281
NP6036PP | Wiegmann subpanel, perforated, carbon steel, white, powder coat finish. For use with 36x60/60x36/60x37 (HxW) ABN12603710, N126036xx, N46036xx, RHC603612, SDN12603xxxPL, SN4603712, SSN4xxxxxx, SSN4X603712x and WA366012WF enclosures. | from vendor up to 7 business days | 275 | 281
NP6036SS | Wiegmann subpanel, 304 stainless steel. For use with 36x60/60x36/60x37 (HxW) ABN12603710, N126036xx, N46036xx, RHC603612, SDN12603xxxPL, SN4603712, SSN4xxxxxx, SSN4X603712x and WA366012WF enclosures. | from vendor up to 7 business days | 848 | 868
NP6036SSC | Wiegmann subpanel, 304 stainless steel. For use with 60x36/60x38 (HxW) N41260361xxx & N41260381xCxxx Ultimate series enclosures. | from vendor up to 7 business days | 848 | 868
NP6042C | Wiegmann subpanel, carbon steel, white, powder coat finish. For use with 42x60 (HxW) N412D426012xxx Ultimate series enclosures. | from vendor up to 0 business day | 551 | 564
NP7230 | Wiegmann subpanel, carbon steel, white, powder coat finish. For use with 72x30 (HxW) N1272301x enclosures. | Stock | 266 | 272
NP7230G | Wiegmann subpanel, galvanized steel. For use with 72x30 (HxW) N1272301x enclosures. | from vendor up to 7 business days | 288 | 295
NP7236 | Wiegmann subpanel, carbon steel, white, powder coat finish. For use with 72x36 (HxW) N12723612 enclosures. | Stock | 326 | 334
NP7236G | Wiegmann subpanel, galvanized steel. For use with 72x36 (HxW) N12723612 enclosures. | from vendor up to 7 business days | 353 | 361
NPDD4242 | Wiegmann subpanel, carbon steel, white, powder coat finish. For use with 42x42 (HxW) SSN4424212WF3PT and WA424212WF enclosures. | from vendor up to 0 business day | 228 | 233
NPDD4242G | Wiegmann subpanel, galvanized steel. For use with 42x42 (HxW) SSN4424212WF3PT and WA424212WF enclosures. | from vendor up to 7 business days | 247 | 253
NPDD4260 | Wiegmann subpanel, carbon steel, white, powder coat finish. For use with 42x60 (HxW) SSN4426012WF3PT and WA426012WF enclosures. | from vendor up to 7 business days | 334 | 342
NPDD4260G | Wiegmann subpanel, galvanized steel. For use with 42x60 (HxW) SSN4426012WF3PT and WA426012WF enclosures. | Stock | 334 | 342
NPDD4842 | Wiegmann subpanel, carbon steel, white, powder coat finish. For use with 42x48 (HxW) SSN4424812WF3PT and WA424812WF enclosures. | Stock | 258 | 265
NPDD4842G | Wiegmann subpanel, galvanized steel. For use with 42x48 (HxW) SSN4424812WF3PT and WA424812WF enclosures. | from vendor up to 7 business days | 258 | 265
NPDD4848 | Wiegmann subpanel, carbon steel, white, powder coat finish. For use with 48x48 (HxW) SSN4484812WF3PT and WA484812WF enclosures. | Stock | 309 | 317
NPDD4848G | Wiegmann subpanel, galvanized steel. For use with 48x48 (HxW) SSN4484812WF3PT and WA484812WF enclosures. | from vendor up to 7 business days | 309 | 317
NPDD5442 | Wiegmann subpanel, carbon steel, white, powder coat finish. For use with 54x42 (HxW) N12544208 enclosures. | Stock | 276 | 283
NPDD5442G | Wiegmann subpanel, galvanized steel. For use with 54x42 (HxW) N12544208 enclosures. | from vendor up to 7 business days | 276 | 283
NPDD6048 | Wiegmann subpanel, carbon steel, white, powder coat finish. For use with 60x48/62x48 (HxW) N126048xx, N4D624810xx, SSN4D62481xxxx, WA60CPX4xxxx and WA60X49xxx enclosures. | from vendor up to 0 business day | 375 | 384
NPDD6048G | Wiegmann subpanel, galvanized steel. For use with 60x48/62x48 (HxW) N126048xx, N4D624810xx, SSN4D62481xxxx, WA60CPX4xxxx and WA60X49xxx enclosures. | Stock | 375 | 384
NPDD6060 | Wiegmann subpanel, carbon steel, white, powder coat finish. For use with 60x60/60x61/62x60 (HxW) N126060xx, N4D626012xx, SSN4D626012xx, WA60CPX6xxxx and WA60X61xxx enclosures. | from vendor up to 0 business day | 463 | 474
NPDD6060G | Wiegmann subpanel, galvanized steel. For use with 60x60/60x61/62x60 (HxW) N126060xx, N4D626012xx, SSN4D626012xx, WA60CPX6xxxx and WA60X61xxx enclosures. | from vendor up to 7 business days | 463 | 474
NPDD7260 | Wiegmann subpanel, carbon steel, white, powder coat finish. For use with 72x60/72x61/74x60 (HxW) N127260xx, N4D746012xx, SSN4D746012xx and WA72X611xxx enclosures. | from vendor up to 0 business day | 552 | 565
NPDD7260G | Wiegmann subpanel, galvanized steel. For use with 72x60/72x61/74x60 (HxW) N127260xx, N4D746012xx, SSN4D746012xx and WA72X611xxx enclosures. | from vendor up to 7 business days | 552 | 565
NPDD7272 | Wiegmann subpanel, carbon steel, white, powder coat finish. For use with 72x72/72x73/74x72/74x74 (HxW) N127272xx, N4D7474xxxx, SSN4D7472xxxx, WA72CPX721xxx and WA72X73xxxx enclosures. | from vendor up to 0 business day | 658 | 674
NS201YF02C7FG9 | GC Valves potable water solenoid valve, 2-port (2-way), 2-position, N.C., single solenoid spring return, 316 stainless steel body, 1in female NPT inlet(s), 1in female NPT outlet(s), Cv=11, 120 VAC (60Hz)/110 VAC (50Hz), 10W, NSF/ANSI 61. | Stock | 486 | 505
NS201YF02C7GJ2 | GC Valves potable water solenoid valve, 2-port (2-way), 2-position, N.C., single solenoid spring return, 316 stainless steel body, 1-1/4in female NPT inlet(s), 1-1/4in female NPT outlet(s), Cv=18, 120 VAC (60Hz)/110 VAC (50Hz), 10W, NSF/ANSI 61. | Stock | 577 | 600
NS201YF02C7HJ2 | GC Valves potable water solenoid valve, 2-port (2-way), 2-position, N.C., single solenoid spring return, 316 stainless steel body, 1-1/2in female NPT inlet(s), 1-1/2in female NPT outlet(s), Cv=18, 120 VAC (60Hz)/110 VAC (50Hz), 10W, NSF/ANSI 61. | Stock | 591 | 615
NS201YF02F7CG4 | GC Valves water solenoid valve, 2-port (2-way), 2-position, N.C., single solenoid spring return, 316 stainless steel body, 3/8in female NPT inlet(s), 3/8in female NPT outlet(s), Cv=4.3, 120/110 VAC, 10W, NSF/ANSI 61. | Stock | 357 | 371
NS201YF02F7DG4 | GC Valves water solenoid valve, 2-port (2-way), 2-position, N.C., single solenoid spring return, 316 stainless steel body, 1/2in female NPT inlet(s), 1/2in female NPT outlet(s), Cv=4.3, 120/110 VAC, 10W, NSF/ANSI 61. | Stock | 357 | 371
NS201YF02F7EG5 | GC Valves water solenoid valve, 2-port (2-way), 2-position, N.C., single solenoid spring return, 316 stainless steel body, 3/4in female NPT inlet(s), 3/4in female NPT outlet(s), Cv=6.7, 120/110 VAC, 10W, NSF/ANSI 61. | Stock | 384 | 399
NS201YF02FPCG4 | GC Valves water solenoid valve, 2-port (2-way), 2-position, N.C., single solenoid spring return, Nylon 6 body, 3/8in female NPT inlet(s), 3/8in female NPT outlet(s), Cv=4.3, 120/110 VAC, 10W, NSF/ANSI 61. | Stock | 150 | 156
NS201YF02FPDG4 | GC Valves water solenoid valve, 2-port (2-way), 2-position, N.C., single solenoid spring return, Nylon 6 body, 1/2in female NPT inlet(s), 1/2in female NPT outlet(s), Cv=4.3, 120/110 VAC, 10W, NSF/ANSI 61. | Stock | 150 | 156
NS201YF02FPEG5 | GC Valves water solenoid valve, 2-port (2-way), 2-position, N.C., single solenoid spring return, Nylon 6 body, 3/4in female NPT inlet(s), 3/4in female NPT outlet(s), Cv=6.7, 120/110 VAC, 10W, NSF/ANSI 61. | Stock | 152 | 158
NS201YF16C7FG9 | GC Valves potable water solenoid valve, 2-port (2-way), 2-position, N.C., single solenoid spring return, 316 stainless steel body, 1in female NPT inlet(s), 1in female NPT outlet(s), Cv=11, 24 VDC, 10W, NSF/ANSI 61. | Stock | 486 | 505
NS201YF16C7GJ2 | GC Valves potable water solenoid valve, 2-port (2-way), 2-position, N.C., single solenoid spring return, 316 stainless steel body, 1-1/4in female NPT inlet(s), 1-1/4in female NPT outlet(s), Cv=18, 24 VDC, 10W, NSF/ANSI 61. | Stock | 577 | 600
NS201YF16C7HJ2 | GC Valves potable water solenoid valve, 2-port (2-way), 2-position, N.C., single solenoid spring return, 316 stainless steel body, 1-1/2in female NPT inlet(s), 1-1/2in female NPT outlet(s), Cv=18, 24 VDC, 10W, NSF/ANSI 61. | Stock | 591 | 615
NS201YF16F7CG4 | GC Valves water solenoid valve, 2-port (2-way), 2-position, N.C., single solenoid spring return, 316 stainless steel body, 3/8in female NPT inlet(s), 3/8in female NPT outlet(s), Cv=4.3, 24 VDC, 10W, NSF/ANSI 61. | Stock | 357 | 371
NS201YF16F7DG4 | GC Valves water solenoid valve, 2-port (2-way), 2-position, N.C., single solenoid spring return, 316 stainless steel body, 1/2in female NPT inlet(s), 1/2in female NPT outlet(s), Cv=4.3, 24 VDC, 10W, NSF/ANSI 61. | Stock | 357 | 371
NS201YF16F7EG5 | GC Valves water solenoid valve, 2-port (2-way), 2-position, N.C., single solenoid spring return, 316 stainless steel body, 3/4in female NPT inlet(s), 3/4in female NPT outlet(s), Cv=6.7, 24 VDC, 10W, NSF/ANSI 61. | Stock | 384 | 399
NS201YF16FPCG4 | GC Valves water solenoid valve, 2-port (2-way), 2-position, N.C., single solenoid spring return, Nylon 6 body, 3/8in female NPT inlet(s), 3/8in female NPT outlet(s), Cv=4.3, 24 VDC, 10W, NSF/ANSI 61. | Stock | 150 | 156
NS201YF16FPDG4 | GC Valves water solenoid valve, 2-port (2-way), 2-position, N.C., single solenoid spring return, Nylon 6 body, 1/2in female NPT inlet(s), 1/2in female NPT outlet(s), Cv=4.3, 24 VDC, 10W, NSF/ANSI 61. | Stock | 150 | 156
NS201YF16FPEG5 | GC Valves water solenoid valve, 2-port (2-way), 2-position, N.C., single solenoid spring return, Nylon 6 body, 3/4in female NPT inlet(s), 3/4in female NPT outlet(s), Cv=6.7, 24 VDC, 10W, NSF/ANSI 61. | Stock | 152 | 158
NS201YF24F7CG4 | GC Valves water solenoid valve, 2-port (2-way), 2-position, N.C., single solenoid spring return, 316 stainless steel body, 3/8in female NPT inlet(s), 3/8in female NPT outlet(s), Cv=4.3, 24 VAC, 10W, NSF/ANSI 61. | Stock | 357 | 371
NS201YF24F7DG4 | GC Valves water solenoid valve, 2-port (2-way), 2-position, N.C., single solenoid spring return, 316 stainless steel body, 1/2in female NPT inlet(s), 1/2in female NPT outlet(s), Cv=4.3, 24 VAC, 10W, NSF/ANSI 61. | Stock | 357 | 371
NS201YF24F7EG5 | GC Valves water solenoid valve, 2-port (2-way), 2-position, N.C., single solenoid spring return, 316 stainless steel body, 3/4in female NPT inlet(s), 3/4in female NPT outlet(s), Cv=6.7, 24 VAC, 10W, NSF/ANSI 61. | Stock | 384 | 399
NS201YF24FPCG4 | GC Valves water solenoid valve, 2-port (2-way), 2-position, N.C., single solenoid spring return, Nylon 6 body, 3/8in female NPT inlet(s), 3/8in female NPT outlet(s), Cv=4.3, 24 VAC, 10W, NSF/ANSI 61. | Stock | 150 | 156
NS201YF24FPDG4 | GC Valves water solenoid valve, 2-port (2-way), 2-position, N.C., single solenoid spring return, Nylon 6 body, 1/2in female NPT inlet(s), 1/2in female NPT outlet(s), Cv=4.3, 24 VAC, 10W, NSF/ANSI 61. | Stock | 150 | 156
NS201YF24FPEG5 | GC Valves water solenoid valve, 2-port (2-way), 2-position, N.C., single solenoid spring return, Nylon 6 body, 3/4in female NPT inlet(s), 3/4in female NPT outlet(s), Cv=6.7, 24 VAC, 10W, NSF/ANSI 61. | Stock | 152 | 158
NS211YF02C7FG9 | GC Valves potable water solenoid valve, 2-port (2-way), 2-position, N.C., single solenoid spring return, 316 stainless steel body, 1in female NPT inlet(s), 1in female NPT outlet(s), Cv=13, 120 VAC (60Hz)/110 VAC (50Hz), 8W, NSF/ANSI 61. | Stock | 437 | 454
NS211YF02C7GJ2 | GC Valves potable water solenoid valve, 2-port (2-way), 2-position, N.C., single solenoid spring return, 316 stainless steel body, 1-1/4in female NPT inlet(s), 1-1/4in female NPT outlet(s), Cv=13, 120 VAC (60Hz)/110 VAC (50Hz), 8W, NSF/ANSI 61. | Stock | 526 | 547
NS211YF02C7HJ2 | GC Valves potable water solenoid valve, 2-port (2-way), 2-position, N.C., single solenoid spring return, 316 stainless steel body, 1-1/2in female NPT inlet(s), 1-1/2in female NPT outlet(s), Cv=13, 120 VAC (60Hz)/110 VAC (50Hz), 8W, NSF/ANSI 61. | Stock | 544 | 566
NS211YF02C7JJ2 | GC Valves potable water solenoid valve, 2-port (2-way), 2-position, N.C., single solenoid spring return, 316 stainless steel body, 2in female NPT inlet(s), 2in female NPT outlet(s), Cv=28, 120 VAC (60Hz)/110 VAC (50Hz), 8W, NSF/ANSI 61. | Stock | 625 | 650
NS211YF02F7CG4 | GC Valves water solenoid valve, 2-port (2-way), 2-position, N.C., single solenoid spring return, 316 stainless steel body, 3/8in female NPT inlet(s), 3/8in female NPT outlet(s), Cv=4.3, 120/110 VAC, 8W, NSF/ANSI 61. | Stock | 289 | 301
NS211YF02F7DG4 | GC Valves water solenoid valve, 2-port (2-way), 2-position, N.C., single solenoid spring return, 316 stainless steel body, 1/2in female NPT inlet(s), 1/2in female NPT outlet(s), Cv=4.3, 120/110 VAC, 8W, NSF/ANSI 61. | Stock | 289 | 301
NS211YF02F7EG5 | GC Valves water solenoid valve, 2-port (2-way), 2-position, N.C., single solenoid spring return, 316 stainless steel body, 3/4in female NPT inlet(s), 3/4in female NPT outlet(s), Cv=6.7, 120/110 VAC, 8W, NSF/ANSI 61. | Stock | 295 | 307
NS211YF02FPCG4 | GC Valves water solenoid valve, 2-port (2-way), 2-position, N.C., single solenoid spring return, Nylon 6 body, 3/8in female NPT inlet(s), 3/8in female NPT outlet(s), Cv=4.3, 120/110 VAC, 8W, NSF/ANSI 61. | Stock | 114 | 119
NS211YF02FPDG4 | GC Valves water solenoid valve, 2-port (2-way), 2-position, N.C., single solenoid spring return, Nylon 6 body, 1/2in female NPT inlet(s), 1/2in female NPT outlet(s), Cv=4.3, 120/110 VAC, 8W, NSF/ANSI 61. | Stock | 114 | 119
NS211YF02FPEG5 | GC Valves water solenoid valve, 2-port (2-way), 2-position, N.C., single solenoid spring return, Nylon 6 body, 3/4in female NPT inlet(s), 3/4in female NPT outlet(s), Cv=6.7, 120/110 VAC, 8W, NSF/ANSI 61. | Stock | 117 | 130
NS211YF16C7FG9 | GC Valves potable water solenoid valve, 2-port (2-way), 2-position, N.C., single solenoid spring return, 316 stainless steel body, 1in female NPT inlet(s), 1in female NPT outlet(s), Cv=13, 24 VDC, 10W, NSF/ANSI 61. | Stock | 437 | 454
NS211YF16C7GJ2 | GC Valves potable water solenoid valve, 2-port (2-way), 2-position, N.C., single solenoid spring return, 316 stainless steel body, 1-1/4in female NPT inlet(s), 1-1/4in female NPT outlet(s), Cv=13, 24 VDC, 10W, NSF/ANSI 61. | Stock | 526 | 547
NS211YF16C7HJ2 | GC Valves potable water solenoid valve, 2-port (2-way), 2-position, N.C., single solenoid spring return, 316 stainless steel body, 1-1/2in female NPT inlet(s), 1-1/2in female NPT outlet(s), Cv=13, 24 VDC, 10W, NSF/ANSI 61. | Stock | 544 | 566
NS211YF16C7JJ2 | GC Valves potable water solenoid valve, 2-port (2-way), 2-position, N.C., single solenoid spring return, 316 stainless steel body, 2in female NPT inlet(s), 2in female NPT outlet(s), Cv=13, 24 VDC, 10W, NSF/ANSI 61. | Stock | 625 | 650
NS211YF16F7CG4 | GC Valves water solenoid valve, 2-port (2-way), 2-position, N.C., single solenoid spring return, 316 stainless steel body, 3/8in female NPT inlet(s), 3/8in female NPT outlet(s), Cv=4.3, 24 VDC, 10W, NSF/ANSI 61. | Stock | 289 | 301
NS211YF16F7DG4 | GC Valves water solenoid valve, 2-port (2-way), 2-position, N.C., single solenoid spring return, 316 stainless steel body, 1/2in female NPT inlet(s), 1/2in female NPT outlet(s), Cv=4.3, 24 VDC, 10W, NSF/ANSI 61. | Stock | 289 | 301
NS211YF16F7EG5 | GC Valves water solenoid valve, 2-port (2-way), 2-position, N.C., single solenoid spring return, 316 stainless steel body, 3/4in female NPT inlet(s), 3/4in female NPT outlet(s), Cv=6.7, 24 VDC, 10W, NSF/ANSI 61. | Stock | 295 | 307
NS211YF16FPCG4 | GC Valves water solenoid valve, 2-port (2-way), 2-position, N.C., single solenoid spring return, Nylon 6 body, 3/8in female NPT inlet(s), 3/8in female NPT outlet(s), Cv=4.3, 24 VDC, 10W, NSF/ANSI 61. | Stock | 114 | 119
NS211YF16FPDG4 | GC Valves water solenoid valve, 2-port (2-way), 2-position, N.C., single solenoid spring return, Nylon 6 body, 1/2in female NPT inlet(s), 1/2in female NPT outlet(s), Cv=4.3, 24 VDC, 10W, NSF/ANSI 61. | Stock | 114 | 119
NS211YF16FPEG5 | GC Valves water solenoid valve, 2-port (2-way), 2-position, N.C., single solenoid spring return, Nylon 6 body, 3/4in female NPT inlet(s), 3/4in female NPT outlet(s), Cv=6.7, 24 VDC, 10W, NSF/ANSI 61. | Stock | 117 | 130
NS211YF24F7CG4 | GC Valves water solenoid valve, 2-port (2-way), 2-position, N.C., single solenoid spring return, 316 stainless steel body, 3/8in female NPT inlet(s), 3/8in female NPT outlet(s), Cv=4.3, 24 VAC, 8W, NSF/ANSI 61. | Stock | 337 | 350
NS211YF24F7DG4 | GC Valves water solenoid valve, 2-port (2-way), 2-position, N.C., single solenoid spring return, 316 stainless steel body, 1/2in female NPT inlet(s), 1/2in female NPT outlet(s), Cv=4.3, 24 VAC, 8W, NSF/ANSI 61. | Stock | 337 | 350
NS211YF24F7EG5 | GC Valves water solenoid valve, 2-port (2-way), 2-position, N.C., single solenoid spring return, 316 stainless steel body, 3/4in female NPT inlet(s), 3/4in female NPT outlet(s), Cv=6.7, 24 VAC, 8W, NSF/ANSI 61. | Stock | 348 | 362
NS211YF24FPCG4 | GC Valves water solenoid valve, 2-port (2-way), 2-position, N.C., single solenoid spring return, Nylon 6 body, 3/8in female NPT inlet(s), 3/8in female NPT outlet(s), Cv=4.3, 24 VAC, 8W, NSF/ANSI 61. | Stock | 100 | 104
NS211YF24FPDG4 | GC Valves water solenoid valve, 2-port (2-way), 2-position, N.C., single solenoid spring return, Nylon 6 body, 1/2in female NPT inlet(s), 1/2in female NPT outlet(s), Cv=4.3, 24 VAC, 8W, NSF/ANSI 61. | Stock | 114 | 119
NS211YF24FPEG5 | GC Valves water solenoid valve, 2-port (2-way), 2-position, N.C., single solenoid spring return, Nylon 6 body, 3/4in female NPT inlet(s), 3/4in female NPT outlet(s), Cv=6.7, 24 VAC, 8W, NSF/ANSI 61. | Stock | 117 | 130
NS301YF02C3BC9 | GC Valves water solenoid valve, 2-port (2-way), 2-position, N.C., single solenoid spring return, 303 stainless steel body, 1/4in female NPT inlet(s), 1/4in female NPT outlet(s), Cv=0.21, 120/110 VAC, 10W, NSF/ANSI 61. | Stock | 94 | 104
NS301YF02C3BD5 | GC Valves water solenoid valve, 2-port (2-way), 2-position, N.C., single solenoid spring return, 303 stainless steel body, 1/4in female NPT inlet(s), 1/4in female NPT outlet(s), Cv=0.36, 120/110 VAC, 10W, NSF/ANSI 61. | Stock | 94 | 104
NS301YF02C3BE7 | GC Valves water solenoid valve, 2-port (2-way), 2-position, N.C., single solenoid spring return, 303 stainless steel body, 1/4in female NPT inlet(s), 1/4in female NPT outlet(s), Cv=0.85, 120/110 VAC, 10W, NSF/ANSI 61. | Stock | 100 | 104
NS301YF16C3BC9 | GC Valves water solenoid valve, 2-port (2-way), 2-position, N.C., single solenoid spring return, 303 stainless steel body, 1/4in female NPT inlet(s), 1/4in female NPT outlet(s), Cv=0.21, 24 VDC, 10W, NSF/ANSI 61. | Stock | 94 | 104
NS301YF16C3BD5 | GC Valves water solenoid valve, 2-port (2-way), 2-position, N.C., single solenoid spring return, 303 stainless steel body, 1/4in female NPT inlet(s), 1/4in female NPT outlet(s), Cv=0.36, 24 VDC, 10W, NSF/ANSI 61. | Stock | 94 | 104
NS301YF16C3BE7 | GC Valves water solenoid valve, 2-port (2-way), 2-position, N.C., single solenoid spring return, 303 stainless steel body, 1/4in female NPT inlet(s), 1/4in female NPT outlet(s), Cv=0.85, 24 VDC, 10W, NSF/ANSI 61. | Stock | 100 | 104
NS301YF24C3BC9 | GC Valves water solenoid valve, 2-port (2-way), 2-position, N.C., single solenoid spring return, 303 stainless steel body, 1/4in female NPT inlet(s), 1/4in female NPT outlet(s), Cv=0.21, 24 VAC, 10W, NSF/ANSI 61. | Stock | 94 | 104
NS301YF24C3BD5 | GC Valves water solenoid valve, 2-port (2-way), 2-position, N.C., single solenoid spring return, 303 stainless steel body, 1/4in female NPT inlet(s), 1/4in female NPT outlet(s), Cv=0.36, 24 VAC, 10W, NSF/ANSI 61. | Stock | 94 | 104
NS301YF24C3BE7 | GC Valves water solenoid valve, 2-port (2-way), 2-position, N.C., single solenoid spring return, 303 stainless steel body, 1/4in female NPT inlet(s), 1/4in female NPT outlet(s), Cv=0.85, 24 VAC, 10W, NSF/ANSI 61. | Stock | 100 | 104
NUE | Schmersal pilot device hole adapter, reduces from 30.5mm to 22.3mm. Adapter ring, seal and washer included. | Stock | 5.75 | 6
NWS21GR | Schmersal selector switch, IP67 and IP69K, 22mm, 2-position, maintained, operator only, plastic base, plastic bezel, Operator: black, knob, 44mm, round, plastic. | Stock | 21.5 | 22.5
NWS21WS | Schmersal selector switch, IP67 and IP69K, 22mm, 2-position, maintained, operator only, plastic base, plastic bezel, Operator: white, knob, 44mm, round, plastic. | Stock | 21.5 | 22.5
NWS32 | Schmersal selector switch, IP67 and IP69K, 22mm, 3-position, maintained, operator only, plastic base, plastic bezel, Operator: black, knob, 44mm, round, plastic. | Stock | 28.5 | 29.5
NWS32WS | Schmersal selector switch, IP67 and IP69K, 22mm, 3-position, maintained, operator only, plastic base, plastic bezel, Operator: white, knob, 44mm, round, plastic. | Stock | 28.5 | 29.5
NWT21 | Schmersal selector switch, IP67 and IP69K, 22mm, 2-position, spring return from right, operator only, plastic base, plastic bezel, Operator: black, knob, 44mm, round, plastic. | Stock | 21.5 | 22.5
NWT21WS | Schmersal selector switch, IP67 and IP69K, 22mm, 2-position, spring return from right, operator only, plastic base, plastic bezel, Operator: white, knob, 44mm, round, plastic. | Stock | 21.5 | 22.5
NWT32 | Schmersal selector switch, IP67 and IP69K, 22mm, 3-position, spring return to center from right or left, operator only, plastic base, plastic bezel, Operator: black, knob, 44mm, round, plastic. | Stock | 28.5 | 29.5
NWT32WS | Schmersal selector switch, IP67 and IP69K, 22mm, 3-position, spring return to center from right or left, operator only, plastic base, plastic bezel, Operator: white, knob, 44mm, round, plastic. | Stock | 28.5 | 29.5
NWTS32 | Schmersal selector switch, IP67 and IP69K, 22mm, 3-position, spring return to center from right, maintained left, operator only, plastic base, plastic bezel, Operator: black, knob, 44mm, round, plastic. | Stock | 28.5 | 29.5
NWTS321 | Schmersal selector switch, IP67 and IP69K, 22mm, 3-position, spring return to center from left, maintained right, operator only, plastic base, plastic bezel, Operator: black, knob, 44mm, round, plastic. | Stock | 28.5 | 29.5
NWTS321WS | Schmersal selector switch, IP67 and IP69K, 22mm, 3-position, spring return to center from left, maintained right, operator only, plastic base, plastic bezel, Operator: white, knob, 44mm, round, plastic. | Stock | 28.5 | 29.5
NWTS32WS | Schmersal selector switch, IP67 and IP69K, 22mm, 3-position, spring return to center from right, maintained left, operator only, plastic base, plastic bezel, Operator: white, knob, 44mm, round, plastic. | Stock | 28.5 | 29.5
NZSO-V4A | Schmersal blank legend plate, metal, rectangular, gray field, gray background. For use with 22mm pilot devices. | Stock | 3.25 | 3.5
OA5611-48-24 | Dold force guided relay, socket mount, encapsulated, 24 VDC coil voltage, 4PST, (3) N.O., (1) N.C., 5A contact rating, 10-pin. Purchase HC3096N-102-24 mounting socket separately. | Stock | 14.5 | 15
OA5611-52-24 | Dold force guided relay, socket mount, encapsulated, 24 VDC coil voltage, 4PST, (2) N.O., (2) N.C., 5A contact rating, 10-pin. Purchase HC3096N-102-24 mounting socket separately. | Stock | 14.5 | 15
OA5612-18-24 | Dold force guided relay, socket mount, encapsulated, 24 VDC coil voltage, 6PST, (3) N.O., (3) N.C., 5A contact rating, 14-pin. Purchase HL3096N-102-24 mounting socket separately. | Stock | 19.75 | 20.5
OA5612-50-24 | Dold force guided relay, socket mount, encapsulated, 24 VDC coil voltage, 6PST, (2) N.O., (4) N.C., 5A contact rating, 14-pin. Purchase HL3096N-102-24 mounting socket separately. | Stock | 19.75 | 20.5
OA5612-54-24 | Dold force guided relay, socket mount, encapsulated, 24 VDC coil voltage, 6PST, (4) N.O., (2) N.C., 5A contact rating, 14-pin. Purchase HL3096N-102-24 mounting socket separately. | Stock | 19.75 | 20.5
OA5612-60-24 | Dold force guided relay, socket mount, encapsulated, 24 VDC coil voltage, 6PST, (5) N.O., (1) N.C., 5A contact rating, 14-pin. Purchase HL3096N-102-24 mounting socket separately. | Stock | 19.75 | 20.5
OCC08 | Comepi eye bolt, galvanized steel, 83mm length, M8 x 1.25 threads. For use with cable-pull safety switches. Eye bolt only included. | Stock | 1
OCH.2.2123 | SapiSelco mounting head cable tie, 7.87in length, 0.18in width, 48.5lb tensile strength, 2.01in maximum bundle diameter, natural, nylon. Package of 100. | Stock | 2.5
OKKTB1040 | Quadritalia OKK series roof/base set, 1000 x 400mm (WxD), carbon steel, RAL 7035 light gray, powder coat finish. | Stock | 248 | 334
OKKTB1060 | Quadritalia OKK series roof/base set, 1000 x 600mm (WxD), carbon steel, RAL 7035 light gray, powder coat finish. | Stock | 285 | 384
OKKTB1080 | Quadritalia OKK series roof/base set, 1000 x 800mm (WxD), carbon steel, RAL 7035 light gray, powder coat finish. | Stock | 375 | 506
OKKTB1240 | Quadritalia OKK series roof/base set, 1200 x 400mm (WxD), carbon steel, RAL 7035 light gray, powder coat finish. | Stock | 352 | 475
OKKTB1260 | Quadritalia OKK series roof/base set, 1200 x 600mm (WxD), carbon steel, RAL 7035 light gray, powder coat finish. | Stock | 390 | 525
OKKTB1280 | Quadritalia OKK series roof/base set, 1200 x 800mm (WxD), carbon steel, RAL 7035 light gray, powder coat finish. | Stock | 502 | 676
OKKTB6040 | Quadritalia OKK series roof/base set, 600 x 400mm (WxD), carbon steel, RAL 7035 light gray, powder coat finish. | Stock | 199 | 269
OKKTB6060 | Quadritalia OKK series roof/base set, 600 x 600mm (WxD), carbon steel, RAL 7035 light gray, powder coat finish. | Stock | 261 | 351
OKKTB6080 | Quadritalia OKK series roof/base set, 600 x 800mm (WxD), carbon steel, RAL 7035 light gray, powder coat finish. | Stock | 336 | 453
OKKTB8040 | Quadritalia OKK series roof/base set, 800 x 400mm (WxD), carbon steel, RAL 7035 light gray, powder coat finish. | Stock | 233 | 314
OKKTB8060 | Quadritalia OKK series roof/base set, 800 x 600mm (WxD), carbon steel, RAL 7035 light gray, powder coat finish. | Stock | 263 | 354
OKKTB8080 | Quadritalia OKK series roof/base set, 800 x 800mm (WxD), carbon steel, RAL 7035 light gray, powder coat finish. | Stock | 342 | 462
OP-2CBL | AutomationDirect communication cable, 15-pin D-shell male to 6-pin RJ12, shielded, 2m/6.6ft cable length. For use with any OP600 or OP1000 series OptiMate unit and a DL05, DL06, DL105, DL205, D3-350 or D4-450 CPU. | Stock | 34 | 35.5
OP-2CBL-1 | AutomationDirect communication cable, 15-pin D-shell male to 15-pin D-sub HD15 male, shielded, 2m/6.6ft cable length. For use with any OP600 or OP1000 series OptiMate unit and a DL06, or the bottom port of a D2-250(-1), D2-260 or D2-262 (bottom port) CPU. | Stock | 30.5 | 31.5
OP-3CBL | AutomationDirect communication cable, 15-pin D-shell male to 6-pin RJ11, shielded, 2m/6.6ft cable length. For use with any OP600 or OP1000 series OptiMate unit and a DL340 CPU. | Stock | 9.75 | 10
OP-4CBL-1 | AutomationDirect communication cable, 15-pin D-shell male to 15-pin D-shell male, 2m/6.6ft cable length. For use with any OP600 or OP1000 series OptiMate unit and a DL405 CPU. | Stock | 18.5 | 19
OP-ACBL-1 | AutomationDirect communication cable, 15-pin D-shell male to 9-pin D-shell female, shielded, 2m/6.6ft cable length. For use with OP600 or OP1000 series Optimate units and a PC for programming or connecting to Allen-Bradley SLC5/03 and SLC5/04 CPUs. | Stock | 25 | 26
OPT2001 | Wenglor photoelectric sensor, square, diffuse, Class 2 laser light emission, 30-80mm sensing distance, teach-in button, polycarbonate housing, 8-pin M12 quick-disconnect. | Stock | 699
OPT2002 | Wenglor photoelectric sensor, square, diffuse, Class 1 laser light emission, 30-80mm sensing distance, teach-in button, polycarbonate housing, 8-pin M12 quick-disconnect. | Stock | 699
OPT2003 | Wenglor photoelectric sensor, square, diffuse, Class 2 laser light emission, 40-160mm sensing distance, teach-in button, polycarbonate housing, 8-pin M12 quick-disconnect. | Stock | 699
OPT2004 | Wenglor photoelectric sensor, square, diffuse, Class 1 laser light emission, 40-160mm sensing distance, teach-in button, polycarbonate housing, 8-pin M12 quick-disconnect. | Stock | 699
OPT2005 | Wenglor photoelectric sensor, square, diffuse, Class 2 laser light emission, 50-350mm sensing distance, teach-in button, polycarbonate housing, 8-pin M12 quick-disconnect. | Stock | 699
OPT2006 | Wenglor photoelectric sensor, square, diffuse, Class 1 laser light emission, 50-350mm sensing distance, teach-in button, polycarbonate housing, 8-pin M12 quick-disconnect. | Stock | 699
OPT2007 | Wenglor photoelectric sensor, square, polycarbonate, diffuse with background suppression, 60-660mm sensing distance, complementary light-on/dark-on, NPN/PNP, teach-in button, 100 Hz switching frequency, 5-pin M12 quick-disconnect. | Stock | 350
OPT2010 | Wenglor photoelectric sensor, square, polycarbonate, diffuse with background suppression, 0-3m sensing distance, complementary light-on/dark-on, PNP, teach-in button, 1 kHz switching frequency, 5-pin M12 quick-disconnect. | Stock | 275
OPT2011 | Wenglor photoelectric sensor, square, diffuse, Class 1 laser light emission, 0.05-3.05m sensing distance, selectable light-on/dark-on, NPN/PNP, teach-in button, 250 Hz switching frequency, polycarbonate housing, 4-pin M12 quick-disconnect. | Stock | 335
OPT2012 | Wenglor photoelectric sensor, rectangular, diffuse, Class 1 laser light emission, 0.2-6.2m sensing distance, selectable light-on/dark-on, NPN/PNP, teach-in button, 50 Hz switching frequency, polycarbonate housing, 4-pin M12 quick-disconnect. | Stock | 365
OPT2013 | Wenglor photoelectric sensor, rectangular, diffuse, Class 2 laser light emission, 0.1-10.1m sensing distance, selectable light-on/dark-on, NPN/PNP, teach-in button, 50 Hz switching frequency, polycarbonate housing, 8-pin M12 quick-disconnect. | Stock | 630
OPT2014 | Wenglor photoelectric sensor, rectangular, diffuse, Class 2 laser light emission, 0.1-10.1m sensing distance, selectable light-on/dark-on, NPN/PNP, teach-in button, 50 Hz switching frequency, polycarbonate housing, 4-pin M12 quick-disconnect. | Stock | 380
OPT2015 | Wenglor photoelectric sensor, rectangular, retroreflective, Class 1 laser light emission, 0.2-100.2m sensing distance, selectable light-on/dark-on, NPN/PNP, teach-in button, 8-pin M12 quick-disconnect. | Stock | 725
OPT2016 | Wenglor photoelectric sensor, rectangular, polycarbonate, diffuse with background suppression, 0-1m sensing distance, complementary light-on/dark-on, PNP, teach-in button, 1 kHz switching frequency, 4-pin M8 quick-disconnect. | Stock | 285
OPT2017 | Wenglor photoelectric sensor, rectangular, polycarbonate, diffuse with background suppression, 0-1m sensing distance, complementary light-on/dark-on, PNP, teach-in button, 1 kHz switching frequency, 7.8in/200mm cable length, 4-pin M12 quick-disconnect. | Stock | 285
OPT2018 | Wenglor photoelectric sensor, rectangular, polycarbonate, diffuse with background suppression, 0-1m sensing distance, complementary light-on/dark-on, PNP, teach-in button, 1 kHz switching frequency, 7.8in/200mm cable length, 4-pin M8 quick-disconnect. | Stock | 285
OPT2019 | Wenglor photoelectric sensor, rectangular, polycarbonate, diffuse with background suppression, 0-1m sensing distance, complementary light-on/dark-on, PNP, teach-in button, 1 kHz switching frequency, 6.5ft/2m cable length, pigtail. | Stock | 285
OPT2023 | Wenglor color sensor, square, 3 color, white light emission, 30-40mm sensing distance, selectable light-on/dark-on, NPN/PNP, teach-in button, 1.8 kHz switching frequency, plastic housing, 8-pin M12 quick-disconnect. | Stock | 335
OPT2024 | Wenglor contrast sensor, rectangular, diffuse, white light emission, 12-18mm sensing distance, selectable light-on/dark-on, PNP, teach-in button, 5 kHz switching frequency, plastic housing, 4-pin M12 quick-disconnect. | Stock | 108
OPT2025 | Wenglor contrast sensor, rectangular, diffuse, white light emission, 12-18mm sensing distance, selectable light-on/dark-on, NPN, teach-in button, 5 kHz switching frequency, plastic housing, 4-pin M12 quick-disconnect. | Stock | 108
OPT2026 | Wenglor contrast sensor, square, diffuse, white light emission, 12-16mm sensing distance, selectable light-on/dark-on, PNP, teach-in button, 25 kHz switching frequency, plastic housing, 8-pin M12 quick-disconnect. | Stock | 201
OPT2027 | Wenglor contrast sensor, square, diffuse, white light emission, 12-16mm sensing distance, selectable light-on/dark-on, NPN, teach-in button, 25 kHz switching frequency, plastic housing, 8-pin M12 quick-disconnect. | Stock | 201
OPT2028 | Wenglor contrast sensor, square, diffuse, white light emission, 30-40mm sensing distance, selectable light-on/dark-on, PNP, teach-in button, 25 kHz switching frequency, plastic housing, 8-pin M12 quick-disconnect. | Stock | 201
OPT2029 | Wenglor contrast sensor, square, diffuse, white light emission, 30-40mm sensing distance, selectable light-on/dark-on, NPN, teach-in button, 25 kHz switching frequency, plastic housing, 8-pin M12 quick-disconnect. | Stock | 201
OPT2030 | Reflector, square, 100 x 100mm. For use with photoelectric laser sensors. | Stock | 12.5
OPT2031 | Wenglor mounting bracket, right-angle, nickel plated brass. For use with OPT series 50x50mm photoelectric sensors. | Stock | 6.25
OPT2032 | Wenglor mounting bracket, right-angle, nickel plated brass. For use with OPT2012 - OPT2015 photoelectric sensors. | Stock | 6.25
OPT2033 | Wenglor mounting bracket, right-angle, vertical adjustment, nickel plated steel. For use with OPT series 32x12mm photoelectric sensors. | Stock | 6.25
OPT2034 | Wenglor mounting bracket, right-angle, vertical adjustment, nickel plated steel. For use with OPT2024 & OPT2025 photoelectric sensors. | Stock | 6.25
OPT2035 | Wenglor mounting bracket, right-angle, fine tune vertical and horizontal adjustment, nickel plated steel. For use with 12mm sensors. | Stock | 34.5
OPT2036 | Wenglor mounting bracket, right-angle, fine tune vertical and horizontal adjustment, nickel plated steel. For use with 18mm sensors. | Stock | 34.5
OPT2037 | Wenglor mounting bracket, right-angle, 316L stainless steel. Package of 2. For use with 3mm sensors. | Stock | 23
OPT2038 | Wenglor mounting bracket, right-angle, vertical and horizontal adjustment, 304 stainless steel. For use with OPT series 50x50mm photoelectric sensors. | Stock | 9.75
OPT2040 | Wenglor fiber amplifier, rectangular, 1-channel, pushbutton user interface, NPN/PNP, programmable switching, impulse or time delay outputs, 10-30 VDC operating voltage, 4-pin M8 quick-disconnect. | Stock | 91
OPT2041 | Wenglor fiber amplifier, rectangular, 1-channel, pushbutton user interface with display, NPN/PNP, programmable switching, impulse, time delay or measurement outputs, 18-30 VDC operating voltage, 4-pin M8 quick-disconnect. | Stock | 167
OPT2042 | Wenglor fiber amplifier, rectangular, 3-channel, pushbutton user interface with display, NPN/PNP, programmable switching, impulse, time delay or measurement outputs, 18-30 VDC operating voltage, 4-pin and (2) 8-pin M12 quick-disconnect. | Stock | 345
OPT2043 | Wenglor fiber amplifier, rectangular, 1-channel, pushbutton user interface with display, NPN/PNP, programmable switching, impulse, time delay or measurement outputs, 18-30 VDC operating voltage. Requires OPT2042 for operation. | Stock | 137
OPT2050 | Wenglor optical fiber, plastic, cuttable, diffuse, parallel fibers, M3 head, stainless steel, polyethylene jacket, 60mm sensing distance, 2m length. | Stock | 43
OPT2052 | Wenglor optical fiber, plastic, cuttable, diffuse, coaxial fibers, 3mm diameter head, stainless steel, polyethylene jacket, 60mm sensing distance, 2m length. | Stock | 54
OPT2053 | Wenglor optical fiber, plastic, cuttable, diffuse, coaxial fibers, M3 head, stainless steel, polyethylene jacket, 60mm sensing distance, 2m length. | Stock | 54
OPT2054 | Wenglor optical fiber, plastic, cuttable, diffuse, parallel fibers, M6 head, nickel-plated brass, polyethylene jacket, 160mm sensing distance, 2m length. | Stock | 43
OPT2055 | Wenglor optical fiber, plastic, cuttable, diffuse, parallel fibers, M6 head, nickel-plated brass, polyethylene jacket, 60mm sensing distance, 2m length. | Stock | 88
OPT2056 | Wenglor optical fiber, plastic, cuttable, diffuse, parallel fibers, M6 head, stainless steel, flexible, polyethylene jacket, 160mm sensing distance, 2m length. | Stock | 49.5
OPT2059 | Wenglor optical fiber, plastic, cuttable, diffuse, parallel fibers, 12mm flat head, aluminum, polyethylene jacket, 160mm sensing distance, 2m length. | Stock | 109
OPT2060 | Wenglor optical fiber, plastic, cuttable, diffuse, parallel fibers, 12mm flat head, aluminum, 90-degree, polyethylene jacket, 50mm sensing distance, 2m length. | Stock | 109
OPT2061 | Wenglor optical fiber, plastic, cuttable, diffuse, parallel fibers, M4 head, stainless steel, 90-degree, polyethylene jacket, 70mm sensing distance, 2m length. | Stock | 109
OPT2062 | Wenglor optical fiber, plastic, cuttable, diffuse, parallel fibers, 5mm diameter head, stainless steel, 90-degree, polyethylene jacket, 50mm sensing distance, 2m length. | Stock | 109
OPT2063 | Wenglor optical fiber, plastic, cuttable, diffuse, parallel fibers, M6 head, nickel-plated brass, polyethylene jacket, 90mm sensing distance, 2m length. | Stock | 109
OPT2064 | Wenglor optical fiber, plastic, cuttable, through-beam, parallel fibers, M3 head, stainless steel, polyethylene jacket, 160mm sensing distance, 2m length. Package of 2. | Stock | 50
OPT2065 | Wenglor optical fiber, plastic, cuttable, through-beam, parallel fibers, M3 head, nickel-plated brass, polyethylene jacket, 400mm sensing distance, 2m length. Package of 2. | Stock | 43
OPT2070 | Wenglor optical fiber, plastic, cuttable, through-beam, parallel fibers, 12mm flat head, aluminum, 90-degree, polyethylene jacket, 200mm sensing distance, 2m length. Package of 2. | Stock | 109
OPT2071 | Wenglor optical fiber, plastic, cuttable, through-beam, parallel fibers, M4 head, stainless steel, 90-degree, polyethylene jacket, 250mm sensing distance, 2m length. Package of 2. | Stock | 109
OPT2074 | Wenglor optical fiber, plastic, cuttable, through-beam, parallel fibers, M4 head, stainless steel, polyethylene jacket, 350mm sensing distance, 2m length. Package of 2. | Stock | 37
OPT2080 | Wenglor optical fiber, glass, diffuse, statistic mixture, 5mm diameter head, stainless steel, stainless steel jacket, 160mm sensing distance, 1m length. | Stock | 145
OPT2082 | Wenglor optical fiber, glass, diffuse, separated bundles, M6 head, aluminum, nickel plated brass jacket, 160mm sensing distance, 1m length. | Stock | 134
OPT2086 | Wenglor optical fiber, glass, through-beam, parallel fibers, M5 head, aluminum, nickel plated brass jacket, 480mm sensing distance, 1m length. Package of 2. | Stock | 128
OPT2100 | Wenglor mounting bracket, right-angle, plastic. For use with 5mm sensors. | Stock | 7.25
OPT2101 | Wenglor mounting bracket, right-angle, plastic. For use with 8mm sensors. | Stock | 7.25
OPT2102 | Wenglor mounting bracket, right-angle, fixed insertion stop adjustment, plastic. For use with 12mm sensors. | Stock | 7.25
OPT2103 | Wenglor mounting bracket, right-angle, plastic. For use with 12mm sensors. | Stock | 7.25
OPT2104 | Wenglor mounting bracket, right-angle, fixed insertion stop adjustment, plastic. For use with 18mm sensors. | Stock | 9.25
OPT2105 | Wenglor mounting bracket, right-angle, plastic. For use with 18mm sensors. | Stock | 9.25
OPT2106 | Wenglor mounting bracket, right-angle, plastic. For use with 4mm sensors. | Stock | 7.25
OPT2107 | Wenglor mounting bracket, right-angle, plastic. For use with 6.5mm sensors. | Stock | 7.25
OPT2108 | Wenglor mounting bracket, right-angle, nickel plated brass. For use with 12mm mounting rods OPT2109, OPT2110 & OPT2111. | Stock | 14.5
OPT2109 | Wenglor mounting rod, 12mm diameter, 200mm length, 304 stainless steel. | Stock | 11.5
OPT2110 | Wenglor mounting rod, 12mm diameter, 300mm length, 304 stainless steel. | Stock | 14.5
OPT2111 | Wenglor mounting rod, 12mm diameter, 500mm length, 304 stainless steel. | Stock | 18.5
OPT2112 | Wenglor mounting bracket, right-angle swivel, 360 degree vertical and horizontal adjustment, aluminum, 12mm rod mount. For use with 8mm sensors. | Stock | 10.5
OPT2113 | Wenglor mounting bracket, right-angle swivel, 360 degree vertical and horizontal adjustment, 304 stainless steel, 12mm rod mount. For use with 8mm sensors. | Stock | 18.5
OPT2114 | Wenglor mounting bracket, right-angle swivel, 360 degree vertical and horizontal adjustment, aluminum, 12mm rod mount. For use with 12mm sensors. | Stock | 10.5
OPT2115 | Wenglor mounting bracket, right-angle swivel, 360 degree vertical and horizontal adjustment, 304 stainless steel, 12mm rod mount. For use with 12mm sensors. | Stock | 18.5
OPT2116 | Wenglor mounting bracket, right-angle swivel, 360 degree vertical and horizontal adjustment, aluminum, 12mm rod mount. For use with 18mm sensors. | Stock | 10.5
OPT2117 | Wenglor mounting bracket, right-angle swivel, 360 degree vertical and horizontal adjustment, 304 stainless steel, 12mm rod mount. For use with 18mm sensors. | Stock | 18.5
OPT2118 | Wenglor mounting bracket, right-angle swivel, 360 degree vertical and horizontal adjustment, aluminum, 12mm rod mount. For use with 30mm sensors. | Stock | 10.5
OPT2119 | Wenglor mounting bracket, right-angle swivel, 360 degree vertical and horizontal adjustment, 304 stainless steel, 12mm rod mount. For use with 30mm sensors. | Stock | 18.5
OPT2120 | Wenglor mounting bracket, right-angle swivel, 360 degree vertical and horizontal adjustment, aluminum, 12mm rod mount. For use with OPT series 32x12mm photoelectric sensors. | Stock | 10.5
OPT2121 | Wenglor mounting bracket, right-angle swivel, 360 degree vertical and horizontal adjustment, 304 stainless steel, 12mm rod mount. For use with OPT series 32x12mm photoelectric sensors. | Stock | 18.5
OPT2122 | Wenglor mounting bracket, right-angle swivel, 360 degree vertical and horizontal adjustment, aluminum, 12mm rod mount. For use with OPT series 50x50mm photoelectric sensors. | Stock | 10.5
OPT2123 | Wenglor mounting bracket, right-angle swivel, 360 degree vertical and horizontal adjustment, 304 stainless steel, 12mm rod mount. For use with OPT series 50x50mm photoelectric sensors. | Stock | 18.5
OPT2124 | Wenglor mounting bracket, right-angle swivel, 360 degree vertical and horizontal adjustment, aluminum, 12mm rod mount. For use with OPT2024 & OPT2025 photoelectric sensors. | Stock | 10.5
OPT2125 | Wenglor mounting bracket, right-angle swivel, 360 degree vertical and horizontal adjustment, 304 stainless steel, 12mm rod mount. For use with OPT2024 & OPT2025 photoelectric sensors. | Stock | 17.5
OPT2126 | Wenglor mounting bracket, right-angle swivel, 360 degree vertical and horizontal adjustment, aluminum, 12mm rod mount. For use with OPT2012 - OPT2015 photoelectric sensors. | Stock | 10.5
OPT2127 | Wenglor mounting bracket, right-angle swivel, 360 degree vertical and horizontal adjustment, 304 stainless steel, 12mm rod mount. For use with OPT2012 - OPT2015 photoelectric sensors. | Stock | 18.5
OPT2130 | Wenglor photoelectric sensor, square, plastic housing, through-beam receiver, 0-20m sensing distance, 10-30 VDC operating voltage, complementary light-on/dark-on, PNP, 4-wire, 4-pin M12 quick-disconnect. | Stock | 63
OPT2131 | Wenglor photoelectric sensor, square, plastic housing, through-beam receiver, 0-20m sensing distance, 10-30 VDC operating voltage, complementary light-on/dark-on, NPN, 4-wire, 4-pin M12 quick-disconnect. | Stock | 63
OPT2132 | Wenglor photoelectric sensor, square, plastic housing, through-beam emitter, visible red light emission, 0-20m sensing distance, 10-30 VDC operating voltage, 3-wire, 4-pin M12 quick-disconnect. | Stock | 69
OPT2133 | Wenglor photoelectric sensor, square, retroreflective, visible red light emission, 0-7m sensing distance, complementary light-on/dark-on, PNP, potentiometer, 4-wire, 4-pin M12 quick-disconnect. | Stock | 73
OPT2134 | Wenglor photoelectric sensor, square, retroreflective, visible red light emission, 0-7m sensing distance, complementary light-on/dark-on, NPN, potentiometer, 4-wire, 4-pin M12 quick-disconnect. | Stock | 73
OPT2135 | Wenglor photoelectric sensor, square, retroreflective, visible red light emission, 0-11m sensing distance, complementary light-on/dark-on, PNP, potentiometer, 4-wire, 4-pin M12 quick-disconnect. | Stock | 82
OPT2136 | Wenglor photoelectric sensor, square, retroreflective, visible red light emission, 0-11m sensing distance, complementary light-on/dark-on, NPN, potentiometer, 4-wire, 4-pin M12 quick-disconnect. | Stock | 82
OPT2137 | Wenglor photoelectric sensor, square, retroreflective, Class 1 laser light emission, 0-9.5m sensing distance, complementary light-on/dark-on, PNP, potentiometer, 4-pin M12 quick-disconnect. | Stock | 199
OPT2138 | Wenglor photoelectric sensor, square, retroreflective, Class 1 laser light emission, 0-9.5m sensing distance, complementary light-on/dark-on, NPN, potentiometer, 4-pin M12 quick-disconnect. | Stock | 199
OPT2139 | Wenglor photoelectric sensor, square, retroreflective, visible red light emission, 0-2.6m sensing distance, complementary light-on/dark-on, PNP, potentiometer, 4-wire, 4-pin M12 quick-disconnect. | Stock | 114
OPT2140 | Wenglor photoelectric sensor, square, retroreflective, visible red light emission, 0-2.6m sensing distance, complementary light-on/dark-on, NPN, potentiometer, 4-wire, 4-pin M12 quick-disconnect. | Stock | 114
OPT2147 | Wenglor photoelectric sensor, square, plastic, diffuse with background suppression, 0-200mm sensing distance, complementary light-on/dark-on, PNP, potentiometer, 800 Hz switching frequency, 4-pin M12 quick-disconnect. | Stock | 94
OPT2148 | Wenglor photoelectric sensor, square, plastic, diffuse with background suppression, 0-200mm sensing distance, complementary light-on/dark-on, NPN, potentiometer, 800 Hz switching frequency, 4-pin M12 quick-disconnect. | Stock | 94
OPT2149 | Wenglor photoelectric sensor, square, plastic, diffuse with background suppression, 0-500mm sensing distance, complementary light-on/dark-on, PNP, potentiometer, 800 Hz switching frequency, 4-pin M12 quick-disconnect. | Stock | 94
OPT2150 | Wenglor photoelectric sensor, square, plastic, diffuse with background suppression, 0-500mm sensing distance, complementary light-on/dark-on, NPN, potentiometer, 800 Hz switching frequency, 4-pin M12 quick-disconnect. | Stock | 94
OPT2151 | Wenglor photoelectric sensor, square, plastic, diffuse with background suppression, 50-400mm sensing distance, complementary light-on/dark-on, PNP, potentiometer, 800 Hz switching frequency, 4-pin M12 quick-disconnect. | Stock | 91
OPT2152 | Wenglor photoelectric sensor, square, plastic, diffuse with background suppression, 50-400mm sensing distance, complementary light-on/dark-on, NPN, potentiometer, 800 Hz switching frequency, 4-pin M12 quick-disconnect. | Stock | 91
OPT2153 | Wenglor photoelectric sensor, square, plastic, diffuse with background suppression, 0-1200mm sensing distance, complementary light-on/dark-on, PNP, potentiometer, 500 Hz switching frequency, 4-pin M12 quick-disconnect. | Stock | 90
OPT2154 | Wenglor photoelectric sensor, square, plastic, diffuse with background suppression, 0-1200mm sensing distance, complementary light-on/dark-on, NPN, potentiometer, 500 Hz switching frequency, 4-pin M12 quick-disconnect. | Stock | 90
OPT2157 | Wenglor photoelectric sensor, square, plastic, diffuse with background suppression, 0-300mm sensing distance, complementary light-on/dark-on, PNP, potentiometer, 800 Hz switching frequency, 4-pin M12 quick-disconnect. | Stock | 199
OPT2158 | Wenglor photoelectric sensor, square, plastic, diffuse with background suppression, 0-300mm sensing distance, complementary light-on/dark-on, NPN, potentiometer, 800 Hz switching frequency, 4-pin M12 quick-disconnect. | Stock | 199
OPT2167 | Wenglor reflector, rectangular, 61 x 51.5mm. For use with OPT2137 & OPT2138. | Stock | 13
OPT2168 | Wenglor photoelectric sensor, rectangular, plastic, diffuse with background suppression, 30-150mm sensing distance, complementary light-on/dark-on, PNP, potentiometer, 1000 Hz switching frequency, 4-pin M8 quick-disconnect. | Stock | 91
OPT2169 | Wenglor photoelectric sensor, rectangular, plastic, diffuse with background suppression, 30-150mm sensing distance, complementary light-on/dark-on, NPN, potentiometer, 1000 Hz switching frequency, 4-pin M8 quick-disconnect. | Stock | 91
OPT2170 | Wenglor photoelectric sensor, square, plastic, diffuse with background suppression, 0-3m sensing distance, complementary light-on/dark-on, PNP, teach-in button, 500 Hz switching frequency, 5-pin M12 quick-disconnect. | Stock | 249
OPT2171 | Wenglor photoelectric sensor, square, plastic, diffuse with background suppression, 0-3m sensing distance, complementary light-on/dark-on, NPN, teach-in button, 500 Hz switching frequency, 5-pin M12 quick-disconnect. | Stock | 249
OPT2172 | Wenglor photoelectric sensor, rectangular, plastic, diffuse with background suppression, 0-1m sensing distance, complementary light-on/dark-on, PNP, teach-in button, 500 Hz switching frequency, 4-pin M8 quick-disconnect. | Stock | 199
OPT2173 | Wenglor photoelectric sensor, rectangular, plastic, diffuse with background suppression, 0-1m sensing distance, complementary light-on/dark-on, PNP, teach-in button, 500 Hz switching frequency, 7.8in/200mm cable length, 4-pin M12 quick-disconnect. | Stock | 199
OPT2174 | Wenglor photoelectric sensor, rectangular, plastic, diffuse with background suppression, 0-1m sensing distance, complementary light-on/dark-on, PNP, teach-in button, 500 Hz switching frequency, 7.8in/200mm cable length, 4-pin M8 quick-disconnect. | Stock | 199
P0604 | Wiegmann subpanel, carbon steel, white, powder coat finish. For use with 6x4 (HxW) B06040xxx and BN406040xxx enclosures. | from vendor up to 0 business day | 4.25 | 4.5
P0604G | Wiegmann subpanel, galvanized steel. For use with 6x4 (HxW) B06040xxx and BN406040xxx enclosures. | Stock | 4.25 | 4.5
P0604SS | Wiegmann subpanel, 304 stainless steel. For use with 6x4 (HxW) B06040xxx and BN406040xxx enclosures. | from vendor up to 7 business days | 14.75 | 15
P0606 | Wiegmann subpanel, carbon steel, white, powder coat finish. For use with 6x6 (HxW) B060604xx and BN4060604xx enclosures. | from vendor up to 0 business day | 5.25
P0606G | Wiegmann subpanel, galvanized steel. For use with 6x6 (HxW) B060604xx and BN4060604xx enclosures. | Stock | 5.25
P0606SS | Wiegmann subpanel, 304 stainless steel. For use with 6x6 (HxW) B060604xx and BN4060604xx enclosures. | Stock | 18.25 | 18.5
P0806 | Wiegmann subpanel, carbon steel, white, powder coat finish. For use with 8x6 (HxW) B08060xxx and BN408060xxx enclosures. | from vendor up to 0 business day | 6 | 6.25
P0806G | Wiegmann subpanel, galvanized steel. For use with 8x6 (HxW) B08060xxx and BN408060xxx enclosures. | Stock | 6 | 6.25
P0806SS | Wiegmann subpanel, 304 stainless steel. For use with 8x6 (HxW) B08060xxx and BN408060xxx enclosures. | Stock | 21.5 | 22
P0808 | Wiegmann subpanel, carbon steel, white, powder coat finish. For use with 8x8 (HxW) B080804xx enclosures. | from vendor up to 0 business day | 7 | 7.25
P0808G | Wiegmann subpanel, galvanized steel. For use with 8x8 (HxW) B080804xx enclosures. | Stock | 7 | 7.25
P085DB-AL | Metrol limit switch, high precision touch, 8mm diameter, threaded, 0.5mm pitch, 48.8mm length, 2mm round head, stainless steel, 5.5mm plunger, 1N contact force, dry contact(s), N.C., 9.8ft/3m cable length, pigtail. | Stock | 125 | 130
P-1 | Iboco SPIRALITE spiral wrap, 0.12in nominal outside diameter, natural, 160ft coil. For use with wire bundles 1/16-1/2in diameter. | Stock | 16 | 17.5
P1008 | Wiegmann subpanel, carbon steel, white, powder coat finish. For use with 10x8 (HxW) B10080xxx and BN410080xxx enclosures. | from vendor up to 0 business day | 7.75 | 8
P10086C-P10 | Integra Impact series enclosure, NEMA 1/2/3/3R/3S/4/4X/6/6P/12/13, 10 x 8 x 6in (HxWxD), wall mount, polycarbonate, gray, gloss finish, clear polycarbonate single-door, integrated padlockable latch. | Stock | 99 | 104
P10086-P10 | Integra Impact series enclosure, NEMA 1/2/3/3R/3S/4/4X/6/6P/12/13, 10 x 8 x 6in (HxWxD), wall mount, polycarbonate, gray, gloss finish, single-door, integrated padlockable latch. | Stock | 85 | 90
P1008ASA | AttaBox swing panel, variable depth, 3003-H14 aluminum. For use with FR100806xxx, FRCC100806Hxx and FRW100806HxL Freedom series enclosures. Requires corner posts and swing panel brackets. | from vendor up to 15 business days | 160 | 197
P1008G | Wiegmann subpanel, galvanized steel. For use with 10x8 (HxW) B10080xxx and BN410080xxx enclosures. | Stock | 7.75 | 8
P1008SS | Wiegmann subpanel, 304 stainless steel. For use with 10x8 (HxW) B10080xxx and BN410080xxx enclosures. | Stock | 31 | 32
P1008STA | AttaBox subpanel, variable depth, 3003-H14 aluminum. For use with FR100806xxx, FRCC100806Hxx and FRW100806HxL Freedom series enclosures. Requires corner posts and stationary panel brackets. | from vendor up to 15 business days | 66 | 81
P1008SWA | AttaBox swing panel, deadfront, 3003-H14 aluminum. For use with FR100806xxx, FRCC100806Hxx and FRW100806HxL Freedom series enclosures. Requires corner posts and swing panel brackets. | from vendor up to 15 business days | 118 | 145
P1010 | Wiegmann subpanel, carbon steel, white, powder coat finish. For use with 10x10 (HxW) B10100xxx enclosures. | from vendor up to 0 business day | 9.75 | 10
P1010G | Wiegmann subpanel, galvanized steel. For use with 10x10 (HxW) B10100xxx enclosures. | from vendor up to 0 business day | 9.75 | 10
P1-01AC | Productivity1000 AC/DC power supply, 120-240 VAC or 125 VDC nominal input. External power supply optional. | Stock | 43.5 | 45
P1-01DC | Productivity1000 DC power supply, 12-24 VDC nominal input. External power supply optional. For applications not exceeding (8) P1000 modules. | Stock | 49 | 51
P1-02AC | Productivity1000 AC power supply, 120-240 VAC or 125 VDC nominal input. External power supply optional. For applications exceeding (8) P1000 modules. | Stock | 55 | 57
P1-02HSC | Productivity1000 counter input module, 100 kHz maximum switching frequency, 2 high-speed input point(s), 5-24 VDC, sinking/sourcing, 2-channel, single-ended encoder input(s), external 24 VDC required. | Stock | 71 | 74
P1-04AD | Productivity1000 analog input module, 4-channel, current/voltage, 16-bit, input current signal range(s) of 0-20 mA, input voltage signal range(s) of 0-5 VDC, 0-10 VDC, +/- 5 VDC, +/- 10 VDC, external 24 VDC required. | Stock | 180 | 187
P1-04ADL-1 | Productivity1000 analog input module, 4-channel, current, 13-bit, input current signal range(s) of 0-20 mA, external 24 VDC required. | Stock | 78 | 81
P1-04ADL-2 | Productivity1000 analog input module, 4-channel, voltage, 13-bit, input voltage signal range(s) of 0-10 VDC, external 24 VDC required. | Stock | 78 | 81
P1-04DAL-1 | Productivity1000 analog output module, 4-channel, current, 12-bit, output current signal range(s) of 4-20 mA, external 24 VDC required. | Stock | 111 | 115
P1-04DAL-2 | Productivity1000 analog output module, 4-channel, voltage, 12-bit, output voltage signal range(s) of 0-10 VDC, external 24 VDC required. | Stock | 97 | 101
P1-04NTC | Productivity1000 temperature input module, thermistor, 4-channel, 16-bit resolution, input thermistor type(s): 2252, 10K-AN Type 3, 10K-CP Type 2, 5K, 3K and 1.8K ohm. (1) P1-10RTB screw terminal block included. | Stock | 141 | 147
P1-04PWM | Productivity1000 high-speed pulse width modulation output module, 5-24 VDC, sinking/sourcing, 4-channel, single-ended output(s), external 5-24 VDC required. | Stock | 78 | 81
P1-04RTD | Productivity1000 temperature input module, RTD, 4-channel, 16-bit resolution, input RTD type(s): Pt100, Pt1000, JPt100, Cu10, Cu25 and Ni120. (1) P1-10RTB screw terminal block included. | Stock | 132 | 137
P1-04THM | Productivity1000 temperature input module, thermocouple, 4-channel, 16-bit resolution, input thermocouple type(s): J, E, K, R, S, T, B, N, C. (1) P1-10RTB screw terminal block included. | Stock | 141 | 147
P1-08ADL-1 | Productivity1000 analog input module, 8-channel, current, 13-bit, input current signal range(s) of 0-20 mA, external 24 VDC required. | Stock | 106 | 110
P1-08ADL-2 | Productivity1000 analog input module, 8-channel, voltage, 13-bit, input voltage signal range(s) of 0-10 VDC, external 24 VDC required. | Stock | 104 | 108
P1-08DAL-1 | Productivity1000 analog output module, 8-channel, current, 12-bit, output current signal range(s) of 4-20 mA, external 24 VDC required. | Stock | 136 | 141
P1-08DAL-2 | Productivity1000 analog output module, 8-channel, voltage, 12-bit, output voltage signal range(s) of 0-10 VDC, external 24 VDC required. | Stock | 125 | 130
P1-08NA | Productivity1000 discrete input module, 8-point, 120-240 VAC, 2 isolated common(s), 4 point(s) per common. Requires P1-10RTB or P1-10RTB-1 removable terminal block or ZIPLink pre-wired cables. | Stock | 75 | 78
P1-08ND3 | Productivity1000 discrete input module, 8-point, 12-24 VDC, sinking/sourcing, 2 common(s), 4 point(s) per common. Requires P1-10RTB or P1-10RTB-1 removable terminal block or ZIPLink pre-wired cables. | Stock | 40 | 41.5
P1-08NE3 | Productivity1000 discrete input module, 8-point, 24 VAC/VDC, sinking/sourcing, 2 isolated common(s), 4 point(s) per common. Requires P1-10RTB or P1-10RTB-1 removable terminal block or ZIPLink pre-wired cables. | Stock | 40.5 | 42
P1-08SIM | Productivity1000 simulator input module, 8-point. | Stock | 43.5 | 45
P1-08TA | Productivity1000 discrete output module, 8-point, 120-240 VAC, 2 isolated common(s), 4 point(s) per common, 0.5A/point, 4A/common. Requires P1-10RTB or P1-10RTB-1 removable terminal block or ZIPLink pre-wired cables. | Stock | 92 | 96
P1-08TD1 | Productivity1000 discrete output module, 8-point, 3.3-24 VDC, sinking, 1 common(s), 8 point(s) per common, 1A/point. Requires P1-10RTB or P1-10RTB-1 removable terminal block or ZIPLink pre-wired cables. | Stock | 40.5 | 42
P1-08TD2 | Productivity1000 discrete output module, 8-point, 12-24 VDC, sourcing, 1 common(s), 8 point(s) per common, 1A/point. Requires P1-10RTB or P1-10RTB-1 removable terminal block or ZIPLink pre-wired cables. | Stock | 39 | 40.5
P1-08TRS | Productivity1000 relay output module, 8-point, 6-24 VDC/6-120 VAC, (6) Form A, (2) Form C, 8 isolated common(s), 1 point(s) per common, 3A/point. Requires P2-RTB or P2-RTB-1 removable terminal block or ZIPLink pre-wired cables. | Stock | 51 | 53
P10DA-AL | Metrol limit switch, high precision touch, 10mm diameter, threaded, 0.5mm pitch, 49.8mm length, 2mm round head, stainless steel, 8.5mm plunger, 1N contact force, dry contact(s), N.O., 9.8ft/3m cable length, pigtail. | Stock | 125 | 130
P10DB-AL | Metrol limit switch, high precision touch, 10mm diameter, threaded, 0.5mm pitch, 42mm length, 2mm round head, stainless steel, 8.5mm plunger, 1N contact force, dry contact(s), N.C., 9.8ft/3m cable length, pigtail. | Stock | 125 | 130
P10DHA-TML | Metrol limit switch, high precision touch, 14mm diameter, threaded, 0.5mm pitch, 61mm length, 8mm roller head, stainless steel, 2.5mm plunger, 1N contact force, dry contact(s), N.O., 9.8ft/3m cable length, pigtail. | Stock | 263 | 274
P10DHB-TML | Metrol limit switch, high precision touch, 14mm diameter, threaded, 0.5mm pitch, 55mm length, 8mm roller head, stainless steel, 2.5mm plunger, 1N contact force, dry contact(s), N.C., 9.8ft/3m cable length, pigtail. | Stock | 263 | 274
P10DHLTB-TML | Metrol limit switch, high precision touch, 14mm diameter, threaded, 0.5mm pitch, 84.5mm length, 8mm roller head, stainless steel, 2.5mm plunger, 1N contact force, dry contact(s), N.C., 9.8ft/3m cable length, pigtail. | Stock | 289 | 301
P10DLB-AL | Metrol limit switch, high precision touch, 10mm diameter, threaded, 0.5mm pitch, 70mm length, 2mm round head, stainless steel, 8.5mm plunger, 1N contact force, dry contact(s), N.C., 9.8ft/3m cable length, pigtail. | Stock | 126 | 131
P1-10RTB | Productivity1000 terminal block, 10-pin screw type. For use with Productivity1000 I/O modules. | Stock | 6 | 6.25
P1-10RTB-1 | Productivity1000 terminal block, 10-pin spring clamp. For use with Productivity1000 I/O modules. | Stock | 6 | 6.25
P1-15CDD1 | Productivity1000 discrete combo module, Input: 8-point, 12-24 VDC, sinking/sourcing, Output: 7-point, 3.3-24 VDC, sinking, 1A/point. Requires P2-RTB or P2-RTB-1 removable terminal block or ZIPLink pre-wired cables. | Stock | 70 | 73
P1-15CDD2 | Productivity1000 discrete combo module, Input: 8-point, 12-24 VDC, sinking/sourcing, Output: 7-point, 12-24 VDC, sourcing, 1A/point. Requires P2-RTB or P2-RTB-1 removable terminal block or ZIPLink pre-wired cables. | Stock | 66 | 69
P1-15TD1 | Productivity1000 discrete output module, 15-point, 3.3-24 VDC, sinking, 2 common(s), 8 point(s) per common, 1A/point. Requires P2-RTB or P2-RTB-1 removable terminal block or ZIPLink pre-wired cables. | Stock | 61 | 63
P1-15TD2 | Productivity1000 discrete output module, 15-point, 12-24 VDC, sourcing, 1 common(s), 15 point(s) per common, 1A/point. Requires P2-RTB or P2-RTB-1 removable terminal block or ZIPLink pre-wired cables. | Stock | 61 | 63
P1-16CDR | Productivity1000 discrete combo module, Input: 8-point, 24 VAC/VDC, sinking/sourcing, Output: 8-point, 6-24 VDC/6-120 VAC, relay, (8) Form A (SPST) relays, 1A/point. Requires P2-RTB or P2-RTB-1 removable terminal block or ZIPLink pre-wired cables. | Stock | 91 | 95
P1-16ND3 | Productivity1000 discrete input module, 16-point, 12-24 VDC, sinking/sourcing, 2 isolated common(s), 8 point(s) per common. Requires P2-RTB or P2-RTB-1 removable terminal block or ZIPLink pre-wired cables. | Stock | 63 | 66
P1-16NE3 | Productivity1000 discrete input module, 16-point, 24 VAC/VDC, sinking/sourcing, 2 isolated common(s), 8 point(s) per common. Requires P2-RTB or P2-RTB-1 removable terminal block or ZIPLink pre-wired cables. | Stock | 63 | 66
P1-16TR | Productivity1000 relay output module, 16-point, 6-24 VDC/6-120 VAC, (16) Form A (SPST) no-suppression, 2 isolated common(s), 8 point(s) per common, 2A/point, 8A/common. Requires P2-RTB or P2-RTB-1 removable terminal block or ZIPLink pre-wired cables. | Stock | 87 | 90
P11DDB-DULD | Metrol limit switch, high precision touch, 23 x 38 x 18mm, 5mm flat head, tungsten carbide, 16mm plunger, 1.5N contact force, dry contact(s), N.C., 9.8ft/3m cable length, pigtail. | Stock | 157 | 163
P11EDB-DULD | Metrol limit switch, precision touch, 27 x 38 x 18mm, 5mm flat head, tungsten carbide, 16mm plunger, 1.5N contact force, dry contact(s), N.C., 9.8ft/3m cable length, pigtail. | Stock | 157 | 163
P1206 | Wiegmann subpanel, carbon steel, white, powder coat finish. For use with 12x6 (HxW) B120604CH enclosures. | from vendor up to 0 business day | 7.75
P1206G | Wiegmann subpanel, galvanized steel. For use with 12x6 (HxW) B120604CH enclosures. | Stock | 7.75
P1210 | Wiegmann subpanel, carbon steel, white, powder coat finish. For use with 12x10 (HxW) B12100xxx and BN41210xxxx enclosures. | from vendor up to 0 business day | 11 | 11.5
P1210ASA | AttaBox swing panel, variable depth, 3003-H14 aluminum. For use with FR121006xxx, FRCC121006Hxx and FRW121006HPL Freedom series enclosures. Requires corner posts and swing panel brackets. | from vendor up to 15 business days | 119 | 146
P1210G | Wiegmann subpanel, galvanized steel. For use with 12x10 (HxW) B12100xxx and BN41210xxxx enclosures. | Stock | 11 | 11.5
P1210SS | Wiegmann subpanel, 304 stainless steel. For use with 12x10 (HxW) B12100xxx and BN41210xxxx enclosures. | Stock | 44 | 45
P1210STA | AttaBox subpanel, variable depth, 3003-H14 aluminum. For use with FR121006xxx, FRCC121006Hxx and FRW121006HPL Freedom series enclosures. Requires corner posts and stationary panel brackets. | from vendor up to 15 business days | 69 | 85
P1210SWA | AttaBox swing panel, deadfront, 3003-H14 aluminum. For use with FR121006xxx, FRCC121006Hxx and FRW121006HPL Freedom series enclosures. Requires corner posts and swing panel brackets. | from vendor up to 15 business days | 133 | 163
P1212 | Wiegmann subpanel, carbon steel, white, powder coat finish. For use with 12x12 (HxW) B121206xx and BN41212xxxx enclosures. | from vendor up to 0 business day | 13 | 13.5
P1212G | Wiegmann subpanel, galvanized steel. For use with 12x12 (HxW) B121206xx and BN41212xxxx enclosures. | Stock | 13 | 13.5
P1212SS | Wiegmann subpanel, 304 stainless steel. For use with 12x12 (HxW) B121206xx and BN41212xxxx enclosures. | Stock | 51 | 52
P1408 | Wiegmann subpanel, carbon steel, white, powder coat finish. For use with 14x8 (HxW) B140806CH enclosures. | Stock | 10.75 | 11
P1408G | Wiegmann subpanel, galvanized steel. For use with 14x8 (HxW) B140806CH enclosures. | Stock | 10.75 | 11
P1412 | Wiegmann subpanel, carbon steel, white, powder coat finish. For use with 14x12 (HxW) B14120xxx and BN414120xxxx enclosures. | from vendor up to 0 business day | 14.5 | 15
P1412ASA | AttaBox swing panel, variable depth, 3003-H14 aluminum. For use with FR14120xxxx, FRCC14120xHxx and FRW14120xHPL Freedom series enclosures. Requires corner posts and swing panel brackets. | from vendor up to 15 business days | 121 | 148
P1412G | Wiegmann subpanel, galvanized steel. For use with 14x12 (HxW) B14120xxx and BN414120xxxx enclosures. | Stock | 14.5 | 15
P1412SS | Wiegmann subpanel, 304 stainless steel. For use with 14x12 (HxW) B14120xxx and BN414120xxxx enclosures. | Stock | 59 | 60
P1412STA | AttaBox subpanel, variable depth, 3003-H14 aluminum. For use with FR14120xxxx, FRCC14120xHxx and FRW14120xHPL Freedom series enclosures. Requires corner posts and stationary panel brackets. | from vendor up to 15 business days | 78 | 96
P1412SWA | AttaBox swing panel, deadfront, 3003-H14 aluminum. For use with FR14120xxxx, FRCC14120xHxx and FRW14120xHPL Freedom series enclosures. Requires corner posts and swing panel brackets. | from vendor up to 15 business days | 137 | 168
P1-4ADL2DAL-1 | Productivity1000 analog combo module, Input: 4-channel, current, 0-20 mA, Output: 2-channel, current, 4-20 mA. Requires P1-10RTB or P1-10RTB-1 removable terminal block or ZIPLink pre-wired cables. | Stock | 132 | 137
P1-4ADL2DAL-2 | Productivity1000 analog combo module, Input: 4-channel, voltage, 0-10 VDC, Output: 2-channel, voltage, 0-10 VDC. Requires P1-10RTB or P1-10RTB-1 removable terminal block or ZIPLink pre-wired cables. | Stock | 121 | 126
P1-540 | Productivity1000 CPU, up to 50 MB ladder memory, microSD card slot, (1) Ethernet 10/100Base-T (RJ45), (1) RS-232 (RJ12), (1) RS-485 (4-pin terminal) and (1) microB-USB port(s), external 24 VDC required, battery included. | Stock | 196 | 204
P1-550 | Productivity1000 CPU, up to 50 MB ladder memory, microSD card slot, (2) Ethernet 10/100Base-T (RJ45), (1) RS-232 (RJ12), (1) RS-485 (4-pin terminal) and (1) microB-USB port(s). | Stock | 221 | 230
P1610 | Wiegmann subpanel, carbon steel, white, powder coat finish. For use with 16x10 (HxW) B161006CH enclosures. | from vendor up to 0 business day | 14.25 | 14.5
P1610G | Wiegmann subpanel, galvanized steel. For use with 16x10 (HxW) B161006CH enclosures. | Stock | 14.25 | 14.5
P1614 | Wiegmann subpanel, carbon steel, white, powder coat finish. For use with 16x14 (HxW) B1614xxxx and BN416140xxx enclosures. | from vendor up to 0 business day | 19.25 | 19.75
P1614ASA | AttaBox swing panel, variable depth, 3003-H14 aluminum. For use with FR161408xxx, FRCC161408Hxx and FRW161408HxL Freedom series enclosures. Requires corner posts and swing panel brackets. | from vendor up to 15 business days | 141 | 173
P1614G | Wiegmann subpanel, galvanized steel. For use with 16x14 (HxW) B1614xxxx and BN416140xxx enclosures. | Stock | 19.25 | 19.75
P1614SS | Wiegmann subpanel, 304 stainless steel. For use with 16x14 (HxW) B1614xxxx and BN416140xxx enclosures. | Stock | 77 | 79
P1614STA | AttaBox subpanel, variable depth, 3003-H14 aluminum. For use with FR161408xxx, FRCC161408Hxx and FRW161408HxL Freedom series enclosures. Requires corner posts and stationary panel brackets. | from vendor up to 15 business days | 91 | 112
P1614SWA | AttaBox swing panel, deadfront, 3003-H14 aluminum. For use with FR161408xxx, FRCC161408Hxx and FRW161408HxL Freedom series enclosures. Requires corner posts and swing panel brackets. | from vendor up to 15 business days | 153 | 188
P1816ASA | AttaBox swing panel, variable depth, 3003-H14 aluminum. For use with FR181610xxx and FRW181610HxL Freedom series enclosures. Requires corner posts and swing panel brackets. | from vendor up to 15 business days | 172 | 211
P1816STA | AttaBox subpanel, variable depth, 3003-H14 aluminum. For use with FR181610xxx and FRW181610HxL Freedom series enclosures. Requires corner posts and stationary panel brackets. | from vendor up to 15 business days | 109 | 133
P1816SWA | AttaBox swing panel, deadfront, 3003-H14 aluminum. For use with FR181610xxx and FRW181610HxL Freedom series enclosures. Requires corner posts and swing panel brackets. | from vendor up to 15 business days | 170 | 209
P1AM-100 | ProductivityOpen Arduino-compatible CPU, microSD card slot, (1) microB-USB port(s), external 24 VDC required. | Stock | 57 | 59
P1AM-ETH | ProductivityOpen Ethernet shield, 1 port, (1) Ethernet 10/100Base-T (RJ45) port(s). For use with ProductivityOpen P1AM-100 CPU. | Stock | 45 | 47
P1AM-GPIO | ProductivityOpen MKR-pins extension shield, 0-3.3 VDC. For use with ProductivityOpen P1AM-100 CPU. Requires P2-RTB or P2-RTB-1 removable terminal block or ZIPLink pre-wired cables. See product insert for complete list of I/O configuration options. | Stock | 51 | 53
P1AM-PROTO | ProductivityOpen prototyping kit. | Stock | 37 | 38.5
P1AM-START1 | ProductivityOpen starter kit with Ethernet. | Stock | 266 | 277
P1AM-START2 | ProductivityOpen starter kit. | Stock | 184 | 191
P1-RX | Productivity1000 remote I/O module, 1 port, (1) Ethernet (RJ45) port(s). For use with P1-550 or P2-550 CPUs. | Stock | 85
P1-START | Productivity1000 starter kit. | Stock | 334 | 347
P1-USER-M | Productivity1000 user manual, free download only. For use with all Productivity1000 CPUs and I/O modules. | Stock | 0
P-2 | Iboco SPIRALITE spiral wrap, 0.25in nominal outside diameter, natural, 80ft coil. For use with wire bundles 1/4-2in diameter. | Stock | 17 | 18.5
P2016ASA | AttaBox swing panel, variable depth, 3003-H14 aluminum. For use with FR201610xxx and FRW201610HxL Freedom series enclosures. Requires corner posts and swing panel brackets. | from vendor up to 15 business days | 180 | 222
P2016STA | AttaBox subpanel, variable depth, 3003-H14 aluminum. For use with FR201610xxx and FRW201610HxL Freedom series enclosures. Requires corner posts and stationary panel brackets. | from vendor up to 15 business days | 117 | 144
P2016SWA | AttaBox swing panel, deadfront, 3003-H14 aluminum. For use with FR201610xxx and FRW201610HxL Freedom series enclosures. Requires corner posts and swing panel brackets. | from vendor up to 15 business days | 179 | 220
P2-01AC | Productivity2000 AC base power supply, 100-240 VAC/125 VDC nominal input. (1) power supply required per base. | Stock | 86 | 89
P2-01DC | Productivity2000 DC base power supply, 24-48 VDC nominal input. (1) power supply required per base. | Stock | 93 | 97
P2-01DCAC | Productivity2000 AC/DC base power supply, 12-24 VDC/24 VAC nominal input. (1) power supply required per base. | Stock | 98 | 102
P2-02HSC | Productivity2000 counter input module, 100 kHz maximum switching frequency, 2 high-speed input point(s), 5-24 VDC, sinking/sourcing, 2-channel, single-ended encoder input(s), external 24 VDC required. | Stock | 96 | 100
P2-04AD | Productivity2000 analog input module, 4-channel, current/voltage, 16-bit, input current signal range(s) of 0-20 mA, input voltage signal range(s) of 0-5 VDC, 0-10 VDC, +/- 5 VDC, +/- 10 VDC, external 24 VDC required. | Stock | 229 | 238
P2-04AD-1 | Productivity2000 analog input module, 4-channel, current, 16-bit, input current signal range(s) of 0-20 mA, external 24 VDC required. | Stock | 173 | 180
P2-04AD-2 | Productivity2000 analog input module, 4-channel, voltage, 16-bit, input voltage signal range(s) of 0-10 VDC, external 24 VDC required. | Stock | 179 | 186
P2-04B | Productivity2000 I/O base, 4-slot, DIN rail or flush mount. Requires P2-01AC, P2-01DCAC or P2-01DC power supply. Holds power supply, CPU and (4) I/O modules. | Stock | 88 | 92
P2-04DA | Productivity2000 analog output module, 4-channel, current/voltage, 16-bit, output current signal range(s) of 4-20 mA, output voltage signal range(s) of +/- 10 VDC, external 24 VDC required. | Stock | 228 | 237
P2-04DA-1 | Productivity2000 analog output module, 4-channel, current, 16-bit, output current signal range(s) of 4-20 mA, external 24 VDC required. | Stock | 173 | 180
P2-04DA-2 | Productivity2000 analog output module, 4-channel, voltage, 16-bit, output voltage signal range(s) of +/- 10 VDC, external 24 VDC required. | Stock | 169 | 176
P2-04DAL-1 | Productivity2000 analog output module, 4-channel, current, 12-bit, output current signal range(s) of 4-20 mA, external 24 VDC required. | Stock | 130 | 135
P2-04DAL-2 | Productivity2000 analog output module, 4-channel, voltage, 12-bit, output voltage signal range(s) of 0-10 VDC, external 24 VDC required. | Stock | 120 | 125
P2-04PWM | Productivity2000 high-speed pulse width modulation output module, 5-24 VDC, sinking/sourcing, 4-channel, single-ended output(s), external 5-24 VDC required. | Stock | 106 | 110
P2-06RTD | Productivity2000 temperature input module, RTD, 6-channel, 16-bit resolution, input RTD type(s): Pt100, Pt1000, JPt100, Cu10, Cu25 and Ni120. (1) P2-RTB screw terminal block included. | Stock | 380 | 395
P2-07B | Productivity2000 I/O base, 7-slot, DIN rail or flush mount. Requires P2-01AC, P2-01DCAC or P2-01DC power supply. Holds power supply, CPU and (7) I/O modules. | Stock | 118 | 123
P2-08AD-1 | Productivity2000 analog input module, 8-channel, current, 16-bit, input current signal range(s) of 0-20 mA, external 24 VDC required. | Stock | 242 | 252
P2-08AD-2 | Productivity2000 analog input module, 8-channel, voltage, 16-bit, input voltage signal range(s) of 0-10 VDC, external 24 VDC required. | Stock | 266 | 277
P2-08ADL-1 | Productivity2000 analog input module, 8-channel, current, 13-bit, input current signal range(s) of 0-20 mA, external 24 VDC required. | Stock | 169 | 176
P2-08ADL-2 | Productivity2000 analog input module, 8-channel, voltage, 13-bit, input voltage signal range(s) of 0-10 VDC, external 24 VDC required. | Stock | 183 | 190
P2-08DA-1 | Productivity2000 analog output module, 8-channel, current, 16-bit, output current signal range(s) of 4-20 mA, external 24 VDC required. | Stock | 317 | 330
P2-08DA-2 | Productivity2000 analog output module, 8-channel, voltage, 16-bit, output voltage signal range(s) of +/- 10 VDC, external 24 VDC required. | Stock | 291 | 303
P2-08DAL-1 | Productivity2000 analog output module, 8-channel, current, 12-bit, output current signal range(s) of 4-20 mA, external 24 VDC required. | Stock | 237 | 246
P2-08DAL-2 | Productivity2000 analog output module, 8-channel, voltage, 12-bit, output voltage signal range(s) of 0-10 VDC, external 24 VDC required. | Stock | 229 | 238
P2-08NAS | Productivity2000 discrete input module, 8-point, 120 VAC, 8 isolated common(s), 1 point(s) per common. Requires P2-RTB or P2-RTB-1 removable terminal block or ZIPLink pre-wired cables. | Stock | 90 | 94
P2-08ND3-1 | Productivity2000 discrete input module, 8-point, 12-24 VDC, sinking/sourcing, 2 isolated common(s), 4 point(s) per common. Requires P2-RTB or P2-RTB-1 removable terminal block or ZIPLink pre-wired cables. | Stock | 58 | 60
P2-08NE3 | Productivity2000 discrete input module, 8-point, 24 VAC/VDC, sinking/sourcing, 2 isolated common(s), 4 point(s) per common. Requires P2-RTB or P2-RTB-1 removable terminal block or ZIPLink pre-wired cables. | Stock | 47.5 | 49.5
P2-08NTC | Productivity2000 temperature input module, thermistor, 8-channel, 16-bit resolution, input thermistor type(s): 2252, 10K-AN Type 3, 10K-CP Type 2, 5K, 3K and 1.8K ohm. (1) P2-RTB screw terminal block included. | Stock | 338 | 352
P2-08SIM | Productivity2000 simulator input module, 8-point. | Stock | 55 | 57
P2-08TAS | Productivity2000 discrete output module, 8-point, 120 VAC, 8 isolated common(s), 1 point(s) per common, 1A/point. Requires P2-RTB or P2-RTB-1 removable terminal block or ZIPLink pre-wired cables. | Stock | 123 | 128
P2-08TD1P | Productivity2000 discrete output module, 8-point, 12-24 VDC, sinking, 1 common(s), 8 point(s) per common, 0.25A/point, short circuit and overload protection. Requires P2-RTB or P2-RTB-1 removable terminal block or ZIPLink pre-wired cables. | Stock | 48 | 50
P2-08TD1S | Productivity2000 discrete output module, 8-point, 3.3-24 VDC, sinking, 2 isolated common(s), 4 point(s) per common, 2A/point. Requires P2-RTB or P2-RTB-1 removable terminal block or ZIPLink pre-wired cables. | Stock | 56 | 58
P2-08TD2P | Productivity2000 discrete output module, 8-point, 24 VDC, sourcing, 9 common(s), 1 point(s) per common, 0.25A/point, short circuit and overload protection. Requires P2-RTB or P2-RTB-1 removable terminal block or ZIPLink pre-wired cables. | Stock | 48 | 50
P2-08TD2S | Productivity2000 discrete output module, 8-point, 12-24 VDC, sourcing, 2 isolated common(s), 4 point(s) per common, 2A/point. Requires P2-RTB or P2-RTB-1 removable terminal block or ZIPLink pre-wired cables. | Stock | 56 | 58
P2-08THM | Productivity2000 temperature input module, thermocouple, 8-channel, 16-bit resolution, input thermocouple type(s): J, E, K, R, S, T, B, N, C. (1) P2-RTB screw terminal block included. | Stock | 373 | 388
P2-08TRS | Productivity2000 relay output module, 8-point, 6-24 VDC/6-120 VAC, (6) Form A, (2) Form C, 8 isolated common(s), 1 point(s) per common, 4A/point. Requires P2-RTB or P2-RTB-1 removable terminal block or ZIPLink pre-wired cables. | Stock | 59 | 61
P2-11B | Productivity2000 I/O base, 11-slot, DIN rail or flush mount. Requires P2-01AC, P2-01DCAC or P2-01DC power supply. Holds power supply, CPU and (11) I/O modules. | Stock | 156 | 162
P2-15B | Productivity2000 I/O base, 15-slot, DIN rail or flush mount. Requires P2-01AC, P2-01DCAC or P2-01DC power supply. Holds power supply, CPU and (15) I/O modules. | Stock | 182 | 189
P2-15TD1 | Productivity2000 discrete output module, 15-point, 3.3-24 VDC, sinking, 2 common(s), 8 point(s) per common, 1A/point. Requires P2-RTB or P2-RTB-1 removable terminal block or ZIPLink pre-wired cables. | Stock | 77 | 80
P2-15TD2 | Productivity2000 discrete output module, 15-point, 12-24 VDC, sourcing, 1 common(s), 15 point(s) per common, 1A/point. Requires P2-RTB or P2-RTB-1 removable terminal block or ZIPLink pre-wired cables. | Stock | 76 | 79
P2-16AD-1 | Productivity2000 analog input module, 16-channel, current, 16-bit, input current signal range(s) of 0-20 mA, external 24 VDC required. | Stock | 292 | 304
P2-16AD-2 | Productivity2000 analog input module, 16-channel, voltage, 16-bit, input voltage signal range(s) of 0-10 VDC, external 24 VDC required. | Stock | 324 | 337
P2-16ADL-1 | Productivity2000 analog input module, 16-channel, current, 13-bit, input current signal range(s) of 0-20 mA, external 24 VDC required. | Stock | 208 | 216
P2-16ADL-2 | Productivity2000 analog input module, 16-channel, voltage, 13-bit, input voltage signal range(s) of 0-10 VDC, external 24 VDC required. | Stock | 230 | 239
P2-16DA-1 | Productivity2000 analog output module, 16-channel, current, 16-bit, output current signal range(s) of 4-20 mA, external 24 VDC required. | Stock | 415 | 432
P2-16DA-2 | Productivity2000 analog output module, 16-channel, voltage, 16-bit, output voltage signal range(s) of +/- 10 VDC, external 24 VDC required. | Stock | 397 | 413
P2-16DAL-1 | Productivity2000 analog output module, 16-channel, current, 12-bit, output current signal range(s) of 4-20 mA, external 24 VDC required. | Stock | 295 | 307
P2-16DAL-2 | Productivity2000 analog output module, 16-channel, voltage, 12-bit, output voltage signal range(s) of 0-10 VDC, external 24 VDC required. | Stock | 284 | 295
P2-16NA | Productivity2000 discrete input module, 16-point, 120-240 VAC, 2 isolated common(s), 8 point(s) per common. Requires P2-RTB or P2-RTB-1 removable terminal block or ZIPLink pre-wired cables. | Stock | 123 | 128
P2-16ND3-1 | Productivity2000 discrete input module, 16-point, 12-24 VDC, sinking/sourcing, 2 isolated common(s), 8 point(s) per common. Requires P2-RTB or P2-RTB-1 removable terminal block or ZIPLink pre-wired cables. | Stock | 81 | 84
P2-16NE3 | Productivity2000 discrete input module, 16-point, 24 VAC/VDC, sinking/sourcing, 2 isolated common(s), 8 point(s) per common. Requires P2-RTB or P2-RTB-1 removable terminal block or ZIPLink pre-wired cables. | Stock | 81 | 84
P2-16TA | Productivity2000 discrete output module, 16-point, 120-240 VAC, 2 common(s), 8 point(s) per common, 0.5A/point, 4A/common. Requires P2-RTB or P2-RTB-1 removable terminal block or ZIPLink pre-wired cables. | Stock | 152 | 158
P2-16TD1P | Productivity2000 discrete output module, 16-point, 12-24 VDC, sinking, 1 common(s), 16 point(s) per common, 0.25A/point, short circuit and overload protection. Requires P2-RTB or P2-RTB-1 removable terminal block or ZIPLink pre-wired cables. | Stock | 81 | 84
P2-16TD2P | Productivity2000 discrete output module, 16-point, 24 VDC, sourcing, 1 common(s), 16 point(s) per common, 0.25A/point, short circuit and overload protection. Requires P2-RTB or P2-RTB-1 removable terminal block or ZIPLink pre-wired cables. | Stock | 81 | 84
P2-16TR | Productivity2000 relay output module, 16-point, 6-24 VDC/6-240 VAC, (16) Form A, 2 isolated common(s), 8 point(s) per common, 1A/point, 8A/common. Requires P2-RTB or P2-RTB-1 removable terminal block or ZIPLink pre-wired cables. | Stock | 111 | 115
P21EDBP-22-28 | Metrol limit switch, precision touch, 41 x 45 x 25mm, 10mm flat head, tungsten carbide, 18.5mm plunger, 1.5N contact force, 2 dry contact(s), N.C., 16.4ft/5m cable length, pigtail. | Stock | 535 | 556
P2-32ND3-1 | Productivity2000 discrete input module, 32-point, 12-24 VDC, sinking/sourcing, 4 isolated common(s), 8 point(s) per common. Requires ZIPLink connector modules and pre-wired cables. | Stock | 116 | 121
P2-32NE3 | Productivity2000 discrete input module, 32-point, 24 VAC/VDC, sinking/sourcing, 4 isolated common(s), 8 point(s) per common. Requires ZIPLink connector modules and pre-wired cables. | Stock | 116 | 121
P2-32TD1P | Productivity2000 discrete output module, 32-point, 12-24 VDC, sinking, 4 common(s), 8 point(s) per common, 0.2A/point, short circuit and overload protection. Requires ZIPLink connector modules and pre-wired cables. | Stock | 116 | 121
P2-32TD2P | Productivity2000 discrete output module, 32-point, 24 VDC, sourcing, 4 common(s), 8 point(s) per common, 0.2A/point, short circuit and overload protection. Requires ZIPLink connector modules and pre-wired cables. | Stock | 116 | 121
P2-4906 | Trumeter electromechanical counter, 4mm 6-digit analog, 115 VAC input, manual reset, rectangular 2-hole mount, (2) 10in 22 AWG pigtails. | Stock | 50.5
P2-550 | Productivity2000 CPU, up to 50 MB ladder memory, 4 x 10 character OLED display, microSD card slot, (2) Ethernet 10/100Base-T (RJ45), (1) RS-232 (RJ12), (1) RS-485 (3-pin terminal) and (1) microB-USB port(s), battery included. | Stock | 298 | 310
P2-8AD4DA-1 | Productivity2000 analog combo module, Input: 8-channel, current, 0-20 mA, Output: 4-channel, current, 4-20 mA. Requires P2-RTB or P2-RTB-1 removable terminal block or ZIPLink pre-wired cables. | Stock | 364 | 379
P2-8AD4DA-2 | Productivity2000 analog combo module, Input: 8-channel, voltage, 0-5 VDC and 0-10 VDC, Output: 4-channel, voltage, 0-5 VDC and 0-10 VDC. Requires P2-RTB or P2-RTB-1 removable terminal block or ZIPLink pre-wired cables. | Stock | 364 | 379
P2-FILL | Productivity2000 filler module. | Stock | 13 | 13.5
P2-HSI | Productivity2000 pulse input module, 1 MHz maximum switching frequency, 2 high-speed input point(s), 5-24 VDC, sinking/sourcing, 2-channel, differential and single-ended encoder input(s), 4 high-speed output point(s), 5-24 VDC, sinking/sourcing, external 24 VDC required. | Stock | 229 | 238
P2-HSO | Productivity2000 pulse output module, 1 MHz maximum switching frequency, 4 high-speed output point(s), 5-24 VDC, sinking/sourcing, 2-channel, differential and single-ended output channel(s), 6 high-speed input point(s), 5-24 VDC, sinking/sourcing, external 24 VDC required. | Stock | 229 | 238
P2-RS | Productivity2000 remote I/O module, 4 ports, (1) Ethernet (RJ45), (1) RS-232 (RJ12), (1) RS-485 (3-pin terminal) and (1) microB-USB port(s), 4 x 10 character OLED display. | Stock | 265 | 276
P2-RTB | Productivity2000 terminal block, 18-pin screw type. For use with Productivity1000 and Productivity2000 I/O modules. | Stock | 8 | 8.25
P2-RTB-1 | Productivity2000 terminal block, 18-pin spring clamp. For use with Productivity1000 and Productivity2000 I/O modules. | Stock | 8 | 8.25
P2-SCM | Productivity2000 communication module, Modbus RTU and ASCII, 4 ports, (3) RS-232 (RJ12) and (1) RS-485 (4-pin terminal) port(s). | Stock | 193 | 201
P2-START | Productivity2000 starter kit with Ethernet. | Stock | 629 | 654
P2-USER-M | Productivity2000 user manual, free download only. For use with all Productivity2000 CPUs and I/O modules. | Stock | 0
P-3 | Iboco SPIRALITE spiral wrap, 0.37in nominal outside diameter, natural, 80ft coil. For use with wire bundles 3/8-3in diameter. | Stock | 27 | 29
P3-01AC | Productivity3000 AC base power supply, 100-240 VAC nominal input. (1) power supply required per base. | Stock | 175 | 182
P3-01DC | Productivity3000 DC base power supply, 24-48 VDC nominal input. (1) power supply required per base. | Stock | 183 | 190
P3-03B | Productivity3000 I/O base, 3-slot, DIN rail or flush mount. Requires P3-01AC or P3-01DC power supply. Holds power supply, CPU and (3) I/O modules. | Stock | 154 | 160
P3-04ADS | Productivity3000 analog input module, 4-channel, current/voltage, 16-bit, isolated, input current signal range(s) of 0-20 mA, input voltage signal range(s) of 0-5 VDC, 0-10 VDC, +/- 10 VDC. | Stock | 558 | 580
P3-04DA | Productivity3000 analog output module, 4-channel, current/voltage, 16-bit, output current signal range(s) of 4-20 mA, output voltage signal range(s) of +/- 10 VDC, external 24 VDC required. | Stock | 346 | 360
P3-05B | Productivity3000 I/O base, 5-slot, DIN rail or flush mount. Requires P3-01AC or P3-01DC power supply. Holds power supply, CPU and (5) I/O modules. | Stock | 178 | 185
P3-06DAS-1 | Productivity3000 analog output module, 6-channel, current, 16-bit, isolated, output current signal range(s) of 4-20 mA, external 24 VDC required. | Stock | 641 | 667
P3-06DAS-2 | Productivity3000 analog output module, 6-channel, voltage, 16-bit, isolated, output voltage signal range(s) of +/- 10 VDC, external 24 VDC required. | Stock | 791 | 823
P3-08AD | Productivity3000 analog input module, 8-channel, current/voltage, 16-bit, input current signal range(s) of 0-20 mA, input voltage signal range(s) of 0-5 VDC, 0-10 VDC, +/- 5 VDC, +/- 10 VDC, external 24 VDC required. | Stock | 303 | 315
P3-08B | Productivity3000 I/O base, 8-slot, DIN rail or flush mount. Requires P3-01AC or P3-01DC power supply. Holds power supply, CPU and (8) I/O modules. | Stock | 222 | 231
P3-08DA-1 | Productivity3000 analog output module, 8-channel, current, 16-bit, output current signal range(s) of 4-20 mA, external 24 VDC required. | Stock | 600 | 624
P3-08DA-2 | Productivity3000 analog output module, 8-channel, voltage, 16-bit, output voltage signal range(s) of +/- 10 VDC, external 24 VDC required. | Stock | 559 | 581
P3-08NAS | Productivity3000 discrete input module, 8-point, 120-240 VAC, 8 isolated common(s), 1 point(s) per common. Requires P3-RTB removable terminal block or ZIPLink pre-wired cables. | Stock | 103 | 121
P3-08ND3S | Productivity3000 discrete input module, 8-point, 12-24 VDC, sinking/sourcing, 8 isolated common(s), 1 point(s) per common. Requires P3-RTB removable terminal block or ZIPLink pre-wired cables. | Stock | 77 | 90
P3-08RTD | Productivity3000 temperature input module, RTD, 8-channel, 16-bit resolution, input RTD type(s): Pt100, Pt1000, JPt100, Cu10, Cu25 and Ni120. (1) P3-RTB screw terminal block included. | Stock | 448 | 466
P3-08TAS | Productivity3000 discrete output module, 8-point, 120-240 VAC, 8 common(s), 8 isolated common(s), 1 point(s) per common, 1A @ 40 deg C, 0.7A @ 60 deg C. Requires P3-RTB removable terminal block or ZIPLink pre-wired cables. | Stock | 145 | 170
P3-08TD1S | Productivity3000 discrete output module, 8-point, 6-24 VDC, sinking, 4 isolated common(s), 2 point(s) per common, 2A/point, 4A/common. Requires P3-RTB removable terminal block or ZIPLink pre-wired cables. | Stock | 92 | 108
P3-08TD2S | Productivity3000 discrete output module, 8-point, 6-24 VDC, sourcing, 4 isolated common(s), 2 point(s) per common, 2A/point, 4A/common. Requires P3-RTB removable terminal block or ZIPLink pre-wired cables. | Stock | 94 | 110
P3-08THM | Productivity3000 temperature input module, thermocouple, 8-channel, 16-bit resolution, input thermocouple type(s): J, E, K, R, S, T, B, N, C. (1) P3-RTB screw terminal block included. | Stock | 567 | 590
P3-08TRS | Productivity3000 relay output module, 8-point, 6-24 VDC/6-240 VAC, (8) Form A, 8 isolated common(s), 1 point(s) per common, 1.75A/point. Requires P3-RTB removable terminal block or ZIPLink pre-wired cables. | Stock | 103 | 121
P3-08TRS-1 | Productivity3000 relay output module, 8-point, 6-24 VDC/6-240 VAC, (4) Form A, (4) Form C, 8 isolated common(s), 1 point(s) per common, 6.3A/point. Requires P3-RTB removable terminal block or ZIPLink pre-wired cables. | Stock | 150 | 156
P3-11B | Productivity3000 I/O base, 11-slot, DIN rail or flush mount. Requires P3-01AC or P3-01DC power supply. Holds power supply, CPU and (11) I/O modules. | Stock | 265 | 276
P3-16AD-1 | Productivity3000 analog input module, 16-channel, current, 16-bit, input current signal range(s) of 0-20 mA, external 24 VDC required. | Stock | 412 | 428
P3-16AD-2 | Productivity3000 analog input module, 16-channel, voltage, 16-bit, input voltage signal range(s) of 0-10 VDC, external 24 VDC required. | Stock | 404 | 420
P3-16DA-1 | Productivity3000 analog output module, 16-channel, current, 16-bit, output current signal range(s) of 4-20 mA, external 24 VDC required. | Stock | 715 | 744
P3-16DA-2 | Productivity3000 analog output module, 16-channel, voltage, 16-bit, output voltage signal range(s) of +/- 10 VDC, external 24 VDC required. | Stock | 702 | 730
P3-16NA | Productivity3000 discrete input module, 16-point, 120-240 VAC, 4 isolated common(s), 4 point(s) per common. Requires P3-RTB removable terminal block or ZIPLink pre-wired cables. | Stock | 131 | 153
P3-16ND3 | Productivity3000 discrete input module, 16-point, 12-24 VDC, sinking/sourcing, 4 isolated common(s), 4 point(s) per common. Requires P3-RTB removable terminal block or ZIPLink pre-wired cables. | Stock | 125 | 146
P3-16SIM | Productivity3000 simulator input module, 16-point. | Stock | 145 | 170
P3-16TA | Productivity3000 discrete output module, 16-point, 120-240 VAC, 2 isolated common(s), 8 point(s) per common, 0.5A/point, 4A/common. Requires P3-RTB removable terminal block or ZIPLink pre-wired cables. | Stock | 173 | 202
P3-16TD1 | Productivity3000 discrete output module, 16-point, 6-24 VDC, sinking, 2 isolated common(s), 8 point(s) per common, 0.5A/point, 4A/common. Requires P3-RTB removable terminal block or ZIPLink pre-wired cables. | Stock | 133 | 156
P3-16TD2 | Productivity3000 discrete output module, 16-point, 6-24 VDC, sourcing, 2 isolated common(s), 8 point(s) per common, 0.5A/point, 4A/common. Requires P3-RTB removable terminal block or ZIPLink pre-wired cables. | Stock | 133 | 156
P3-16TR | Productivity3000 relay output module, 16-point, 6-24 VDC/6-240 VAC, (16) Form A, 2 isolated common(s), 8 point(s) per common, 1.25A/point, 6.3A/common. Requires P3-RTB removable terminal block or ZIPLink pre-wired cables. | Stock | 145 | 170
P3-32ND3 | Productivity3000 discrete input module, 32-point, 24 VDC, sinking/sourcing, 4 isolated common(s), 8 point(s) per common. Requires ZIPLink connector modules and pre-wired cables. | Stock | 171 | 200
P3-32TD1 | Productivity3000 discrete output module, 32-point, 6-24 VDC, sinking, 4 isolated common(s), 8 point(s) per common, 0.3A/point, 2.4A/common. Requires ZIPLink connector modules and pre-wired cables. | Stock | 171 | 200
P3-32TD2 | Productivity3000 discrete output module, 32-point, 24 VDC, sourcing, 4 isolated common(s), 8 point(s) per common, 0.2A/point, 1.6A/common. Requires ZIPLink connector modules and pre-wired cables. | Stock | 171 | 200
P3-530 | Productivity3000 CPU, up to 25 MB ladder memory, USB A storage, (1) Ethernet 10/100Base-T (RJ45), (1) RS-232 (RJ12), (1) RS-485 (3-pin terminal) and (1) USB A expansion port(s), battery included. | Stock | 566 | 589
P3-550 | Productivity3000 CPU, up to 50 MB ladder memory, 4 x 10 character LCD display, USB A storage, (2) Ethernet 10/100Base-T (RJ45), (1) RS-232 (RJ12), (1) RS-485 (3-pin terminal), (1) USB A expansion and (1) USB B port(s), battery included. | Stock | 1137 | 1182
P3-550E | Productivity3000 CPU, up to 50 MB ladder memory, 4 x 10 character LCD display, USB A storage, (2) Ethernet 10/100Base-T (RJ45), (1) RS-232 (RJ12), (1) RS-485 (3-pin terminal) and (1) USB A expansion port(s), battery included. | Stock | 578 | 601
P3-64ND3 | Productivity3000 discrete input module, 64-point, 24 VDC, sinking/sourcing, 8 isolated common(s), 8 point(s) per common. Requires ZIPLink connector modules and pre-wired cables. | Stock | 214 | 250
P3-64TD1 | Productivity3000 discrete output module, 64-point, 6-24 VDC, sinking, 8 isolated common(s), 8 point(s) per common, 0.1A/point, 0.8A/common. Requires ZIPLink connector modules and pre-wired cables. | Stock | 212 | 248
P3-64TD2 | Productivity3000 discrete output module, 64-point, 24 VDC, sourcing, 8 isolated common(s), 8 point(s) per common, 0.1A/point, 0.8A/common. Requires ZIPLink connector modules and pre-wired cables. | Stock | 212 | 248
P3-8AD4DA-1 | Productivity3000 analog combo module, Input: 8-channel, current, 0-20 mA, Output: 4-channel, current, 4-20 mA. Requires P3-RTB removable terminal block or ZIPLink pre-wired cables. | Stock | 461 | 479
P3-8AD4DA-2 | Productivity3000 analog combo module, Input: 8-channel, voltage, 0-5 VDC and 0-10 VDC, Output: 4-channel, voltage, 0-5 VDC and 0-10 VDC. Requires P3-RTB removable terminal block or ZIPLink pre-wired cables. | Stock | 475 | 494
P3-EX | Productivity3000 local I/O expansion module, 2 ports, (1) USB A and (1) USB B port(s). | Stock | 96 | 100
P3-EX-CBL6 | Productivity3000 communication cable, replacement, USB A to USB B, 6ft cable length. For use with P3-EX local I/O expansion module. | Stock | 9.25 | 9.5
P3-FILL | Productivity3000 filler module. | Stock | 18 | 21
P3-FUSE-1 | Productivity3000 spare fuse, 3.15A. Package of 5. For use with P3-08TAS and P3-08TRS output modules. | Stock | 8.25 | 8.5
P3-FUSE-2 | Productivity3000 spare fuse, 6.3A. Package of 5. For use with P3-16TA, P3-16TR and P3-08TRS-1 output modules. | Stock | 8.25 | 8.5
P3-HSI | Productivity3000 pulse input module, 1 MHz maximum switching frequency, 2 high-speed input point(s), 5-24 VDC, sinking/sourcing, 2-channel, differential and single-ended encoder input(s), 4 high-speed output point(s), 5-24 VDC, sinking/sourcing, external 24 VDC required. | Stock | 434 | 451
P3-HSO | Productivity3000 pulse output module, 1 MHz maximum switching frequency, 4 high-speed output point(s), 5-24 VDC, sinking/sourcing, 2-channel, differential and single-ended output channel(s), 6 high-speed input point(s), 5-24 VDC, sinking/sourcing, external 24 VDC required. | Stock | 452 | 470
P3-LCD | Productivity3000 LCD assembly, replacement. For use with P3-550 and P3-550E CPUs. | Stock | 58 | 60
P3-RTB | Productivity3000 terminal block, 18-pin screw terminal. For use with Productivity3000 I/O modules. Hinged terminal block cover with wiring legend ships with each I/O module. | Stock | 18 | 21
P3-RX | Productivity3000 remote I/O module, 4 ports, (1) Ethernet (RJ45), (1) RS-232 (RJ12), (1) RS-485 (3-pin terminal) and (1) USB A port(s). | Stock | 385 | 400
P3-SCM | Productivity3000 communication module, Modbus RTU and ASCII, 4 ports, (3) RS-232 (RJ12) and (1) RS-232 (RJ12) or RS-485 (4-pin terminal) port(s). | Stock | 366 | 381
P3-USER-M | Productivity3000 user manual, free download only. For use with all Productivity3000 CPUs and I/O modules. Order separately. | Stock | 0
P-4 | Iboco SPIRALITE spiral wrap, 0.5in nominal outside diameter, natural, 65ft coil. For use with wire bundles 1/2-4in diameter. | Stock | 36.5 | 39.5
P4043C-P10 | Integra Impact series enclosure, NEMA 1/2/3/3R/3S/4/4X/6/6P/12/13, 4 x 4 x 3in (HxWxD), wall mount, polycarbonate, gray, gloss finish, clear polycarbonate single-door, integrated padlockable latch. | Stock | 45 | 46.5
P4043-P10 | Integra Impact series enclosure, NEMA 1/2/3/3R/3S/4/4X/6/6P/12/13, 4 x 4 x 3in (HxWxD), wall mount, polycarbonate, gray, gloss finish, single-door, integrated padlockable latch. | Stock | 38.5 | 41
P6063C-P10 | Integra Impact series enclosure, NEMA 1/2/3/3R/3S/4/4X/6/6P/12/13, 6 x 6 x 3in (HxWxD), wall mount, polycarbonate, gray, gloss finish, clear polycarbonate single-door, integrated padlockable latch. | Stock | 56 | 58
P6063-P10 | Integra Impact series enclosure, NEMA 1/2/3/3R/3S/4/4X/6/6P/12/13, 6 x 6 x 3in (HxWxD), wall mount, polycarbonate, gray, gloss finish, single-door, integrated padlockable latch. | Stock | 48 | 51
P8063C-P10 | Integra Impact series enclosure, NEMA 1/2/3/3R/3S/4/4X/6/6P/12/13, 8 x 6 x 3in (HxWxD), wall mount, polycarbonate, gray, gloss finish, clear polycarbonate single-door, integrated padlockable latch. | Stock | 64 | 67
P8063-P10 | Integra Impact series enclosure, NEMA 1/2/3/3R/3S/4/4X/6/6P/12/13, 8 x 6 x 3in (HxWxD), wall mount, polycarbonate, gray, gloss finish, single-door, integrated padlockable latch. | Stock | 57 | 59
P806ASA | AttaBox swing panel, variable height, 3003-H14 aluminum. For use with FR80604xxx, FRCC80604HxL and FRW80604HPL Freedom series enclosures. Requires corner posts and swing panel brackets. | from vendor up to 15 business days | 113 | 139
P806STA | AttaBox subpanel, variable depth, 3003-H14 aluminum. For use with FR80604xxx, FRCC80604HxL and FRW80604HPL Freedom series enclosures. Requires corner posts and stationary panel brackets. | from vendor up to 15 business days | 60 | 73
P806SWA | AttaBox swing panel, deadfront, 3003-H14 aluminum. For use with FR80604xxx, FRCC80604HxL and FRW80604HPL Freedom series enclosures. Requires corner posts and swing panel brackets. | from vendor up to 15 business days | 116 | 143
P808ASA | AttaBox swing panel, variable depth, 3003-H14 aluminum. For use with FR80804xxx, FRCC80804Hxx and FRW80804HPL Freedom series enclosures. Requires corner posts and swing panel brackets. | from vendor up to 15 business days | 115 | 142
P808STA | AttaBox subpanel, variable depth, 3003-H14 aluminum. For use with FR80804xxx, FRCC80804Hxx and FRW80804HPL Freedom series enclosures. Requires corner posts and stationary panel brackets. | from vendor up to 15 business days | 61 | 74
P808SWA | AttaBox swing panel, deadfront, 3003-H14 aluminum. For use with FR80804xxx, FRCC80804Hxx and FRW80804HPL Freedom series enclosures. Requires corner posts and swing panel brackets. | from vendor up to 15 business days | 117 | 144
P82C-2AT-PFA | Norgren Excelon Plus 82 series air control valve, 1/4in female NPT inlet(s), 1/4in female NPT outlet(s), 1/4in female NPT exhaust(s), Cv=1.7, 24 VDC operating voltage. For use with Excelon Plus 82 series components. | Stock | 149
P82C-3AT-PFA | Norgren Excelon Plus 82 series air control valve, 3/8in female NPT inlet(s), 3/8in female NPT outlet(s), 1/4in female NPT exhaust(s), Cv=1.8, 24 VDC operating voltage. For use with Excelon Plus 82 series components. | Stock | 149
P82F-2AT-PFA | Norgren Excelon Plus 82 series air soft start/dump valve, 1/4in female NPT inlet(s), 1/4in female NPT outlet(s), 1/4in female NPT exhaust(s), Cv=1.7, 24 VDC operating voltage. For use with Excelon Plus 82 series components. | Stock | 197
P82F-3AT-PFA | Norgren Excelon Plus 82 series air soft start/dump valve, 3/8in female NPT inlet(s), 3/8in female NPT outlet(s), 1/4in female NPT exhaust(s), Cv=1.7, 24 VDC operating voltage. For use with Excelon Plus 82 series components. | Stock | 198
P8-4906 | Trumeter electromechanical counter, 4mm 6-digit analog, 24 VDC input, manual reset, rectangular 2-hole mount, (2) 10in 22 AWG pigtails. | Stock | 50.5
P84C-3AT-PFA | Norgren Excelon Plus 84 series air control valve, 3/8in female NPT inlet(s), 3/8in female NPT outlet(s), 1/2in female NPT exhaust(s), Cv=3, 24 VDC operating voltage. For use with Excelon Plus 84 series components. | Stock | 195
P84C-4AT-PFA | Norgren Excelon Plus 84 series air control valve, 1/2in female NPT inlet(s), 1/2in female NPT outlet(s), 1/2in female NPT exhaust(s), Cv=4.2, 24 VDC operating voltage. For use with Excelon Plus 84 series components. | Stock | 192
P84C-6AT-PFA | Norgren Excelon Plus 84 series air control valve, 3/4in female NPT inlet(s), 3/4in female NPT outlet(s), 1/2in female NPT exhaust(s), Cv=4.2, 24 VDC operating voltage. For use with Excelon Plus 84 series components. | Stock | 195
P84F-3AT-PFA | Norgren Excelon Plus 84 series air soft start/dump valve, 3/8in female NPT inlet(s), 3/8in female NPT outlet(s), 1/2in female NPT exhaust(s), Cv=3.2, 24 VDC operating voltage. For use with Excelon Plus 84 series components. | Stock | 276
P84F-4AT-PFA | Norgren Excelon Plus 84 series air soft start/dump valve, 1/2in female NPT inlet(s), 1/2in female NPT outlet(s), 1/2in female NPT exhaust(s), Cv=4, 24 VDC operating voltage. For use with Excelon Plus 84 series components. | Stock | 274
P84F-6AT-PFA | Norgren Excelon Plus 84 series air soft start/dump valve, 3/4in female NPT inlet(s), 3/4in female NPT outlet(s), 1/2in female NPT exhaust(s), Cv=4, 24 VDC operating voltage. For use with Excelon Plus 84 series components. | Stock | 276
P8-AN-1F | ProSense inductive proximity sensor, rectangular, 8 x 4.7 x 16mm body, polyamide housing, top sensing, NPN, N.O. output, 1.5mm sensing distance, flush, 2.5 kHz switching frequency, IP67, 3-pin M8 quick-disconnect. | Stock | 65 | 75
P8-AN-2A | ProSense inductive proximity sensor, rectangular, 8 x 4.7 x 16mm body, polyamide housing, top sensing, NPN, N.O. output, 2.5mm sensing distance, non-flush, 2.5 kHz switching frequency, IP67, pigtail. | Stock | 65 | 75
P8-AP-1F | ProSense inductive proximity sensor, rectangular, 8 x 4.7 x 16mm body, polyamide housing, top sensing, PNP, N.O. output, 1.5mm sensing distance, flush, 2.5 kHz switching frequency, IP67, 3-pin M8 quick-disconnect. | Stock | 65 | 75
P8-AP-2F | ProSense inductive proximity sensor, rectangular, 8 x 4.7 x 16mm body, polyamide housing, top sensing, PNP, N.O. output, 2.5mm sensing distance, non-flush, 3 kHz switching frequency, IP67, 3-pin M8 quick-disconnect. | Stock | 65 | 75
P8-CN-1A | ProSense inductive proximity sensor, rectangular, 8 x 4.7 x 16mm body, polyamide housing, top sensing, NPN, N.C. output, 1.5mm sensing distance, flush, 2.5 kHz switching frequency, IP67, pigtail. | Stock | 65 | 75
P8-CP-1F | ProSense inductive proximity sensor, rectangular, 8 x 4.7 x 16mm body, polyamide housing, top sensing, PNP, N.C. output, 1.5mm sensing distance, flush, 2.5 kHz switching frequency, IP67, 3-pin M8 quick-disconnect. | Stock | 65 | 75
P8-CP-2F | ProSense inductive proximity sensor, rectangular, 8 x 4.7 x 16mm body, polyamide housing, top sensing, PNP, N.C. output, 2.5mm sensing distance, non-flush, 3 kHz switching frequency, IP67, 3-pin M8 quick-disconnect. | Stock | 65 | 75
P9082C-P10 | Integra Impact series enclosure, NEMA 1/2/3/3R/3S/4/4X/6/6P/12/13, 9 x 8 x 2in (HxWxD), wall mount, polycarbonate, gray, gloss finish, clear polycarbonate single-door, integrated padlockable latch. | Stock | 79 | 83
P9082-P10 | Integra Impact series enclosure, NEMA 1/2/3/3R/3S/4/4X/6/6P/12/13, 9 x 8 x 2in (HxWxD), wall mount, polycarbonate, gray, gloss finish, single-door, integrated padlockable latch. | Stock | 67 | 71
P9-4906 | Trumeter electromechanical counter, 4mm 6-digit analog, 12 VDC input, manual reset, rectangular 2-hole mount, (2) 10in 22 AWG pigtails. | Stock | 50.5
PA075 | Pulling grip, light-duty, low tension, accepts cable diameter size 0.75 to 0.99in, galvanized steel mesh, 12in length, eye length 6in, reusable tool for pulling cables in conduit. | Stock | 53.25 | 58
PA1 | Iboco SPIRALITE spiral wrap, 0.12in nominal outside diameter, white, 160ft coil. For use with wire bundles 1/16-1/2in diameter. | Stock | 22.5 | 24.5
PA100 | Pulling grip, light-duty, low tension, accepts cable diameter size 1 to 1.24in, galvanized steel mesh, 13in length, eye length 7in, reusable tool for pulling cables in conduit. | Stock | 55 | 60
PA125 | Pulling grip, light-duty, low tension, accepts cable diameter size 1.25 to 1.49in, galvanized steel mesh, 14in length, eye length 7in, reusable tool for pulling cables in conduit. | Stock | 55.5 | 60
PA150 | Pulling grip, light-duty, low tension, accepts cable diameter size 1.5 to 1.74in, galvanized steel mesh, 15in length, eye length 8in, reusable tool for pulling cables in conduit. | Stock | 63.5 | 69
PA2 | Iboco SPIRALITE spiral wrap, 0.25in nominal outside diameter, white, 80ft coil. For use with wire bundles 1/4-2in diameter. | Stock | 23.5 | 25.5
PA2319001BK1 | Hammond rack rail reducer panel, 1U, 23in to 19in, carbon steel, black, powder coat finish. Package of 4. | Stock | 18.75 | 19.25
PA2319003BK1 | Hammond rack rail reducer panel, 2U, 23in to 19in, carbon steel, black, powder coat finish. Package of 4. | Stock | 20.5 | 21
PA2319005BK1 | Hammond rack rail reducer panel, 3U, 23in to 19in, carbon steel, black, powder coat finish. Package of 4. | Stock | 25 | 25.5
PA2319008BK1 | Hammond rack rail reducer panel, 5U, 23in to 19in, carbon steel, black, powder coat finish. Package of 4. | Stock | 55 | 56
PA3 | Iboco SPIRALITE spiral wrap, 0.37in nominal outside diameter, white, 80ft coil. For use with wire bundles 3/8-3in diameter. | Stock | 42.5 | 46
PA4 | Iboco SPIRALITE spiral wrap, 0.5in nominal outside diameter, white, 65ft coil. For use with wire bundles 1/2-4in diameter. | Stock | 52 | 56
PADLOCKMODULE-SET | Dold Safemaster series, actuator, padlock module, 316 stainless steel. For use with trapped key interlock systems. Bayonet mounting ring included. | Stock | 195 | 203
PAL-ACC01 | NITRA base mount, panel. Package of 2. For use with PAL series. Mounting screws included. | Stock | 11
PAL-ACC02 | NITRA M8 protective cap, for use with PAL series. | Stock | 2
PAL-ACC03 | NITRA M12 protective cap, for use with PAL series. | Stock | 1
PAL-ACC04 | NITRA control cable, 25-pin D-sub right-angle female to pigtail, IP65, 3.2ft/1m cable length. For use with PAL-E25 electrical connection module. | Stock | 36.5
PAL-ACC05 | NITRA control cable, 25-pin D-sub right-angle female to pigtail, IP65, 8.2ft/2.5m cable length. For use with PAL-E25 electrical connection module. | Stock | 50
PAL-ACC06 | NITRA control cable, 25-pin D-sub right-angle female to pigtail, IP65, 16.4ft/5m cable length. For use with PAL-E25 electrical connection module. | Stock | 64
PAL-ACC07 | NITRA control cable, 44-pin D-sub right-angle female to pigtail, IP65, 3.2ft/1m cable length. For use with PAL-E44 electrical connection module. | Stock | 48
PAL-ACC08 | NITRA control cable, 44-pin D-sub right-angle female to pigtail, IP65, 8.2ft/2.5m cable length. For use with PAL-E44 electrical connection module. | Stock | 67
PAL-ACC09 | NITRA control cable, 44-pin D-sub right-angle female to pigtail, IP65, 16.4ft/5m cable length. For use with PAL-E44 electrical connection module. | Stock | 87
PAL-ACC10 | NITRA expansion cable, 4-pin M8 axial male to 4-pin M8 axial male, IP65, 3.2ft/1m cable length. For use with PAL series bus expansion coupler. | Stock | 22
PAL-ACC11 | NITRA expansion cable, 4-pin M8 axial male to 4-pin M8 axial male, IP65, 16.4ft/5m cable length. For use with PAL series bus expansion coupler. | Stock | 33
PAL-ACC12 | NITRA expansion cable, 4-pin M8 axial male to 4-pin M8 axial male, IP65, 32.8ft/10m cable length. For use with PAL series bus expansion coupler. | Stock | 48
PAL-ACC13 | NITRA pneumatic exhaust silencer, replacement. For use with PAL-P12 compressed air supply module. | Stock | 4.25
PAL-ACC14 | NITRA gasket, replacement. Package of 10. For use with PAL series base interface between valve bases. | Stock | 8
PAL-ACC15 | NITRA gasket, replacement. Package of 10. For use with PAL-P12 or PAL-SPC lower/upper body. | Stock | 9
PAL-ACC16 | NITRA gasket, replacement. Package of 10. For use with PAL series base and valve. | Stock | 11
PAL-ACC17 | NITRA base screw, replacement. Package of 10. For use with PAL series. | Stock | 5
PAL-ACC18 | NITRA M8 terminator, for use with PAL-C3 end plate. | Stock | 17.5
PAL-ACC19 | NITRA control cable, 9-pin D-sub axial female to pigtail, IP65, 3.2ft/1m cable length. For use with PAL series stand-alone valve base. | Stock | 19.5
PAL-ACC20 | NITRA control cable, 9-pin D-sub axial female to pigtail, IP65, 8.2ft/2.5m cable length. For use with PAL series stand-alone valve base. | Stock | 21
PAL-ACC21 | NITRA control cable, 9-pin D-sub axial female to pigtail, IP65, 16.4ft/5m cable length. For use with PAL series stand-alone valve base. | Stock | 24
PAL-B3314 | NITRA pneumatic modular valve base, fiberglass-reinforced thermoplastic, (3) solenoid(s), (3) stations, (6) 1/4in push-to-connect tubing outlet(s), IP65. For use with PAL series. | Stock | 79
PAL-B3614 | NITRA pneumatic modular valve base, fiberglass-reinforced thermoplastic, (6) solenoid(s), (3) stations, (6) 1/4in push-to-connect tubing outlet(s), IP65. For use with PAL series. | Stock | 84
PAL-B4414 | NITRA pneumatic modular valve base, fiberglass-reinforced thermoplastic, (4) solenoid(s), (4) stations, (8) 1/4in push-to-connect tubing outlet(s), IP65. For use with PAL series. | Stock | 95
PAL-B4814 | NITRA pneumatic modular valve base, fiberglass-reinforced thermoplastic, (8) solenoid(s), (4) stations, (8) 1/4in push-to-connect tubing outlet(s), IP65. For use with PAL series. | Stock | 103
PAL-C2 | NITRA closed end plate, IP65. For use with PAL series single fieldbus assemblies. | Stock | 62
PAL-C3 | NITRA closed end plate, IP65. For use with PAL series fieldbus assemblies and expansion. Requires PAL series expansion cable or PAL-ACC18 M8 terminator. Used for local expansion. | Stock | 87
PAL-C4 | NITRA closed end plate, IP65. For use with PAL series wired assemblies. | Stock | 32
PAL-CB4414 | NITRA pneumatic stand-alone valve base, fiberglass-reinforced thermoplastic, (4) solenoid(s), (4) stations, (1) 1/4in female NPT inlet(s), (8) 1/4in push-to-connect tubing outlet(s), (2) 1/4in female NPT exhaust(s), IP65. For use with PAL series. | Stock | 112
PAL-CB4814 | NITRA pneumatic stand-alone valve base, fiberglass-reinforced thermoplastic, (8) solenoid(s), (4) stations, (1) 1/4in female NPT inlet(s), (8) 1/4in push-to-connect tubing outlet(s), (2) 1/4in female NPT exhaust(s), IP65. For use with PAL series. | Stock | 127
PAL-E25 | NITRA electrical connection module, 12-24 VDC, (21) solenoid(s), IP65. For use with PAL series. Requires PAL series 25-pin male D-sub control cable. | Stock | 100
PAL-E44 | NITRA electrical connection module, 12-24 VDC, (38) solenoid(s), IP65. For use with PAL series. Requires PAL series 44-pin male D-sub control cable. | Stock | 105
PAL-EAD | NITRA local expansion coupler, 12-24 VDC, (1) 4-pin M8 quick-disconnect port(s), CAN, up to 100 Mbps, number of solenoid(s) inclusive of main system, IP65. For use with PAL series. Requires 4-pin M8 power cable. | Stock | 218
PAL-EIP | NITRA bus coupler, 12-24 VDC, (2) Ethernet 10/100Base-T (M12) port(s), EtherNet/IP, 10/100 Mbps, (128) solenoid(s) per system, IP65. For use with PAL series. Requires 4-pin M8 power cable. | Stock | 441
PAL-M12 | NITRA pneumatic air module, intermediate through, Cv=3.76, 1/2in push-to-connect tubing inlet(s), 5/32in (4mm) push-to-connect tubing pilot(s), IP65. For use with PAL series. Without additional power connection. | Stock | 63
PAL-M12P | NITRA pneumatic air module, intermediate through, Cv=3.76, 1/2in push-to-connect tubing inlet(s), 5/32in (4mm) push-to-connect tubing pilot(s), IP65. For use with PAL series. Requires power cable. With additional power connection. | Stock | 109
PAL-P12 | NITRA pneumatic compressed air module, left supply/exhaust, Cv=3.76, 1/2in push-to-connect tubing inlet(s), silenced exhaust(s), 5/32in (4mm) push-to-connect tubing pilot(s), IP65. For use with PAL series. | Stock | 29.5
PAL-PC04M | NITRA pneumatic push-to-connect cartridge, 5/32in (4mm) tubing. Package of 10. For use with PAL series valve bases. | Stock | 21
PAL-PC06M | NITRA pneumatic push-to-connect cartridge, 6mm tubing. Package of 10. For use with PAL series valve bases. | Stock | 21
PAL-PC08M | NITRA pneumatic push-to-connect cartridge, 5/16in (8mm) tubing. Package of 10. For use with PAL series valve bases. | Stock | 21
PAL-PC12 | NITRA pneumatic push-to-connect cartridge, replacement, 1/2in tubing. Package of 2. For use with PAL-P12 compressed air supply module. | Stock | 6.5
PAL-PC14 | NITRA pneumatic push-to-connect cartridge, replacement, 1/4in tubing. Package of 10. For use with PAL series valve bases. | Stock | 21
PAL-S01 | NITRA discrete input module, 8-point, 12-24 VDC, PNP/NPN, 1 common(s), 8 point(s) per common, IP65. For use with PAL series. Mounting hardware included. Requires PAL-EIP bus coupler. | Stock | 265
PAL-S02 | NITRA discrete output module, 8-point, 12-24 VDC, PNP/NPN, 1 common(s), 8 point(s) per common, 1A/point, 4A/common, short circuit and overload protection, IP65. Mounting hardware included. Requires PAL-EIP bus coupler. | Stock | 268
PAL-S03 | NITRA discrete output module, 6-point, 12-24 VDC, PNP/NPN, 1 common(s), 6 point(s) per common, 1A/point, 4A/common, short circuit and overload protection, IP65. Mounting hardware included. Requires PAL-EIP bus coupler and power cable. | Stock | 276
PAL-S04 | NITRA analog input module, 4-channel, current/voltage, 15-bit, input current signal range(s) of 0-20 mA, 4-20 mA, input voltage signal range(s) of 0-5 VDC, 0-10 VDC, +/- 5 VDC, +/- 10 VDC, IP65. | Stock | 301
PAL-S05 | NITRA analog output module, 4-channel, current/voltage, 15-bit, output current signal range(s) of 0-20 mA and 4-20 mA, output voltage signal range(s) of 0-5 VDC, +/- 5 VDC, 0-10 VDC and +/- 10 VDC, IP65. | Stock | 388
PAL-S06 | NITRA discrete input module, 16-point, 12-24 VDC, PNP/NPN, 1 common(s), 16 point(s) per common, IP40. For use with PAL series. Mounting hardware included. Requires PAL-EIP bus coupler. | Stock | 301
PAL-S07 | NITRA discrete output module, 16-point, 12-24 VDC, PNP/NPN, 1 common(s), 16 point(s) per common, 0.5A/point, 3A/common, short circuit and overload protection, IP40. Mounting hardware included. Requires PAL-EIP bus coupler. | Stock | 408
PAL-S08 | NITRA temperature input module, RTD/thermocouple, 4-channel, 15-bit resolution, IP65. Mounting hardware included. Requires PAL-EIP bus coupler. | Stock | 499
PAL-SPC | NITRA closed end spacer, IP65. For use with PAL series assemblies without pneumatics. | Stock | 29.5
PAL-V0-PLUG | NITRA blanking plug, fiberglass reinforced plastic. For use with PAL series valve bases. | Stock | 6.5
PAL-V1-32A | NITRA solenoid valve, 3-way, 2-position, 1 high-flow N.O., single solenoid spring return, reinforced technopolymer body, IP65, locking manual override, Cv=1.28, 12-24 VDC. | Stock | 36
PAL-V1-32C | NITRA solenoid valve, 3-way, 2-position, 1 high-flow N.C., single solenoid spring return, reinforced technopolymer body, IP65, locking manual override, Cv=1.28, 12-24 VDC. | Stock | 36
PAL-V1-52 | NITRA solenoid valve, 5-way, 2-position, single solenoid spring return, reinforced technopolymer body, IP65, locking manual override, Cv=0.7, 12-24 VDC. | Stock | 32
PAL-V1-SR | NITRA solenoid bank shut-off pressure relief valve, 5-way, 2-position, single solenoid spring return, reinforced technopolymer body, IP65, locking manual override, Cv=1.07, 12-24 VDC. | Stock | 55
PAL-V2-32A | NITRA solenoid valve, 3-way, 2-position, 2 N.O., single solenoid spring return, reinforced technopolymer body, IP65, locking manual override, Cv=0.64, 12-24 VDC. | Stock | 48.5
PAL-V2-32C | NITRA solenoid valve, 3-way, 2-position, 2 N.C., single solenoid spring return, reinforced technopolymer body, IP65, locking manual override, Cv=0.64, 12-24 VDC. | Stock | 43.5
PAL-V2-32C32A | NITRA solenoid valve, 3-way, 2-position, 1 N.C. / 1 N.O., single solenoid spring return, reinforced technopolymer body, IP65, locking manual override, Cv=0.64, 12-24 VDC. | Stock | 48.5
PAL-V2-52 | NITRA solenoid valve, 5-way, 2-position, double solenoid, reinforced technopolymer body, IP65, locking manual override, Cv=0.7, 12-24 VDC. | Stock | 45
PAL-V2-53C | NITRA solenoid valve, 5-way, 3-position, center closed, double solenoid, reinforced technopolymer body, IP65, locking manual override, Cv=0.49, 12-24 VDC. | Stock | 48.5
PAL-Y38 | NITRA pneumatic push-to-connect fitting, Y, reinforced technopolymer body, (2) 5/16in (8mm) plug-in to 3/8in push-to-connect. | Stock | 4
PANEL-16 | AutomationDirect mounting clips, package of 5. For use with 1/16 DIN timers and counters. | Stock | 13.5 | 14
PB1 | Wiegmann pushbutton enclosure, 1 hole, 30mm, NEMA 4/12/13, 4 x 3 x 3in (HxWxD), wall mount, carbon steel, ANSI 61 gray, powder coat finish, screw cover. | from vendor up to 0 business day | 67 | 68
PB10 | Wiegmann pushbutton enclosure, 10 holes, 30mm, NEMA 4/12/13, 25 x 3 x 3in (HxWxD), wall mount, carbon steel, ANSI 61 gray, powder coat finish, screw cover. | from vendor up to 0 business day | 161 | 165
PB1011 | Edison open terminal block, 175A, 1-pole, line side: 1 opening accepts 2/0 AWG to 8 AWG, load side: 1 opening accepts 2/0 AWG to 8 AWG, panel mount, UL 1059 recognized. | Stock | 12.25 | 12.5
PB1012 | Edison open terminal block, 175A, 2-pole, line side: 1 opening accepts 2/0 AWG to 8 AWG, load side: 1 opening accepts 2/0 AWG to 8 AWG, panel mount, UL 1059 recognized. | Stock | 17 | 17.5
PB1013 | Edison open terminal block, 175A, 3-pole, line side: 1 opening accepts 2/0 AWG to 8 AWG, load side: 1 opening accepts 2/0 AWG to 8 AWG, panel mount, UL 1059 recognized. | Stock | 20 | 21
PB1041 | Edison open terminal block, 175A, 1-pole, line side: 1 opening accepts 2/0 AWG to 8 AWG, load side: 4 openings accept 4AWG to 14 AWG, panel mount, UL 1059 recognized. | Stock | 17.5 | 18
PB1042 | Edison open terminal block, 175A, 2-pole, line side: 1 opening accepts 2/0 AWG to 8 AWG, load side: 4 openings accept 4AWG to 14 AWG, panel mount, UL 1059 recognized. | Stock | 27 | 28
PB1043 | Edison open terminal block, 175A, 3-pole, line side: 1 opening accepts 2/0 AWG to 8 AWG, load side: 4 openings accept 4AWG to 14 AWG, panel mount, UL 1059 recognized. | Stock | 32 | 33.5
PB10BC | Wiegmann pushbutton enclosure, blank cover, NEMA 4/12/13, 25 x 3 x 3in (HxWxD), wall mount, carbon steel, ANSI 61 gray, powder coat finish, screw cover. | Stock | 149 | 153
PB12 | Wiegmann pushbutton enclosure, 12 holes, 30mm, NEMA 4/12/13, 12 x 9 x 3in (HxWxD), wall mount, carbon steel, ANSI 61 gray, powder coat finish, screw cover. | Stock | 163 | 167
PB12BC | Wiegmann pushbutton enclosure, blank cover, NEMA 4/12/13, 12 x 9 x 3in (HxWxD), wall mount, carbon steel, ANSI 61 gray, powder coat finish, screw cover. | Stock | 163 | 167
PB16 | Wiegmann pushbutton enclosure, 16 holes, 30mm, NEMA 12, 12 x 11 x 3in (HxWxD), wall mount, carbon steel, ANSI 61 gray, powder coat finish, screw cover. | from vendor up to 0 business day | 188 | 192
PB16BC | Wiegmann pushbutton enclosure, blank cover, NEMA 12, 12 x 11 x 3in (HxWxD), wall mount, carbon steel, ANSI 61 gray, powder coat finish, screw cover. | from vendor up to 0 business day | 183 | 188
PB1BC | Wiegmann pushbutton enclosure, blank cover, NEMA 4/12/13, 4 x 3 x 3in (HxWxD), wall mount, carbon steel, ANSI 61 gray, powder coat finish, screw cover. | Stock | 67 | 69
PB2 | Wiegmann pushbutton enclosure, 2 holes, 30mm, NEMA 4/12/13, 6 x 3 x 3in (HxWxD), wall mount, carbon steel, ANSI 61 gray, powder coat finish, screw cover. | from vendor up to 0 business day | 76 | 78
PB25 | Wiegmann pushbutton enclosure, 25 holes, 30mm, NEMA 12, 14 x 13 x 3in (HxWxD), wall mount, carbon steel, ANSI 61 gray, powder coat finish, screw cover. | from vendor up to 0 business day | 231 | 237
PB25BC | Wiegmann pushbutton enclosure, blank cover, NEMA 12, 14 x 13 x 3in (HxWxD), wall mount, carbon steel, ANSI 61 gray, powder coat finish, screw cover. | Stock | 231 | 237
PB2BC | Wiegmann pushbutton enclosure, blank cover, NEMA 4/12/13, 6 x 3 x 3in (HxWxD), wall mount, carbon steel, ANSI 61 gray, powder coat finish, screw cover. | Stock | 78 | 80
PB3 | Wiegmann pushbutton enclosure, 3 holes, 30mm, NEMA 4/12/13, 8 x 3 x 3in (HxWxD), wall mount, carbon steel, ANSI 61 gray, powder coat finish, screw cover. | from vendor up to 0 business day | 86 | 88
PB3061 | Edison open terminal block, 310A, 1-pole, line side: 1 opening accepts 350 MCM to 4 AWG, load side: 6 openings accept 4 AWG to 12 AWG, panel mount, UL 1059 recognized. | Stock | 40 | 41.5
PB3062 | Edison open terminal block, 310A, 2-pole, line side: 1 opening accepts 350 MCM to 4 AWG, load side: 6 openings accept 4 AWG to 12 AWG, panel mount, UL 1059 recognized. | Stock | 51 | 53
PB3063 | Edison open terminal block, 310A, 3-pole, line side: 1 opening accepts 350 MCM to 4 AWG, load side: 6 openings accept 4 AWG to 12 AWG, panel mount, UL 1059 recognized. | Stock | 62 | 64
PB3121 | Edison open terminal block, 310A, 1-pole, line side: 1 opening accepts 350 MCM to 4 AWG, load side: 12 openings accept 4AWG to 12 AWG, panel mount, UL 1059 recognized. | Stock | 35 | 36.5
PB3122 | Edison open terminal block, 310A, 2-pole, line side: 1 opening accepts 350 MCM to 4 AWG, load side: 12 openings accept 4AWG to 12 AWG, panel mount, UL 1059 recognized. | Stock | 63 | 66
PB3123 | Edison open terminal block, 310A, 3-pole, line side: 1 opening accepts 350 MCM to 4 AWG, load side: 12 openings accept 4AWG to 12 AWG, panel mount, UL 1059 recognized. | Stock | 89 | 93
PB3BC | Wiegmann pushbutton enclosure, blank cover, NEMA 4/12/13, 8 x 3 x 3in (HxWxD), wall mount, carbon steel, ANSI 61 gray, powder coat finish, screw cover. | Stock | 88 | 90
PB4 | Wiegmann pushbutton enclosure, 4 holes, 30mm, NEMA 4/12/13, 10 x 3 x 3in (HxWxD), wall mount, carbon steel, ANSI 61 gray, powder coat finish, screw cover. | from vendor up to 0 business day | 97 | 99
PB4011 | Edison open terminal block, 380A, 1-pole, line side: 1 opening accepts 500 MCM to 6 AWG, load side: 3/8-16 X 1 stud, panel mount, UL 1059 recognized. | Stock | 28 | 29
PB4012 | Edison open terminal block, 380A, 2-pole, line side: 1 opening accepts 500 MCM to 6 AWG, load side: 3/8-16 X 1 stud, panel mount, UL 1059 recognized. | Stock | 49 | 51
PB4013 | Edison open terminal block, 380A, 3-pole, line side: 1 opening accepts 500 MCM to 6 AWG, load side: 3/8-16 X 1 stud, panel mount, UL 1059 recognized. | Stock | 69 | 72
PB4BC | Wiegmann pushbutton enclosure, blank cover, NEMA 4/12/13, 10 x 3 x 3in (HxWxD), wall mount, carbon steel, ANSI 61 gray, powder coat finish, screw cover. | Stock | 97 | 99
PB4S | Wiegmann pushbutton enclosure, 4 holes, 30mm, NEMA 4/12/13, 7 x 6 x 3in (HxWxD), wall mount, carbon steel, ANSI 61 gray, powder coat finish, screw cover. | Stock | 109 | 112
PB4SBC | Wiegmann pushbutton enclosure, blank cover, NEMA 4/12/13, 7 x 6 x 3in (HxWxD), wall mount, carbon steel, ANSI 61 gray, powder coat finish, screw cover. | Stock | 94 | 96
PB5 | Wiegmann pushbutton enclosure, 5 holes, 30mm, NEMA 4/12/13, 13 x 3 x 3in (HxWxD), wall mount, carbon steel, ANSI 61 gray, powder coat finish, screw cover. | from vendor up to 0 business day | 105 | 108
PB5121 | Edison open terminal block, 570A, 1-pole, line side: 2 openings accept 300 MCM to 4 AWG, load side: 12 openings accept 4AWG to 14 AWG, panel mount, UL 1059 recognized. | Stock | 42 | 43.5
PB5122 | Edison open terminal block, 570A, 2-pole, line side: 2 openings accept 300 MCM to 4 AWG, load side: 12 openings accept 4AWG to 14 AWG, panel mount, UL 1059 recognized. | Stock | 71 | 74
PB5123 | Edison open terminal block, 570A, 3-pole, line side: 2 openings accept 300 MCM to 4 AWG, load side: 12 openings accept 4AWG to 14 AWG, panel mount, UL 1059 recognized. | Stock | 103 | 107
PB5BC | Wiegmann pushbutton enclosure, blank cover, NEMA 4/12/13, 13 x 3 x 3in (HxWxD), wall mount, carbon steel, ANSI 61 gray, powder coat finish, screw cover. | Stock | 105 | 108
PB6 | Wiegmann pushbutton enclosure, 6 holes, 30mm, NEMA 4/12/13, 10 x 6 x 3in (HxWxD), wall mount, carbon steel, ANSI 61 gray, powder coat finish, screw cover. | Stock | 131 | 134
PB6BC | Wiegmann pushbutton enclosure, blank cover, NEMA 4/12/13, 10 x 6 x 3in (HxWxD), wall mount, carbon steel, ANSI 61 gray, powder coat finish, screw cover. | Stock | 124 | 127
PB6VL | Wiegmann pushbutton enclosure, 6 holes, 30mm, NEMA 4/12/13, 15 x 3 x 3in (HxWxD), wall mount, carbon steel, ANSI 61 gray, powder coat finish, screw cover. | Stock | 117 | 120
PB6VLBC | Wiegmann pushbutton enclosure, blank cover, NEMA 4/12/13, 15 x 3 x 3in (HxWxD), wall mount, carbon steel, ANSI 61 gray, powder coat finish, screw cover. | Stock | 117 | 120
PB7121 | Edison open terminal block, 760A, 1-pole, line side: 2 openings accept 500 MCM to 6 AWG, load side: 12 openings accept 4AWG to 14 AWG, panel mount, UL 1059 recognized. | Stock | 82 | 85
PB7123 | Edison open terminal block, 760A, 3-pole, line side: 2 openings accept 500 MCM to 6 AWG, load side: 12 openings accept 4AWG to 14 AWG, panel mount, UL 1059 recognized. | Stock | 137 | 142
PB8 | Wiegmann pushbutton enclosure, 8 holes, 30mm, NEMA 4/12/13, 20 x 3 x 3in (HxWxD), wall mount, carbon steel, ANSI 61 gray, powder coat finish, screw cover. | Stock | 141 | 145
PB8BC | Wiegmann pushbutton enclosure, blank cover, NEMA 4/12/13, 20 x 3 x 3in (HxWxD), wall mount, carbon steel, ANSI 61 gray, powder coat finish, screw cover. | Stock | 138 | 142
PB9 | Wiegmann pushbutton enclosure, 9 holes, 30mm, NEMA 4/12/13, 10 x 9 x 3in (HxWxD), wall mount, carbon steel, ANSI 61 gray, powder coat finish, screw cover. | Stock | 145 | 148
PB9BC | Wiegmann pushbutton enclosure, blank cover, NEMA 4/12/13, 10 x 9 x 3in (HxWxD), wall mount, carbon steel, ANSI 61 gray, powder coat finish, screw cover. | Stock | 128 | 131
PBAS19001BK2 | Hammond rack rail reducer panel, 1U, 24in to 19in, carbon steel, black, powder coat finish. Package of 4. | Stock | 20.5 | 21
PBAS19001LG2 | Hammond rack rail reducer panel, 1U, 24in to 19in, carbon steel, RAL 7035 light gray, powder coat finish. Package of 4. | Stock | 20.5 | 21
PBAS19003BK2 | Hammond rack rail reducer panel, 2U, 24in to 19in, carbon steel, black, powder coat finish. Package of 4. | Stock | 25 | 25.5
PBAS19003LG2 | Hammond rack rail reducer panel, 2U, 24in to 19in, carbon steel, RAL 7035 light gray, powder coat finish. Package of 4. | Stock | 25 | 25.5
PBAS19005BK2 | Hammond rack rail reducer panel, 3U, 24in to 19in, carbon steel, black, powder coat finish. Package of 4. | Stock | 27.5 | 28
PBAS19005LG2 | Hammond rack rail reducer panel, 3U, 24in to 19in, carbon steel, RAL 7035 light gray, powder coat finish. Package of 4. | from vendor up to 15 business days | 27.5 | 28
PBAS19007BK2 | Hammond rack rail reducer panel, 4U, 24in to 19in, carbon steel, black, powder coat finish. Package of 4. | Stock | 30.5 | 31
PBAS19007LG2 | Hammond rack rail reducer panel, 4U, 24in to 19in, carbon steel, RAL 7035 light gray, powder coat finish. Package of 4. | from vendor up to 15 business days | 30.5 | 31
PBAS19008BK2 | Hammond rack rail reducer panel, 5U, 24in to 19in, carbon steel, black, powder coat finish. Package of 4. | Stock | 34.5 | 35
PBAS19008LG2 | Hammond rack rail reducer panel, 5U, 24in to 19in, carbon steel, RAL 7035 light gray, powder coat finish. Package of 4. | from vendor up to 15 business days | 34.5 | 35
PBAS19010BK2 | Hammond rack rail reducer panel, 6U, 24in to 19in, carbon steel, black, powder coat finish. Package of 4. | Stock | 37.5 | 38.5
PBAS19010LG2 | Hammond rack rail reducer panel, 6U, 24in to 19in, carbon steel, RAL 7035 light gray, powder coat finish. Package of 4. | from vendor up to 15 business days | 37.5 | 38.5
PBAS19012BK2 | Hammond rack rail reducer panel, 7U, 24in to 19in, carbon steel, black, powder coat finish. Package of 4. | Stock | 68 | 70
PBAS19012LG2 | Hammond rack rail reducer panel, 7U, 24in to 19in, carbon steel, RAL 7035 light gray, powder coat finish. Package of 4. | Stock | 68 | 70
PBAS19014BK2 | Hammond rack rail reducer panel, 8U, 24in to 19in, carbon steel, black, powder coat finish. Package of 4. | Stock | 71 | 73
PBAS19014LG2 | Hammond rack rail reducer panel, 8U, 24in to 19in, carbon steel, RAL 7035 light gray, powder coat finish. Package of 4. | Stock | 71 | 73
PBC21 | Edison power distribution block cover, package of 1. For use with 175A open style 1-pole blocks except HPB106-1 block. | Stock | 2.75
PBC22 | Edison power distribution block cover, package of 1. For use with 175A open style 2-pole blocks except HPB106-2 block. | Stock | 3.5 | 3.75
PBC23 | Edison power distribution block cover, package of 1. For use with 175A open style 3-pole blocks except HPB106-3 block. | Stock | 3.75 | 4
PBC31 | Edison power distribution block cover, package of 1. For use with 310A, 380A, and 570A open style 1-pole blocks and HPB106-1 block. | Stock | 6.5 | 6.75
PBC32 | Edison power distribution block cover, package of 1. For use with 310A, 380A, and 570A open style 2-pole blocks and HPB106-2 block. | Stock | 8.5 | 8.75
PBC33 | Edison power distribution block cover, package of 1. For use with 310A, 380A, and 570A open style 3-pole blocks and HPB106-3 block. | Stock | 8.75 | 9
PBC71 | Edison power distribution block cover, package of 1. For use with 760A open style 1-pole and 3-pole blocks. | Stock | 10 | 10.5
PBE6-AN-1A | ProSense inductive proximity sensor, tubular, 8mm diameter x 40.4mm body, nickel-plated brass housing, NPN, N.O. output, 1.5mm sensing distance, flush, 1000 Hz switching frequency, IP67, pigtail. | Stock | 12
PBE6-AN-1F | ProSense inductive proximity sensor, tubular, 8mm diameter x 49.9mm body, nickel-plated brass housing, NPN, N.O. output, 1.5mm sensing distance, flush, 1000 Hz switching frequency, IP67, 3-pin M8 quick-disconnect. | Stock | 13
PBE6-AN-2A | ProSense inductive proximity sensor, tubular, 8mm diameter x 44.4mm body, nickel-plated brass housing, NPN, N.O. output, 2mm sensing distance, non-flush, 1000 Hz switching frequency, IP67, pigtail. | Stock | 12
PBE6-AN-2F | ProSense inductive proximity sensor, tubular, 8mm diameter x 53.9mm body, nickel-plated brass housing, NPN, N.O. output, 2mm sensing distance, non-flush, 1000 Hz switching frequency, IP67, 3-pin M8 quick-disconnect. | Stock | 13
PBE6-AP-1A | ProSense inductive proximity sensor, tubular, 8mm diameter x 40.4mm body, nickel-plated brass housing, PNP, N.O. output, 1.5mm sensing distance, flush, 1000 Hz switching frequency, IP67, pigtail. | Stock | 12
PBE6-AP-1F | ProSense inductive proximity sensor, tubular, 8mm diameter x 49.9mm body, nickel-plated brass housing, PNP, N.O. output, 1.5mm sensing distance, flush, 1000 Hz switching frequency, IP67, 3-pin M8 quick-disconnect. | Stock | 13
PBE6-AP-2A | ProSense inductive proximity sensor, tubular, 8mm diameter x 44.4mm body, nickel-plated brass housing, PNP, N.O. output, 2mm sensing distance, non-flush, 1000 Hz switching frequency, IP67, pigtail. | Stock | 12
PBE6-AP-2F | ProSense inductive proximity sensor, tubular, 8mm diameter x 53.9mm body, nickel-plated brass housing, PNP, N.O. output, 2mm sensing distance, non-flush, 1000 Hz switching frequency, IP67, 3-pin M8 quick-disconnect. | Stock | 13
PBE6-CP-1A | ProSense inductive proximity sensor, tubular, 8mm diameter x 40.4mm body, nickel-plated brass housing, PNP, N.C. output, 1.5mm sensing distance, flush, 1000 Hz switching frequency, IP67, pigtail. | Stock | 12
PBE6-CP-1F | ProSense inductive proximity sensor, tubular, 8mm diameter x 49.9mm body, nickel-plated brass housing, PNP, N.C. output, 1.5mm sensing distance, flush, 1000 Hz switching frequency, IP67, 3-pin M8 quick-disconnect. | Stock | 13
PBE6-CP-2A | ProSense inductive proximity sensor, tubular, 8mm diameter x 44.4mm body, nickel-plated brass housing, PNP, N.C. output, 2mm sensing distance, non-flush, 1000 Hz switching frequency, IP67, pigtail. | Stock | 12
PBE6-CP-2F | ProSense inductive proximity sensor, tubular, 8mm diameter x 53.9mm body, nickel-plated brass housing, PNP, N.C. output, 2mm sensing distance, non-flush, 1000 Hz switching frequency, IP67, 3-pin M8 quick-disconnect. | Stock | 13
PBFS19000BK | Hammond rack panel, 1/2U, 19in rack width, flanged, carbon steel, matte black, powder coat finish. | from vendor up to 15 business days | 7.75 | 8
PBFS19000BK2 | Hammond rack panel, 1/2U, 19in rack width, flanged, carbon steel, black, powder coat finish. | from vendor up to 15 business days | 7.75 | 8
PBFS19001BK | Hammond rack panel, 1U, 19in rack width, flanged, carbon steel, matte black, powder coat finish. | Stock | 11 | 11.25
PBFS19001BK2 | Hammond rack panel, 1U, 19in rack width, flanged, carbon steel, black, powder coat finish. | Stock | 11 | 11.25
PBFS19001GY2 | Hammond rack panel, 1U, 19in rack width, flanged, carbon steel, ANSI 61 gray, powder coat finish. | Stock | 11 | 11.25
PBFS19001LG2 | Hammond rack panel, 1U, 19in rack width, flanged, carbon steel, RAL 7035 light gray, powder coat finish. | Stock | 11 | 11.25
PBFS19003BK | Hammond rack panel, 2U, 19in rack width, flanged, carbon steel, matte black, powder coat finish. | Stock | 14.75 | 15.25
PBFS19003BK2 | Hammond rack panel, 2U, 19in rack width, flanged, carbon steel, black, powder coat finish. | Stock | 14.75 | 15.25
PBFS19003GY2 | Hammond rack panel, 2U, 19in rack width, flanged, carbon steel, ANSI 61 gray, powder coat finish. | Stock | 14.75 | 15.25
PBFS19003LG2 | Hammond rack panel, 2U, 19in rack width, flanged, carbon steel, RAL 7035 light gray, powder coat finish. | Stock | 14.75 | 15.25
PBFS19005BK | Hammond rack panel, 3U, 19in rack width, flanged, carbon steel, matte black, powder coat finish. | Stock | 16.5 | 16.75
PBFS19005BK2 | Hammond rack panel, 3U, 19in rack width, flanged, carbon steel, black, powder coat finish. | Stock | 16.5 | 16.75
PBFS19005GY2 | Hammond rack panel, 3U, 19in rack width, flanged, carbon steel, ANSI 61 gray, powder coat finish. | Stock | 16.5 | 16.75
PBFS19005LG2 | Hammond rack panel, 3U, 19in rack width, flanged, carbon steel, RAL 7035 light gray, powder coat finish. | Stock | 16.5 | 16.75
PBFS19007BK | Hammond rack panel, 4U, 19in rack width, flanged, carbon steel, matte black, powder coat finish. | Stock | 21 | 21.5
PBFS19007BK2 | Hammond rack panel, 4U, 19in rack width, flanged, carbon steel, black, powder coat finish. | Stock | 21 | 21.5
PBFS19007GY2 | Hammond rack panel, 4U, 19in rack width, flanged, carbon steel, ANSI 61 gray, powder coat finish. | Stock | 21 | 21.5
PBFS19007LG2 | Hammond rack panel, 4U, 19in rack width, flanged, carbon steel, RAL 7035 light gray, powder coat finish. | Stock | 21 | 21.5
PBFS19008BK2 | Hammond rack panel, 5U, 19in rack width, flanged, carbon steel, black, powder coat finish. | Stock | 26 | 26.5
PBFS19008GY2 | Hammond rack panel, 5U, 19in rack width, flanged, carbon steel, ANSI 61 gray, powder coat finish. | Stock | 26 | 26.5
PBFS19008LG2 | Hammond rack panel, 5U, 19in rack width, flanged, carbon steel, RAL 7035 light gray, powder coat finish. | Stock | 26 | 26.5
PBFS19010BK2 | Hammond rack panel, 6U, 19in rack width, flanged, carbon steel, black, powder coat finish. | Stock | 29 | 29.5
PBFS19010GY2 | Hammond rack panel, 6U, 19in rack width, flanged, carbon steel, ANSI 61 gray, powder coat finish. | Stock | 29 | 29.5
PBFS19010LG2 | Hammond rack panel, 6U, 19in rack width, flanged, carbon steel, RAL 7035 light gray, powder coat finish. | Stock | 29 | 29.5
PBFS19012BK2 | Hammond rack panel, 7U, 19in rack width, flanged, carbon steel, black, powder coat finish. | Stock | 30 | 31
PBFS19012GY2 | Hammond rack panel, 7U, 19in rack width, flanged, carbon steel, ANSI 61 gray, powder coat finish. | Stock | 30 | 31.5
PBFS19012LG2 | Hammond rack panel, 7U, 19in rack width, flanged, carbon steel, RAL 7035 light gray, powder coat finish. | Stock | 30 | 31
PBFS19014BK2 | Hammond rack panel, 8U, 19in rack width, flanged, carbon steel, black, powder coat finish. | Stock | 33.5 | 34.5
PBFS19014GY2 | Hammond rack panel, 8U, 19in rack width, flanged, carbon steel, ANSI 61 gray, powder coat finish. | Stock | 33.5 | 34.5
PBFS19014LG2 | Hammond rack panel, 8U, 19in rack width, flanged, carbon steel, RAL 7035 light gray, powder coat finish. | Stock | 33.5 | 34.5
PBFS19015BK2 | Hammond rack panel, 9U, 19in rack width, flanged, carbon steel, black, powder coat finish. | Stock | 35 | 36
PBFS19015GY2 | Hammond rack panel, 9U, 19in rack width, flanged, carbon steel, ANSI 61 gray, powder coat finish. | from vendor up to 15 business days | 35 | 36
PBFS19015LG2 | Hammond rack panel, 9U, 19in rack width, flanged, carbon steel, RAL 7035 light gray, powder coat finish. | from vendor up to 15 business days | 35 | 36
PBFS19017BK2 | Hammond rack panel, 10U, 19in rack width, flanged, carbon steel, black, powder coat finish. | from vendor up to 15 business days | 40 | 41.5
PBFS19017GY2 | Hammond rack panel, 10U, 19in rack width, flanged, carbon steel, ANSI 61 gray, powder coat finish. | Stock | 40 | 42
PBFS19017LG2 | Hammond rack panel, 10U, 19in rack width, flanged, carbon steel, RAL 7035 light gray, powder coat finish. | Stock | 40 | 41.5
PBGX1 | Wiegmann pushbutton enclosure, 1 hole, 22mm, NEMA 12/13, 3 x 3 x 4in (HxWxD), wall mount, carbon steel, ANSI 61 gray, powder coat finish, screw cover. | from vendor up to 0 business day | 71 | 73
PBGX12 | Wiegmann pushbutton enclosure, 12 holes, 22mm, NEMA 12/13, 10 x 7 x 4in (HxWxD), wall mount, carbon steel, ANSI 61 gray, powder coat finish, screw cover. | Stock | 153 | 157
PBGX1SS | Wiegmann pushbutton enclosure, 1 hole, 22mm, NEMA 4/4X/12/13, 3 x 3 x 4in (HxWxD), wall mount, 304 stainless steel, No. 3 intermediate polished finish, screw cover. | from vendor up to 10 business days | 239 | 245
PBGX1SSA | Wiegmann pushbutton enclosure, 1 hole, 22mm, NEMA 4/4X/12/13, 3 x 3 x 4in (HxWxD), wall mount, 316 stainless steel, No. 3 intermediate polished finish, screw cover. | from vendor up to 10 business days | 478 | 490
PBGX2 | Wiegmann pushbutton enclosure, 2 holes, 22mm, NEMA 12/13, 5 x 3 x 4in (HxWxD), wall mount, carbon steel, ANSI 61 gray, powder coat finish, screw cover. | from vendor up to 0 business day | 74 | 76
PBGX20 | Wiegmann pushbutton enclosure, 20 holes, 22mm, NEMA 12/13, 13 x 8 x 5in (HxWxD), wall mount, carbon steel, ANSI 61 gray, powder coat finish, screw cover. | Stock | 169 | 173
PBGX25 | Wiegmann pushbutton enclosure, 25 holes, 22mm, NEMA 12/13, 13 x 10 x 5in (HxWxD), wall mount, carbon steel, ANSI 61 gray, powder coat finish, screw cover. | from vendor up to 0 business day | 184 | 188
PBGX2SS | Wiegmann pushbutton enclosure, 2 holes, 22mm, NEMA 4/4X/12/13, 5 x 3 x 4in (HxWxD), wall mount, 304 stainless steel, No. 3 intermediate polished finish, screw cover. | from vendor up to 10 business days | 272 | 278
PBGX2SSA | Wiegmann pushbutton enclosure, 2 holes, 22mm, NEMA 4/4X/12/13, 5 x 3 x 4in (HxWxD), wall mount, 316 stainless steel, No. 3 intermediate polished finish, screw cover. | from vendor up to 10 business days | 543 | 556
PBGX3 | Wiegmann pushbutton enclosure, 3 holes, 22mm, NEMA 12/13, 7 x 3 x 4in (HxWxD), wall mount, carbon steel, ANSI 61 gray, powder coat finish, screw cover. | from vendor up to 0 business day | 89 | 91
PBGX3SS | Wiegmann pushbutton enclosure, 3 holes, 22mm, NEMA 4/4X/12/13, 7 x 3 x 4in (HxWxD), wall mount, 304 stainless steel, No. 3 intermediate polished finish, screw cover. | from vendor up to 10 business days | 307 | 314
PBGX3SSA | Wiegmann pushbutton enclosure, 3 holes, 22mm, NEMA 4/4X/12/13, 7 x 3 x 4in (HxWxD), wall mount, 316 stainless steel, No. 3 intermediate polished finish, screw cover. | from vendor up to 10 business days | 613 | 628
PBGX4 | Wiegmann pushbutton enclosure, 4 holes, 22mm, NEMA 12/13, 9 x 3 x 4in (HxWxD), wall mount, carbon steel, ANSI 61 gray, powder coat finish, screw cover. | Stock | 98 | 100
PBGX4SS | Wiegmann pushbutton enclosure, 4 holes, 22mm, NEMA 4/4X/12/13, 9 x 3 x 4in (HxWxD), wall mount, 304 stainless steel, No. 3 intermediate polished finish, screw cover. | from vendor up to 10 business days | 406 | 415
PBGX4SSA | Wiegmann pushbutton enclosure, 4 holes, 22mm, NEMA 4/4X/12/13, 9 x 3 x 4in (HxWxD), wall mount, 316 stainless steel, No. 3 intermediate polished finish, screw cover. | from vendor up to 10 business days | 811 | 831
PBGX6 | Wiegmann pushbutton enclosure, 6 holes, 22mm, NEMA 12/13, 9 x 5 x 4in (HxWxD), wall mount, carbon steel, ANSI 61 gray, powder coat finish, screw cover. | Stock | 124 | 127
PBGX6SS | Wiegmann pushbutton enclosure, 6 holes, 22mm, NEMA 4/4X/12/13, 9 x 5 x 4in (HxWxD), wall mount, 304 stainless steel, No. 3 intermediate polished finish, screw cover. | from vendor up to 10 business days | 511 | 524
PBGX6SSA | Wiegmann pushbutton enclosure, 6 holes, 22mm, NEMA 4/4X/12/13, 9 x 5 x 4in (HxWxD), wall mount, 316 stainless steel, No. 3 intermediate polished finish, screw cover. | from vendor up to 10 business days | 1023 | 1047
PBGX9 | Wiegmann pushbutton enclosure, 9 holes, 22mm, NEMA 12/13, 9 x 7 x 4in (HxWxD), wall mount, carbon steel, ANSI 61 gray, powder coat finish, screw cover. | Stock | 166 | 170
PBK6-AN-1H | ProSense inductive proximity sensor, tubular, 18mm diameter x 56.4mm body, nickel-plated brass housing, NPN, N.O. output, 5mm sensing distance, flush, 1000 Hz switching frequency, IP67, 4-pin M12 quick-disconnect. | Stock | 12.5
PBK6-AN-2H | ProSense inductive proximity sensor, tubular, 18mm diameter x 65.2mm body, nickel-plated brass housing, NPN, N.O. output, 8mm sensing distance, non-flush, 1000 Hz switching frequency, IP67, 4-pin M12 quick-disconnect. | Stock | 12.5
PBK6-AP-1A | ProSense inductive proximity sensor, tubular, 18mm diameter x 46.9mm body, nickel-plated brass housing, PNP, N.O. output, 5mm sensing distance, flush, 1000 Hz switching frequency, IP67, pigtail. | Stock | 11.5
PBK6-AP-1H | ProSense inductive proximity sensor, tubular, 18mm diameter x 56.4mm body, nickel-plated brass housing, PNP, N.O. output, 5mm sensing distance, flush, 1000 Hz switching frequency, IP67, 4-pin M12 quick-disconnect. | Stock | 12.5
PBK6-AP-2A | ProSense inductive proximity sensor, tubular, 18mm diameter x 55.7mm body, nickel-plated brass housing, PNP, N.O. output, 8mm sensing distance, non-flush, 1000 Hz switching frequency, IP67, pigtail. | Stock | 11.5
PBK6-AP-2H | ProSense inductive proximity sensor, tubular, 18mm diameter x 65.2mm body, nickel-plated brass housing, PNP, N.O. output, 8mm sensing distance, non-flush, 1000 Hz switching frequency, IP67, 4-pin M12 quick-disconnect. | Stock | 12.5
PBK6-CP-1H | ProSense inductive proximity sensor, tubular, 18mm diameter x 46.9mm body, nickel-plated brass housing, PNP, N.C. output, 5mm sensing distance, flush, 1000 Hz switching frequency, IP67, 4-pin M12 quick-disconnect. | Stock | 12.5
PBK6-CP-2H | ProSense inductive proximity sensor, tubular, 18mm diameter x 55.7mm body, nickel-plated brass housing, PNP, N.C. output, 8mm sensing distance, non-flush, 1000 Hz switching frequency, IP67, 4-pin M12 quick-disconnect. | Stock | 12.5
PBM6-AN-1A | ProSense inductive proximity sensor, tubular, 12mm diameter x 42.5mm body, nickel-plated brass housing, NPN, N.O. output, 2mm sensing distance, flush, 1000 Hz switching frequency, IP67, pigtail. | Stock | 9.75
PBM6-AN-1H | ProSense inductive proximity sensor, tubular, 12mm diameter x 48.4mm body, nickel-plated brass housing, NPN, N.O. output, 2mm sensing distance, flush, 1000 Hz switching frequency, IP67, 4-pin M12 quick-disconnect. | Stock | 10.5
PBM6-AN-2A | ProSense inductive proximity sensor, tubular, 12mm diameter x 48mm body, nickel-plated brass housing, NPN, N.O. output, 4mm sensing distance, non-flush, 1000 Hz switching frequency, IP67, pigtail. | Stock | 9.75
PBM6-AN-2H | ProSense inductive proximity sensor, tubular, 12mm diameter x 53.9mm body, nickel-plated brass housing, NPN, N.O. output, 4mm sensing distance, non-flush, 1000 Hz switching frequency, IP67, 4-pin M12 quick-disconnect. | Stock | 10.5
PBM6-AP-1A | ProSense inductive proximity sensor, tubular, 12mm diameter x 42.5mm body, nickel-plated brass housing, PNP, N.O. output, 2mm sensing distance, flush, 1000 Hz switching frequency, IP67, pigtail. | Stock | 9.75
PBM6-AP-1H | ProSense inductive proximity sensor, tubular, 12mm diameter x 48.4mm body, nickel-plated brass housing, PNP, N.O. output, 2mm sensing distance, flush, 1000 Hz switching frequency, IP67, 4-pin M12 quick-disconnect. | Stock | 10.5
PBM6-AP-2A | ProSense inductive proximity sensor, tubular, 12mm diameter x 48mm body, nickel-plated brass housing, PNP, N.O. output, 4mm sensing distance, non-flush, 1000 Hz switching frequency, IP67, pigtail. | Stock | 9.75
PBM6-AP-2H | ProSense inductive proximity sensor, tubular, 12mm diameter x 53.9mm body, nickel-plated brass housing, PNP, N.O. output, 4mm sensing distance, non-flush, 1000 Hz switching frequency, IP67, 4-pin M12 quick-disconnect. | Stock | 10.5
PBM6-CP-1A | ProSense inductive proximity sensor, tubular, 12mm diameter x 42.5mm body, nickel-plated brass housing, PNP, N.C. output, 2mm sensing distance, flush, 1000 Hz switching frequency, IP67, pigtail. | Stock | 9.75
PBM6-CP-1H | ProSense inductive proximity sensor, tubular, 12mm diameter x 48.4mm body, nickel-plated brass housing, PNP, N.C. output, 2mm sensing distance, flush, 1000 Hz switching frequency, IP67, 4-pin M12 quick-disconnect. | Stock | 10.5
PBM6-CP-2A | ProSense inductive proximity sensor, tubular, 12mm diameter x 48mm body, nickel-plated brass housing, PNP, N.C. output, 4mm sensing distance, non-flush, 1000 Hz switching frequency, IP67, pigtail. | Stock | 9.75
PBM6-CP-2H | ProSense inductive proximity sensor, tubular, 12mm diameter x 53.9mm body, nickel-plated brass housing, PNP, N.C. output, 4mm sensing distance, non-flush, 1000 Hz switching frequency, IP67, 4-pin M12 quick-disconnect. | Stock | 10.5
PBPA19001BK | Hammond rack panel, 1U, 19in rack width, 5052-H32 aluminum, matte black, powder coat finish. | Stock | 10.25 | 10.5
PBPA19001BK2 | Hammond rack panel, 1U, 19in rack width, 5052-H32 aluminum, black, powder coat finish. | Stock | 10.25 | 10.5
PBPA19001GY2 | Hammond rack panel, 1U, 19in rack width, 5052-H32 aluminum, ANSI 61 gray, powder coat finish. | Stock | 10.25 | 10.5
PBPA19001LG2 | Hammond rack panel, 1U, 19in rack width, 5052-H32 aluminum, RAL 7035 light gray, powder coat finish. | Stock | 10.25 | 10.5
PBPA19001UNF | Hammond rack panel, 1U, 19in rack width, 5052-H32 aluminum, natural finish. | from vendor up to 15 business days | 10.25 | 10.5
PBPA19003BK | Hammond rack panel, 2U, 19in rack width, 5052-H32 aluminum, matte black, powder coat finish. | Stock | 15.75 | 16
PBPA19003BK2 | Hammond rack panel, 2U, 19in rack width, 5052-H32 aluminum, black, powder coat finish. | from vendor up to 15 business days | 15.75 | 16
PBPA19003GY2 | Hammond rack panel, 2U, 19in rack width, 5052-H32 aluminum, ANSI 61 gray, powder coat finish. | Stock | 15.75 | 16
PBPA19003LG2 | Hammond rack panel, 2U, 19in rack width, 5052-H32 aluminum, RAL 7035 light gray, powder coat finish. | Stock | 15.75 | 16
PBPA19003UNF | Hammond rack panel, 2U, 19in rack width, 5052-H32 aluminum, natural finish. | Stock | 15.75 | 16
PBPA19005BK | Hammond rack panel, 3U, 19in rack width, 5052-H32 aluminum, matte black, powder coat finish. | Stock | 23.5 | 24
PBPA19005BK2 | Hammond rack panel, 3U, 19in rack width, 5052-H32 aluminum, black, powder coat finish. | Stock | 23.5 | 24
PBPA19005GY2 | Hammond rack panel, 3U, 19in rack width, 5052-H32 aluminum, ANSI 61 gray, powder coat finish. | Stock | 23.5 | 24
PBPA19005LG2 | Hammond rack panel, 3U, 19in rack width, 5052-H32 aluminum, RAL 7035 light gray, powder coat finish. | Stock | 23.5 | 24
PBPA19005UNF | Hammond rack panel, 3U, 19in rack width, 5052-H32 aluminum, natural finish. | Stock | 23.5 | 24
PBPA19007BK | Hammond rack panel, 4U, 19in rack width, 5052-H32 aluminum, matte black, powder coat finish. | Stock | 27.5 | 28
PBPA19007BK2 | Hammond rack panel, 4U, 19in rack width, 5052-H32 aluminum, black, powder coat finish. | Stock | 27.5 | 28
PBPA19007GY2 | Hammond rack panel, 4U, 19in rack width, 5052-H32 aluminum, ANSI 61 gray, powder coat finish. | Stock | 27.5 | 28
PBPA19007LG2 | Hammond rack panel, 4U, 19in rack width, 5052-H32 aluminum, RAL 7035 light gray, powder coat finish. | Stock | 27.5 | 28
PBPA19007UNF | Hammond rack panel, 4U, 19in rack width, 5052-H32 aluminum, natural finish. | Stock | 27.5 | 28
PBPA19008BK2 | Hammond rack panel, 5U, 19in rack width, 5052-H32 aluminum, black, powder coat finish. | Stock | 32 | 33
PBPA19008GY2 | Hammond rack panel, 5U, 19in rack width, 5052-H32 aluminum, ANSI 61 gray, powder coat finish. | Stock | 32 | 33
PBPA19008LG2 | Hammond rack panel, 5U, 19in rack width, 5052-H32 aluminum, RAL 7035 light gray, powder coat finish. | Stock | 32 | 33
PBPA19008UNF | Hammond rack panel, 5U, 19in rack width, 5052-H32 aluminum, natural finish. | Stock | 32 | 33
PBPA19010BK2 | Hammond rack panel, 6U, 19in rack width, 5052-H32 aluminum, black, powder coat finish. | Stock | 38.5 | 39
PBPA19010GY2 | Hammond rack panel, 6U, 19in rack width, 5052-H32 aluminum, ANSI 61 gray, powder coat finish. | Stock | 38.5 | 39
PBPA19010LG2 | Hammond rack panel, 6U, 19in rack width, 5052-H32 aluminum, RAL 7035 light gray, powder coat finish. | Stock | 38.5 | 39
PBPA19010UNF | Hammond rack panel, 6U, 19in rack width, 5052-H32 aluminum, natural finish. | Stock | 38.5 | 39
PBPA19012BK2 | Hammond rack panel, 7U, 19in rack width, 5052-H32 aluminum, black, powder coat finish. | Stock | 46 | 47
PBPA19012GY2 | Hammond rack panel, 7U, 19in rack width, 5052-H32 aluminum, ANSI 61 gray, powder coat finish. | Stock | 46 | 47
PBPA19012LG2 | Hammond rack panel, 7U, 19in rack width, 5052-H32 aluminum, RAL 7035 light gray, powder coat finish. | Stock | 46 | 47
PBPA19012UNF | Hammond rack panel, 7U, 19in rack width, 5052-H32 aluminum, natural finish. | Stock | 46 | 47
PBPA19014BK2 | Hammond rack panel, 8U, 19in rack width, 5052-H32 aluminum, black, powder coat finish. | Stock | 52 | 53
PBPA19014GY2 | Hammond rack panel, 8U, 19in rack width, 5052-H32 aluminum, ANSI 61 gray, powder coat finish. | Stock | 52 | 53
PBPA19014LG2 | Hammond rack panel, 8U, 19in rack width, 5052-H32 aluminum, RAL 7035 light gray, powder coat finish. | Stock | 52 | 53
PBPA19014UNF | Hammond rack panel, 8U, 19in rack width, 5052-H32 aluminum, natural finish. | Stock | 52 | 53
PBPA19015BK2 | Hammond rack panel, 9U, 19in rack width, 5052-H32 aluminum, black, powder coat finish. | Stock | 55 | 57
PBPA19015GY2 | Hammond rack panel, 9U, 19in rack width, 5052-H32 aluminum, ANSI 61 gray, powder coat finish. | Stock | 55 | 57
PBPA19015LG2 | Hammond rack panel, 9U, 19in rack width, 5052-H32 aluminum, RAL 7035 light gray, powder coat finish. | Stock | 55 | 57
PBPA19015UNF | Hammond rack panel, 9U, 19in rack width, 5052-H32 aluminum, natural finish. | Stock | 55 | 57
PBPA19017BK2 | Hammond rack panel, 10U, 19in rack width, 5052-H32 aluminum, black, powder coat finish. | Stock | 63 | 64
PBPA19017GY2 | Hammond rack panel, 10U, 19in rack width, 5052-H32 aluminum, ANSI 61 gray, powder coat finish. | Stock | 63 | 64
PBPA19017LG2 | Hammond rack panel, 10U, 19in rack width, 5052-H32 aluminum, RAL 7035 light gray, powder coat finish. | Stock | 63 | 64
PBPA19017UNF | Hammond rack panel, 10U, 19in rack width, 5052-H32 aluminum, natural finish. | Stock | 63 | 64
PBPS19001BK | Hammond rack panel, 1U, 19in rack width, carbon steel, matte black, powder coat finish. | Stock | 8.5 | 8.75
PBPS19001BK2 | Hammond rack panel, 1U, 19in rack width, carbon steel, black, powder coat finish. | Stock | 8.5 | 8.75
PBPS19001GY2 | Hammond rack panel, 1U, 19in rack width, carbon steel, ANSI 61 gray, powder coat finish. | Stock | 8.5 | 8.75
PBPS19001LG2 | Hammond rack panel, 1U, 19in rack width, carbon steel, RAL 7035 light gray, powder coat finish. | Stock | 8.5 | 8.75
PBPS19003BK | Hammond rack panel, 2U, 19in rack width, carbon steel, matte black, powder coat finish. | from vendor up to 15 business days | 10.25 | 10.5
PBPS19003BK2 | Hammond rack panel, 2U, 19in rack width, carbon steel, black, powder coat finish. | Stock | 10.25 | 10.5
PBPS19003GY2 | Hammond rack panel, 2U, 19in rack width, carbon steel, ANSI 61 gray, powder coat finish. | Stock | 10.25 | 10.5
PBPS19003LG2 | Hammond rack panel, 2U, 19in rack width, carbon steel, RAL 7035 light gray, powder coat finish. | Stock | 10.25 | 10.5
PBPS19005BK | Hammond rack panel, 3U, 19in rack width, carbon steel, matte black, powder coat finish. | from vendor up to 15 business days | 14 | 14.5
PBPS19005BK2 | Hammond rack panel, 3U, 19in rack width, carbon steel, black, powder coat finish. | from vendor up to 15 business days | 14 | 14.5
PBPS19005GY2 | Hammond rack panel, 3U, 19in rack width, carbon steel, ANSI 61 gray, powder coat finish. | from vendor up to 15 business days | 14 | 14.5
PBPS19005LG2 | Hammond rack panel, 3U, 19in rack width, carbon steel, RAL 7035 light gray, powder coat finish. | Stock | 14 | 14.5
PBPS19007BK | Hammond rack panel, 4U, 19in rack width, carbon steel, matte black, powder coat finish. | Stock | 17.25 | 17.5
PBPS19007BK2 | Hammond rack panel, 4U, 19in rack width, carbon steel, black, powder coat finish. | Stock | 17.25 | 17.5
PBPS19007GY2 | Hammond rack panel, 4U, 19in rack width, carbon steel, ANSI 61 gray, powder coat finish. | Stock | 17.25 | 17.5
PBPS19007LG2 | Hammond rack panel, 4U, 19in rack width, carbon steel, RAL 7035 light gray, powder coat finish. | Stock | 17.25 | 17.5
PBPS19008BK2 | Hammond rack panel, 5U, 19in rack width, carbon steel, black, powder coat finish. | Stock | 19.5 | 20
PBPS19008GY2 | Hammond rack panel, 5U, 19in rack width, carbon steel, ANSI 61 gray, powder coat finish. | Stock | 19.5 | 20
PBPS19008LG2 | Hammond rack panel, 5U, 19in rack width, carbon steel, RAL 7035 light gray, powder coat finish. | Stock | 19.5 | 20
PBPS19010BK2 | Hammond rack panel, 6U, 19in rack width, carbon steel, black, powder coat finish. | Stock | 22 | 22.5
PBPS19010GY2 | Hammond rack panel, 6U, 19in rack width, carbon steel, ANSI 61 gray, powder coat finish. | Stock | 22 | 22.5
PBPS19010LG2 | Hammond rack panel, 6U, 19in rack width, carbon steel, RAL 7035 light gray, powder coat finish. | Stock | 22 | 22.5
PBPS19012BK2 | Hammond rack panel, 7U, 19in rack width, carbon steel, black, powder coat finish. | Stock | 26 | 26.5
PBPS19012GY2 | Hammond rack panel, 7U, 19in rack width, carbon steel, ANSI 61 gray, powder coat finish. | Stock | 26 | 26.5
PBPS19012LG2 | Hammond rack panel, 7U, 19in rack width, carbon steel, RAL 7035 light gray, powder coat finish. | Stock | 26 | 26.5
PBPS19014BK2 | Hammond rack panel, 8U, 19in rack width, carbon steel, black, powder coat finish. | Stock | 33.5 | 34.5
PBPS19014LG2 | Hammond rack panel, 8U, 19in rack width, carbon steel, RAL 7035 light gray, powder coat finish. | Stock | 33.5 | 34.5
PBPS19015BK2 | Hammond rack panel, 9U, 19in rack width, carbon steel, black, powder coat finish. | Stock | 37.5 | 38.5
PBPS19015LG2 | Hammond rack panel, 9U, 19in rack width, carbon steel, RAL 7035 light gray, powder coat finish. | Stock | 37.5 | 38.5
PBPS19017BK2 | Hammond rack panel, 10U, 19in rack width, carbon steel, black, powder coat finish. | Stock | 40 | 41.5
PBPS19017LG2 | Hammond rack panel, 10U, 19in rack width, carbon steel, RAL 7035 light gray, powder coat finish. | Stock | 40 | 41.5
PBSS1 | Wiegmann pushbutton enclosure, 1 hole, 30mm, NEMA 4/4X/12/13, 4 x 3 x 3in (HxWxD), wall mount, 304 stainless steel, No. 3 intermediate polished finish, screw cover. | from vendor up to 0 business day | 130 | 133
PBSS12 | Wiegmann pushbutton enclosure, 12 holes, 30mm, NEMA 4/4X/12/13, 12 x 9 x 3in (HxWxD), wall mount, 304 stainless steel, No. 3 intermediate polished finish, screw cover. | from vendor up to 0 business day | 371 | 380
PBSS12A | Wiegmann pushbutton enclosure, 12 holes, 30mm, NEMA 4/4X/12/13, 12 x 9 x 3in (HxWxD), wall mount, 316L stainless steel, No. 3 intermediate polished finish, screw cover. | from vendor up to 10 business days | 521 | 533
PBSS1A | Wiegmann pushbutton enclosure, 1 hole, 30mm, NEMA 4/4X/12/13, 4 x 3 x 3in (HxWxD), wall mount, 316L stainless steel, No. 3 intermediate polished finish, screw cover. | from vendor up to 0 business day | 165 | 169
PBSS2 | Wiegmann pushbutton enclosure, 2 holes, 30mm, NEMA 4/4X/12/13, 6 x 3 x 3in (HxWxD), wall mount, 304 stainless steel, No. 3 intermediate polished finish, screw cover. | from vendor up to 0 business day | 154 | 157
PBSS2A | Wiegmann pushbutton enclosure, 2 holes, 30mm, NEMA 4/4X/12/13, 6 x 3 x 3in (HxWxD), wall mount, 316L stainless steel, No. 3 intermediate polished finish, screw cover. | from vendor up to 0 business day | 196 | 200
PBSS3 | Wiegmann pushbutton enclosure, 3 holes, 30mm, NEMA 4/4X/12/13, 8 x 3 x 3in (HxWxD), wall mount, 304 stainless steel, No. 3 intermediate polished finish, screw cover. | from vendor up to 0 business day | 178 | 182
PBSS3A | Wiegmann pushbutton enclosure, 3 holes, 30mm, NEMA 4/4X/12/13, 8 x 3 x 3in (HxWxD), wall mount, 316L stainless steel, No. 3 intermediate polished finish, screw cover. | from vendor up to 0 business day | 226 | 232
PBSS4 | Wiegmann pushbutton enclosure, 4 holes, 30mm, NEMA 4/4X/12/13, 10 x 3 x 3in (HxWxD), wall mount, 304 stainless steel, No. 3 intermediate polished finish, screw cover. | Stock | 207 | 212
PBSS4A | Wiegmann pushbutton enclosure, 4 holes, 30mm, NEMA 4/4X/12/13, 10 x 3 x 3in (HxWxD), wall mount, 316L stainless steel, No. 3 intermediate polished finish, screw cover. | from vendor up to 5 business days | 256 | 262
PBSS6 | Wiegmann pushbutton enclosure, 6 holes, 30mm, NEMA 4/4X/12/13, 10 x 6 x 3in (HxWxD), wall mount, 304 stainless steel, No. 3 intermediate polished finish, screw cover. | Stock | 273 | 279
PBSS6A | Wiegmann pushbutton enclosure, 6 holes, 30mm, NEMA 4/4X/12/13, 10 x 6 x 3in (HxWxD), wall mount, 316L stainless steel, No. 3 intermediate polished finish, screw cover. | from vendor up to 0 business day | 338 | 346
PBSS9 | Wiegmann pushbutton enclosure, 9 holes, 30mm, NEMA 4/4X/12/13, 10 x 9 x 3in (HxWxD), wall mount, 304 stainless steel, No. 3 intermediate polished finish, screw cover. | from vendor up to 0 business day | 324 | 331
PBSS9A | Wiegmann pushbutton enclosure, 9 holes, 30mm, NEMA 4/4X/12/13, 10 x 9 x 3in (HxWxD), wall mount, 316L stainless steel, No. 3 intermediate polished finish, screw cover. | from vendor up to 10 business days | 455 | 466
PBT6-AN-1H | ProSense inductive proximity sensor, tubular, 30mm diameter x 67.7mm body, nickel-plated brass housing, NPN, N.O. output, 10mm sensing distance, flush, 300 Hz switching frequency, IP67, 4-pin M12 quick-disconnect. | Stock | 18
PBT6-AN-2H | ProSense inductive proximity sensor, tubular, 30mm diameter x 67.7mm body, nickel-plated brass housing, NPN, N.O. output, 15mm sensing distance, non-flush, 300 Hz switching frequency, IP67, 4-pin M12 quick-disconnect. | Stock | 18
PBT6-AP-1A | ProSense inductive proximity sensor, tubular, 30mm diameter x 49.2mm body, nickel-plated brass housing, PNP, N.O. output, 10mm sensing distance, flush, 300 Hz switching frequency, IP67, pigtail. | Stock | 15.5
PBT6-AP-1H | ProSense inductive proximity sensor, tubular, 30mm diameter x 56.6mm body, nickel-plated brass housing, PNP, N.O. output, 10mm sensing distance, flush, 300 Hz switching frequency, IP67, 4-pin M12 quick-disconnect. | Stock | 18
PBT6-AP-2A | ProSense inductive proximity sensor, tubular, 30mm diameter x 49.2mm body, nickel-plated brass housing, PNP, N.O. output, 15mm sensing distance, non-flush, 300 Hz switching frequency, IP67, pigtail. | Stock | 15.5
PBT6-AP-2H | ProSense inductive proximity sensor, tubular, 30mm diameter x 56.6mm body, nickel-plated brass housing, PNP, N.O. output, 15mm sensing distance, non-flush, 300 Hz switching frequency, IP67, 4-pin M12 quick-disconnect. | Stock | 18
PBT6-CP-1H | ProSense inductive proximity sensor, tubular, 30mm diameter x 60.3mm body, nickel-plated brass housing, PNP, N.C. output, 10mm sensing distance, flush, 300 Hz switching frequency, IP67, 4-pin M12 quick-disconnect. | Stock | 18
PBT6-CP-2H | ProSense inductive proximity sensor, tubular, 30mm diameter x 60.3mm body, nickel-plated brass housing, PNP, N.C. output, 15mm sensing distance, non-flush, 300 Hz switching frequency, IP67, 4-pin M12 quick-disconnect. | Stock | 18
PBXD1 | Wiegmann pushbutton enclosure, 1 hole, 30mm, NEMA 4/12/13, 4 x 4 x 5in (HxWxD), wall mount, carbon steel, ANSI 61 gray, powder coat finish, screw cover. | from vendor up to 0 business day | 83 | 85
PBXD10 | Wiegmann pushbutton enclosure, 10 holes, 30mm, NEMA 4/12/13, 14 x 6 x 5in (HxWxD), wall mount, carbon steel, ANSI 61 gray, powder coat finish, screw cover. | Stock | 173 | 178
PBXD12 | Wiegmann pushbutton enclosure, 12 holes, 30mm, NEMA 4/12/13, 12 x 9 x 5in (HxWxD), wall mount, carbon steel, ANSI 61 gray, powder coat finish, screw cover. | Stock | 182 | 186
PBXD16 | Wiegmann pushbutton enclosure, 16 holes, 30mm, NEMA 12, 12 x 11 x 5in (HxWxD), wall mount, carbon steel, ANSI 61 gray, powder coat finish, screw cover. | from vendor up to 0 business day | 204 | 209
PBXD16SS | Wiegmann pushbutton enclosure, 16 holes, 30mm, NEMA 4/4X/12/13, 12 x 11 x 5in (HxWxD), wall mount, 304 stainless steel, No. 3 intermediate polished finish, screw cover. | from vendor up to 10 business days | 570 | 584
PBXD16V | Wiegmann pushbutton enclosure, 16 holes, 30mm, NEMA 12, 21 x 6 x 5in (HxWxD), wall mount, carbon steel, ANSI 61 gray, powder coat finish, screw cover. | from vendor up to 0 business day | 225 | 230
PBXD1SS | Wiegmann pushbutton enclosure, 1 hole, 30mm, NEMA 4/4X/12/13, 4 x 4 x 5in (HxWxD), wall mount, 304 stainless steel, No. 3 intermediate polished finish, screw cover. | from vendor up to 0 business day | 159 | 163
PBXD2 | Wiegmann pushbutton enclosure, 2 holes, 30mm, NEMA 4/12/13, 6 x 4 x 5in (HxWxD), wall mount, carbon steel, ANSI 61 gray, powder coat finish, screw cover. | Stock | 120 | 123
PBXD20 | Wiegmann pushbutton enclosure, 20 holes, 30mm, NEMA 12, 14 x 11 x 5in (HxWxD), wall mount, carbon steel, ANSI 61 gray, powder coat finish, screw cover. | from vendor up to 0 business day | 228 | 234
PBXD25 | Wiegmann pushbutton enclosure, 25 holes, 30mm, NEMA 12, 14 x 13 x 5in (HxWxD), wall mount, carbon steel, ANSI 61 gray, powder coat finish, screw cover. | from vendor up to 0 business day | 257 | 263
PBXD2SS | Wiegmann pushbutton enclosure, 2 holes, 30mm, NEMA 4/4X/12/13, 6 x 4 x 5in (HxWxD), wall mount, 304 stainless steel, No. 3 intermediate polished finish, screw cover. | from vendor up to 0 business day | 191 | 196
PBXD3 | Wiegmann pushbutton enclosure, 3 holes, 30mm, NEMA 4/12/13, 8 x 4 x 5in (HxWxD), wall mount, carbon steel, ANSI 61 gray, powder coat finish, screw cover. | Stock | 107 | 110
PBXD3SS | Wiegmann pushbutton enclosure, 3 holes, 30mm, NEMA 4/4X/12/13, 8 x 4 x 5in (HxWxD), wall mount, 304 stainless steel, No. 3 intermediate polished finish, screw cover. | from vendor up to 0 business day | 321 | 328
PBXD4 | Wiegmann pushbutton enclosure, 4 holes, 30mm, NEMA 4/12/13, 10 x 4 x 5in (HxWxD), wall mount, carbon steel, ANSI 61 gray, powder coat finish, screw cover. | Stock | 129 | 132
PBXD4S | Wiegmann pushbutton enclosure, 4 holes, 30mm, NEMA 4/12/13, 7 x 6 x 5in (HxWxD), wall mount, carbon steel, ANSI 61 gray, powder coat finish, screw cover. | Stock | 121 | 124
PBXD4SS | Wiegmann pushbutton enclosure, 4 holes, 30mm, NEMA 4/4X/12/13, 10 x 4 x 5in (HxWxD), wall mount, 304 stainless steel, No. 3 intermediate polished finish, screw cover. | from vendor up to 0 business day | 249 | 255
PBXD6 | Wiegmann pushbutton enclosure, 6 holes, 30mm, NEMA 4/12/13, 10 x 6 x 5in (HxWxD), wall mount, carbon steel, ANSI 61 gray, powder coat finish, screw cover. | Stock | 139 | 142
PBXD9 | Wiegmann pushbutton enclosure, 9 holes, 30mm, NEMA 4/12/13, 10 x 9 x 5in (HxWxD), wall mount, carbon steel, ANSI 61 gray, powder coat finish, screw cover. | from vendor up to 0 business day | 159 | 162
PBYX12 | Wiegmann pushbutton enclosure, 12 holes, 30mm, NEMA 12/13, 14 x 10 x 6in (HxWxD), wall mount, carbon steel, ANSI 61 gray, powder coat finish, hinged screw cover, subpanel included. | from vendor up to 0 business day | 238 | 243
PBYX16 | Wiegmann pushbutton enclosure, 16 holes, 30mm, NEMA 12/13, 14 x 13 x 6in (HxWxD), wall mount, carbon steel, ANSI 61 gray, powder coat finish, hinged screw cover, subpanel included. | from vendor up to 0 business day | 271 | 278
PBYX20 | Wiegmann pushbutton enclosure, 20 holes, 30mm, NEMA 12/13, 16 x 13 x 6in (HxWxD), wall mount, carbon steel, ANSI 61 gray, powder coat finish, hinged screw cover, subpanel included. | from vendor up to 0 business day | 304 | 311
PBYX25 | Wiegmann pushbutton enclosure, 25 holes, 30mm, NEMA 12/13, 16 x 15 x 6in (HxWxD), wall mount, carbon steel, ANSI 61 gray, powder coat finish, hinged screw cover, subpanel included. | from vendor up to 0 business day | 342 | 350
PBYX30 | Wiegmann pushbutton enclosure, 30 holes, 30mm, NEMA 12/13, 19 x 15 x 6in (HxWxD), wall mount, carbon steel, ANSI 61 gray, powder coat finish, hinged screw cover, subpanel included. | from vendor up to 10 business days | 372 | 381
PBYX36 | Wiegmann pushbutton enclosure, 36 holes, 30mm, NEMA 12/13, 19 x 18 x 6in (HxWxD), wall mount, carbon steel, ANSI 61 gray, powder coat finish, hinged screw cover, subpanel included. | from vendor up to 10 business days | 421 | 431
PBYX42 | Wiegmann pushbutton enclosure, 42 holes, 30mm, NEMA 12/13, 21 x 18 x 6in (HxWxD), wall mount, carbon steel, ANSI 61 gray, powder coat finish, hinged screw cover, subpanel included. | from vendor up to 10 business days | 461 | 472
PBYX4S | Wiegmann pushbutton enclosure, 4 holes, 30mm, NEMA 12/13, 9 x 8 x 6in (HxWxD), wall mount, carbon steel, ANSI 61 gray, powder coat finish, hinged screw cover, subpanel included. | from vendor up to 0 business day | 153 | 157
PBYX6 | Wiegmann pushbutton enclosure, 6 holes, 30mm, NEMA 12/13, 11 x 8 x 6in (HxWxD), wall mount, carbon steel, ANSI 61 gray, powder coat finish, hinged screw cover, subpanel included. | from vendor up to 0 business day | 180 | 184
PBYX9 | Wiegmann pushbutton enclosure, 9 holes, 30mm, NEMA 12/13, 11 x 10 x 6in (HxWxD), wall mount, carbon steel, ANSI 61 gray, powder coat finish, hinged screw cover, subpanel included. | from vendor up to 0 business day | 210 | 215
PCA-125 | ProSense pipe clamp with bayonet adapter, 11/16 to 1-1/4in adjustable diameter, 2in bayonet length, 7/16in bayonet outside diameter, 9/32in bayonet inside diameter. For use with adjustable immersion sensors. | Stock | 15.5 | 16
PCA-200 | ProSense pipe clamp with bayonet adapter, 1-1/16 to 2in adjustable diameter, 2in bayonet length, 7/16in bayonet outside diameter, 9/32in bayonet inside diameter. For use with adjustable immersion sensors. | Stock | 16 | 16.5
PCA-300 | ProSense pipe clamp with bayonet adapter, 2-1/16 to 3in adjustable diameter, 2in bayonet length, 7/16in bayonet outside diameter, 9/32in bayonet inside diameter. For use with adjustable immersion sensors. | Stock | 17.5 | 18
PCA-425 | ProSense pipe clamp with bayonet adapter, 3-5/16 to 4-1/4in adjustable diameter, 2in bayonet length, 7/16in bayonet outside diameter, 9/32in bayonet inside diameter. For use with adjustable immersion sensors. | Stock | 19 | 20
PCA-500 | ProSense pipe clamp with bayonet adapter, 4-1/8 to 7in adjustable diameter, 2in bayonet length, 7/16in bayonet outside diameter, 9/32in bayonet inside diameter. For use with adjustable immersion sensors. | Stock | 18.5 | 19
PC-DATPLC-1 | DataWorx PLC data logger software for Windows, supports connection to (1) PLC system(s). | Stock | 409 | 425
PC-DATPLC-UN | DataWorx PLC data logger software for Windows, supports connection to unlimited PLC system(s). | Stock | 1546 | 1608
PC-DS100 | DirectSOFT Windows limited programming and documentation software, free download only. For use with all DirectLOGIC PLCs. | Stock | 0
PC-DSOFT6 | DirectSOFT Windows full-featured programming and documentation software, CD or download. For use with all DirectLOGIC PLCs. | Stock | 427 | 444
PC-M-0050-L | Gefran potentiometer linear position sensor, slide, 50mm stroke, 10mm shaft diameter, 32 x 35 x 180.5mm body, rod eyes mount, 8mm DIN 43650 Form C. | Stock | 285
PC-M-0100-L | Gefran potentiometer linear position sensor, slide, 100mm stroke, 10mm shaft diameter, 32 x 35 x 230.5mm body, rod eyes mount, 8mm DIN 43650 Form C. | Stock | 303
PC-M-0125-L | Gefran potentiometer linear position sensor, slide, 125mm stroke, 10mm shaft diameter, 32 x 35 x 255.5mm body, rod eyes mount, 8mm DIN 43650 Form C. | Stock | 312
PC-M-0150-L | Gefran potentiometer linear position sensor, slide, 150mm stroke, 10mm shaft diameter, 32 x 35 x 280.5mm body, rod eyes mount, 8mm DIN 43650 Form C. | Stock | 322
PC-M-0175-L | Gefran potentiometer linear position sensor, slide, 175mm stroke, 10mm shaft diameter, 32 x 35 x 305.5mm body, rod eyes mount, 8mm DIN 43650 Form C. | Stock | 328
PC-M-0200-L | Gefran potentiometer linear position sensor, slide, 200mm stroke, 10mm shaft diameter, 32 x 35 x 331.5mm body, rod eyes mount, 8mm DIN 43650 Form C. | Stock | 333
PC-M-0225-L | Gefran potentiometer linear position sensor, slide, 225mm stroke, 10mm shaft diameter, 32 x 35 x 356.5mm body, rod eyes mount, 8mm DIN 43650 Form C. | Stock | 340
PC-M-0275-L | Gefran potentiometer linear position sensor, slide, 275mm stroke, 10mm shaft diameter, 32 x 35 x 406.5mm body, rod eyes mount, 8mm DIN 43650 Form C. | Stock | 353
PC-M-0300-L | Gefran potentiometer linear position sensor, slide, 300mm stroke, 10mm shaft diameter, 32 x 35 x 431.5mm body, rod eyes mount, 8mm DIN 43650 Form C. | Stock | 356
PCON-KIT | AutomationDirect connector kit, replacement. For use with Productivity Series modules. Includes (1) P3-RS485CON 3-wire connector, (1) P3-RS485CON-1 4-wire connector and (1) Productivity1000 CPU power connector. | Stock | 8.25 | 8.5
PCON-KIT2 | AutomationDirect connector kit, replacement. For use with ProductivityMotion controllers. Includes (1) power terminal block, (1) enable/ready terminal block, (2) encoder feedback terminal blocks and (2) P2-RTB terminal blocks. | Stock | 34
PC-R60-U | DirectSOFT Windows programming and documentation software upgrade, upgrades current DirectSOFT 16-bit or 32-bit software to DirectSOFT v.6.0. | Stock | 269 | 280
PCUR202-1KJ | Gefran cursor, floating mount. For use with Gefran WPG and WPP series magnetostrictive sensors. | Stock | 30
PCUR210-1KJ | Gefran cursor, 5mm axial joint low process connection, slide mount. For use with Gefran WPP series magnetostrictive sensors. | Stock | 33
PCUR211-1KJ | Gefran cursor, 5mm axial joint high process connection, slide mount. For use with Gefran WPP series magnetostrictive sensors. | Stock | 35
PCUR212-1KJ | Gefran cursor, 5mm axial joint process connection, slide mount. For use with Gefran WPP series magnetostrictive sensors. | Stock | 35
PCUR220-1KJ | Gefran cursor, 5mm axial joint low process connection, slide mount. For use with Gefran WPG series magnetostrictive sensors. | Stock | 33
PCUR221-1KJ | Gefran cursor, 5mm axial joint high process connection, slide mount. For use with Gefran WPG series magnetostrictive sensors. | Stock | 35
PCUR222-1KJ | Gefran cursor, 5mm axial joint process connection, slide mount. For use with Gefran WPG series magnetostrictive sensors. | Stock | 35
PD1-AN-1A | AutomationDirect inductive proximity sensor, tubular, 5mm diameter x 25mm body, stainless steel housing, NPN, N.O. output, 0.8mm sensing distance, flush, 5 kHz switching frequency, IP67, pigtail. | Stock | 45.5 | 47.5
PD1-AN-1F | AutomationDirect inductive proximity sensor, tubular, 5mm diameter x 38mm body, stainless steel housing, NPN, N.O. output, 0.8mm sensing distance, flush, 5 kHz switching frequency, IP67, 3-pin M8 quick-disconnect. | Stock | 45.5 | 47.5
PD1-AN-3A | AutomationDirect inductive proximity sensor, tubular, 5mm diameter x 25mm body, stainless steel housing, NPN, N.O. output, 1.5mm sensing distance, flush, 3 kHz switching frequency, IP67, pigtail. | Stock | 54 | 56
PD1-AN-3F | AutomationDirect inductive proximity sensor, tubular, 5mm diameter x 38mm body, stainless steel housing, NPN, N.O. output, 1.5mm sensing distance, flush, 3 kHz switching frequency, IP67, 3-pin M8 quick-disconnect. | Stock | 54 | 56
PD1-AP-1A | AutomationDirect inductive proximity sensor, tubular, 5mm diameter x 25mm body, stainless steel housing, PNP, N.O. output, 0.8mm sensing distance, flush, 5 kHz switching frequency, IP67, pigtail. | Stock | 45.5 | 47.5
PD1-AP-1F | AutomationDirect inductive proximity sensor, tubular, 5mm diameter x 38mm body, stainless steel housing, PNP, N.O. output, 0.8mm sensing distance, flush, 5 kHz switching frequency, IP67, 3-pin M8 quick-disconnect. | Stock | 45.5 | 47.5
PD1-AP-3A | AutomationDirect inductive proximity sensor, tubular, 5mm diameter x 25mm body, stainless steel housing, PNP, N.O. output, 1.5mm sensing distance, flush, 3 kHz switching frequency, IP67, pigtail. | Stock | 54 | 56
PD1-AP-3F | AutomationDirect inductive proximity sensor, tubular, 5mm diameter x 38mm body, stainless steel housing, PNP, N.O. output, 1.5mm sensing distance, flush, 3 kHz switching frequency, IP67, 3-pin M8 quick-disconnect. | Stock | 54 | 56
PE12BLK100 | HydroMode potable water tubing, polyethylene, black, 1/2in outside diameter, 3/8in inside diameter, NSF/ANSI 61, 100ft package. | Stock | 20 | 22
PE12BLK500 | HydroMode potable water tubing, polyethylene, black, 1/2in outside diameter, 3/8in inside diameter, NSF/ANSI 61, 500ft reel. | Stock | 101 | 110
PE12BLU100 | HydroMode potable water tubing, polyethylene, blue, 1/2in outside diameter, 3/8in inside diameter, NSF/ANSI 61, 100ft package. | Stock | 20 | 22
PE12BLU500 | HydroMode potable water tubing, polyethylene, blue, 1/2in outside diameter, 3/8in inside diameter, NSF/ANSI 61, 500ft reel. | Stock | 101 | 110
PE12GRN100 | HydroMode potable water tubing, polyethylene, green, 1/2in outside diameter, 3/8in inside diameter, NSF/ANSI 61, 100ft package. | Stock | 20 | 22
PE12GRN500 | HydroMode potable water tubing, polyethylene, green, 1/2in outside diameter, 3/8in inside diameter, NSF/ANSI 61, 500ft reel. | Stock | 101 | 110
PE12NAT100 | HydroMode potable water tubing, polyethylene, natural, 1/2in outside diameter, 3/8in inside diameter, NSF/ANSI 61, 100ft package. | Stock | 20 | 22
PE12-P | HydroMode potable water push-to-connect fitting, plug-in elbow, acetal body, (1) 1/2in plug-in to (1) 1/2in tube connection(s), NSF/ANSI 61. Package of 5. | Stock | 14 | 15.5
PE12RED100 | HydroMode potable water tubing, polyethylene, red, 1/2in outside diameter, 3/8in inside diameter, NSF/ANSI 61, 100ft package. | Stock | 20 | 22
PE12RED500 | HydroMode potable water tubing, polyethylene, red, 1/2in outside diameter, 3/8in inside diameter, NSF/ANSI 61, 500ft reel. | Stock | 101 | 110
PE12WHT100 | HydroMode potable water tubing, polyethylene, white, 1/2in outside diameter, 3/8in inside diameter, NSF/ANSI 61, 100ft package. | Stock | 20 | 22
PE12YEL100 | HydroMode potable water tubing, polyethylene, yellow, 1/2in outside diameter, 3/8in inside diameter, NSF/ANSI 61, 100ft package. | Stock | 20 | 22
PE12YEL500 | HydroMode potable water tubing, polyethylene, yellow, 1/2in outside diameter, 3/8in inside diameter, NSF/ANSI 61, 500ft reel. | Stock | 101 | 110
PE14BLK100 | HydroMode potable water tubing, polyethylene, black, 1/4in outside diameter, 0.170in inside diameter, NSF/ANSI 61, 100ft package. | Stock | 6.5 | 7.25
PE14BLK1000 | HydroMode potable water tubing, polyethylene, black, 1/4in outside diameter, 0.170in inside diameter, NSF/ANSI 61, 1000ft reel. | Stock | 66 | 72
PE14BLK500 | HydroMode potable water tubing, polyethylene, black, 1/4in outside diameter, 0.170in inside diameter, NSF/ANSI 61, 500ft reel. | Stock | 33 | 36
PE14BLU100 | HydroMode potable water tubing, polyethylene, blue, 1/4in outside diameter, 0.170in inside diameter, NSF/ANSI 61, 100ft package. | Stock | 6.5 | 7.25
PE14BLU1000 | HydroMode potable water tubing, polyethylene, blue, 1/4in outside diameter, 0.170in inside diameter, NSF/ANSI 61, 1000ft reel. | Stock | 66 | 72
PE14BLU500 | HydroMode potable water tubing, polyethylene, blue, 1/4in outside diameter, 0.170in inside diameter, NSF/ANSI 61, 500ft reel. | Stock | 33 | 36
PE14GRN100 | HydroMode potable water tubing, polyethylene, green, 1/4in outside diameter, 0.170in inside diameter, NSF/ANSI 61, 100ft package. | Stock | 6.5 | 7.25
PE14GRN1000 | HydroMode potable water tubing, polyethylene, green, 1/4in outside diameter, 0.170in inside diameter, NSF/ANSI 61, 1000ft reel. | Stock | 66 | 72
PE14GRN500 | HydroMode potable water tubing, polyethylene, green, 1/4in outside diameter, 0.170in inside diameter, NSF/ANSI 61, 500ft reel. | Stock | 33 | 36
PE14NAT100 | HydroMode potable water tubing, polyethylene, natural, 1/4in outside diameter, 0.170in inside diameter, NSF/ANSI 61, 100ft package. | Stock | 6.5 | 7.25
PE14NAT1000 | HydroMode potable water tubing, polyethylene, natural, 1/4in outside diameter, 0.170in inside diameter, NSF/ANSI 61, 1000ft reel. | Stock | 66 | 72
PE14NAT500 | HydroMode potable water tubing, polyethylene, natural, 1/4in outside diameter, 0.170in inside diameter, NSF/ANSI 61, 500ft reel. | Stock | 33 | 36
PE14-P | HydroMode potable water push-to-connect fitting, plug-in elbow, acetal body, (1) 1/4in plug-in to (1) 1/4in tube connection(s), NSF/ANSI 61. Package of 5. | Stock | 7 | 7.75
PE14RED100 | HydroMode potable water tubing, polyethylene, red, 1/4in outside diameter, 0.170in inside diameter, NSF/ANSI 61, 100ft package. | Stock | 6.5 | 7.25
PE14RED500 | HydroMode potable water tubing, polyethylene, red, 1/4in outside diameter, 0.170in inside diameter, NSF/ANSI 61, 500ft reel. | Stock | 33 | 36
PE14WHT100 | HydroMode potable water tubing, polyethylene, white, 1/4in outside diameter, 0.170in inside diameter, NSF/ANSI 61, 100ft package. | Stock | 6.5 | 7.25
PE14WHT1000 | HydroMode potable water tubing, polyethylene, white, 1/4in outside diameter, 0.170in inside diameter, NSF/ANSI 61, 1000ft reel. | Stock | 66 | 72
PE14WHT500 | HydroMode potable water tubing, polyethylene, white, 1/4in outside diameter, 0.170in inside diameter, NSF/ANSI 61, 500ft reel. | Stock | 33 | 36
PE14YEL100 | HydroMode potable water tubing, polyethylene, yellow, 1/4in outside diameter, 0.170in inside diameter, NSF/ANSI 61, 100ft package. | Stock | 6.5 | 7.25
PE14YEL1000 | HydroMode potable water tubing, polyethylene, yellow, 1/4in outside diameter, 0.170in inside diameter, NSF/ANSI 61, 1000ft reel. | Stock | 66 | 72
PE14YEL500 | HydroMode potable water tubing, polyethylene, yellow, 1/4in outside diameter, 0.170in inside diameter, NSF/ANSI 61, 500ft reel. | Stock | 33 | 36
PE1-V | Merz ground pole module, 600 VAC, 40A, UL 508 rated. For use with Merz ML1 switch bodies in DIN rail applications. | Stock | 5 | 5.25
PE2-V | Merz ground pole module, 600 VAC, 80A, UL 508 rated. For use with Merz ML2 switch bodies in DIN rail applications. | Stock | 10 | 10.5
PE38-14-P | HydroMode potable water push-to-connect fitting, plug-in elbow, acetal body, (1) 3/8in plug-in to (1) 1/4in tube connection(s), NSF/ANSI 61. Package of 5. | Stock | 8.75 | 9.5
PE38BLK100 | HydroMode potable water tubing, polyethylene, black, 3/8in outside diameter, 1/4in inside diameter, NSF/ANSI 61, 100ft package. | Stock | 14 | 15.5
PE38BLK500 | HydroMode potable water tubing, polyethylene, black, 3/8in outside diameter, 1/4in inside diameter, NSF/ANSI 61, 500ft reel. | Stock | 70 | 76
PE38BLU100 | HydroMode potable water tubing, polyethylene, blue, 3/8in outside diameter, 1/4in inside diameter, NSF/ANSI 61, 100ft package. | Stock | 14 | 15.5
PE38BLU1000 | HydroMode potable water tubing, polyethylene, blue, 3/8in outside diameter, 1/4in inside diameter, NSF/ANSI 61, 1000ft reel. | Stock | 140 | 153
PE38BLU500 | HydroMode potable water tubing, polyethylene, blue, 3/8in outside diameter, 1/4in inside diameter, NSF/ANSI 61, 500ft reel. | Stock | 70 | 76
PE38GRN100 | HydroMode potable water tubing, polyethylene, green, 3/8in outside diameter, 1/4in inside diameter, NSF/ANSI 61, 100ft package. | Stock | 14 | 15.5
PE38GRN500 | HydroMode potable water tubing, polyethylene, green, 3/8in outside diameter, 1/4in inside diameter, NSF/ANSI 61, 500ft reel. | Stock | 70 | 76
PE38NAT100 | HydroMode potable water tubing, polyethylene, natural, 3/8in outside diameter, 1/4in inside diameter, NSF/ANSI 61, 100ft package. | Stock | 14 | 15.5
PE38-P | HydroMode potable water push-to-connect fitting, plug-in elbow, acetal body, (1) 3/8in plug-in to (1) 3/8in tube connection(s), NSF/ANSI 61. Package of 5. | Stock | 11.5 | 12.5
PE38RED100 | HydroMode potable water tubing, polyethylene, red, 3/8in outside diameter, 1/4in inside diameter, NSF/ANSI 61, 100ft package. | Stock | 14 | 15.5
PE38RED500 | HydroMode potable water tubing, polyethylene, red, 3/8in outside diameter, 1/4in inside diameter, NSF/ANSI 61, 500ft reel. | Stock | 70 | 76
PE38WHT100 | HydroMode potable water tubing, polyethylene, white, 3/8in outside diameter, 1/4in inside diameter, NSF/ANSI 61, 100ft package. | Stock | 14 | 15.5
PE38YEL100 | HydroMode potable water tubing, polyethylene, yellow, 3/8in outside diameter, 1/4in inside diameter, NSF/ANSI 61, 100ft package. | Stock | 14 | 15.5
PE38YEL1000 | HydroMode potable water tubing, polyethylene, yellow, 3/8in outside diameter, 1/4in inside diameter, NSF/ANSI 61, 1000ft reel. | Stock | 140 | 153
PE38YEL500 | HydroMode potable water tubing, polyethylene, yellow, 3/8in outside diameter, 1/4in inside diameter, NSF/ANSI 61, 500ft reel. | Stock | 70 | 76
PE3-V | Merz ground pole module, 600 VAC, 125A, UL 508 rated. For use with Merz ML3 switch bodies in DIN rail applications. | Stock | 11.5 | 12
PE516BLK100 | HydroMode potable water tubing, polyethylene, black, 5/16in (8mm) outside diameter, 0.236in inside diameter, NSF/ANSI 61, 100ft package. | Stock | 11.5 | 13
PE516BLU100 | HydroMode potable water tubing, polyethylene, blue, 5/16in (8mm) outside diameter, 0.236in inside diameter, NSF/ANSI 61, 100ft package. | Stock | 11.5 | 13
PE516-P | HydroMode potable water push-to-connect fitting, plug-in elbow, acetal body, (1) 5/16in plug-in to (1) 5/16in tube connection(s), NSF/ANSI 61. Package of 5. | Stock | 8.5 | 9.25
PE532BLK100 | HydroMode potable water tubing, polyethylene, black, 5/32in (4mm) outside diameter, 0.106in inside diameter, NSF/ANSI 61, 100ft package. | Stock | 6.5 | 7.25
PE532BLK1000 | HydroMode potable water tubing, polyethylene, black, 5/32in (4mm) outside diameter, 0.106in inside diameter, NSF/ANSI 61, 1000ft reel. | Stock | 65 | 71
PE532BLK500 | HydroMode potable water tubing, polyethylene, black, 5/32in (4mm) outside diameter, 0.106in inside diameter, NSF/ANSI 61, 500ft reel. | Stock | 33 | 36
PE532BLU100 | HydroMode potable water tubing, polyethylene, blue, 5/32in (4mm) outside diameter, 0.106in inside diameter, NSF/ANSI 61, 100ft package. | Stock | 6.5 | 7.25
PE532BLU1000 | HydroMode potable water tubing, polyethylene, blue, 5/32in (4mm) outside diameter, 0.106in inside diameter, NSF/ANSI 61, 1000ft reel. | Stock | 65 | 71
PE532BLU500 | HydroMode potable water tubing, polyethylene, blue, 5/32in (4mm) outside diameter, 0.106in inside diameter, NSF/ANSI 61, 500ft reel. | Stock | 33 | 36
PE532GRN100 | HydroMode potable water tubing, polyethylene, green, 5/32in (4mm) outside diameter, 0.106in inside diameter, NSF/ANSI 61, 100ft package. | Stock | 6.5 | 7.25
PE532-P | HydroMode potable water push-to-connect fitting, plug-in elbow, acetal body, (1) 5/32in plug-in to (1) 5/32in tube connection(s), NSF/ANSI 61. Package of 5. | Stock | 7 | 7.75
PESW-B12D15AX-R64 | WEG Electric manual motor starter, pushbutton, 12A, 120 VAC (50/60Hz) coil voltage, thermal overload, 8.0-12.5A Adjustable, NEMA 4/4X. | Stock | 102 | 108
PESW-B12D39AX-R64 | WEG Electric manual motor starter, pushbutton, 12A, 480 VAC (50/60Hz) coil voltage, thermal overload, 8.0-12.5A Adjustable, NEMA 4/4X. | Stock | 102 | 108
PESW-B12V24AX-R64 | WEG Electric manual motor starter, pushbutton, 12A, 208-240 VAC (60Hz)/180-208 VAC (50Hz) coil voltage, thermal overload, 8.0-12.5A Adjustable, NEMA 4/4X. | Stock | 102 | 108
PESW-B18D15AX-R66 | WEG Electric manual motor starter, pushbutton, 18A, 120 VAC (50/60Hz) coil voltage, thermal overload, 11.0-17.0A adjustable, NEMA 4/4X. | Stock | 108 | 114
PESW-B18D39AX-R66 | WEG Electric manual motor starter, pushbutton, 18A, 480 VAC (50/60Hz) coil voltage, thermal overload, 11.0-17.0A adjustable, NEMA 4/4X. | Stock | 108 | 114
PESW-B18V24AX-R66 | WEG Electric manual motor starter, pushbutton, 18A, 208-240 VAC (60Hz)/180-208 VAC (50Hz) coil voltage, thermal overload, 11.0-17.0A adjustable, NEMA 4/4X. | Stock | 108 | 114
PESW-B25D15AX-R67 | WEG Electric manual motor starter, pushbutton, 25A, 120 VAC (50/60Hz) coil voltage, thermal overload, 15.0-23.0A adjustable, NEMA 4/4X. | Stock | 126 | 133
PESW-B25D39AX-R67 | WEG Electric manual motor starter, pushbutton, 25A, 480 VAC (50/60Hz) coil voltage, thermal overload, 15.0-23.0A adjustable, NEMA 4/4X. | Stock | 126 | 133
PESW-B25V24AX-R67 | WEG Electric manual motor starter, pushbutton, 25A, 208-240 VAC (60Hz)/180-208 VAC (50Hz) coil voltage, thermal overload, 15.0-23.0A adjustable, NEMA 4/4X. | Stock | 126 | 133
PESW-B32D15AX-R68 | WEG Electric manual motor starter, pushbutton, 32A, 120 VAC (50/60Hz) coil voltage, thermal overload, 22.0-32.0A adjustable, NEMA 4/4X. | Stock | 138 | 146
PESW-B32D39AX-R68 | WEG Electric manual motor starter, pushbutton, 32A, 480 VAC (50/60Hz) coil voltage, thermal overload, 22.0-32.0A adjustable, NEMA 4/4X. | Stock | 138 | 146
PESW-B32V24AX-R68 | WEG Electric manual motor starter, pushbutton, 32A, 208-240 VAC (60Hz)/180-208 VAC (50Hz) coil voltage, thermal overload, 22.0-32.0A adjustable, NEMA 4/4X. | Stock | 138 | 146
PESW-B38D15AX-R69 | WEG Electric manual motor starter, pushbutton, 38A, 120 VAC (50/60Hz) coil voltage, thermal overload, 25.0-40.0A adjustable, NEMA 4/4X. | Stock | 160 | 169
PESW-B38D39AX-R69 | WEG Electric manual motor starter, pushbutton, 38A, 480 VAC (50/60Hz) coil voltage, thermal overload, 25.0-40.0A adjustable, NEMA 4/4X. | Stock | 160 | 169
PESW-B38V24AX-R69 | WEG Electric manual motor starter, pushbutton, 38A, 208-240 VAC (60Hz)/180-208 VAC (50Hz) coil voltage, thermal overload, 25.0-40.0A adjustable, NEMA 4/4X. | Stock | 160 | 169
PESW-B9D15AX-R57 | WEG Electric manual motor starter, pushbutton, 9A, 120 VAC (50/60Hz) coil voltage, thermal overload, 0.8-1.2A adjustable, NEMA 4/4X. | Stock | 94 | 99
PESW-B9D15AX-R58 | WEG Electric manual motor starter, pushbutton, 9A, 120 VAC (50/60Hz) coil voltage, thermal overload, 1.2-1.8A adjustable, NEMA 4/4X. | Stock | 94 | 99
PESW-B9D15AX-R59 | WEG Electric manual motor starter, pushbutton, 9A, 120 VAC (50/60Hz) coil voltage, thermal overload, 1.8-2.8A adjustable, NEMA 4/4X. | Stock | 94 | 99
PESW-B9D15AX-R60 | WEG Electric manual motor starter, pushbutton, 9A, 120 VAC (50/60Hz) coil voltage, thermal overload, 2.8-4.0A Adjustable, NEMA 4/4X. | Stock | 94 | 99
PESW-B9D15AX-R61 | WEG Electric manual motor starter, pushbutton, 9A, 120 VAC (50/60Hz) coil voltage, thermal overload, 4.0-6.3A Adjustable, NEMA 4/4X. | Stock | 94 | 99
PESW-B9D15AX-R62 | WEG Electric manual motor starter, pushbutton, 9A, 120 VAC (50/60Hz) coil voltage, thermal overload, 5.6-8.0A Adjustable, NEMA 4/4X. | Stock | 94 | 99
PESW-B9D15AX-R63 | WEG Electric manual motor starter, pushbutton, 9A, 120 VAC (50/60Hz) coil voltage, thermal overload, 7.0-10.0A Adjustable, NEMA 4/4X. | Stock | 94 | 99
PESW-B9D39AX-R57 | WEG Electric manual motor starter, pushbutton, 9A, 480 VAC (50/60Hz) coil voltage, thermal overload, 0.8-1.2A adjustable, NEMA 4/4X. | Stock | 94 | 99
PESW-B9D39AX-R58 | WEG Electric manual motor starter, pushbutton, 9A, 480 VAC (50/60Hz) coil voltage, thermal overload, 1.2-1.8A adjustable, NEMA 4/4X. | Stock | 94 | 99
PESW-B9D39AX-R59 | WEG Electric manual motor starter, pushbutton, 9A, 480 VAC (50/60Hz) coil voltage, thermal overload, 1.8-2.8A adjustable, NEMA 4/4X. | Stock | 94 | 99
PESW-B9D39AX-R60 | WEG Electric manual motor starter, pushbutton, 9A, 480 VAC (50/60Hz) coil voltage, thermal overload, 2.8-4.0A Adjustable, NEMA 4/4X. | Stock | 94 | 99
PESW-B9D39AX-R61 | WEG Electric manual motor starter, pushbutton, 9A, 480 VAC (50/60Hz) coil voltage, thermal overload, 4.0-6.3A Adjustable, NEMA 4/4X. | Stock | 94 | 99
PESW-B9D39AX-R62 | WEG Electric manual motor starter, pushbutton, 9A, 480 VAC (50/60Hz) coil voltage, thermal overload, 5.6-8.0A Adjustable, NEMA 4/4X. | Stock | 94 | 99
PESW-B9D39AX-R63 | WEG Electric manual motor starter, pushbutton, 9A, 480 VAC (50/60Hz) coil voltage, thermal overload, 7.0-10.0A Adjustable, NEMA 4/4X. | Stock | 94 | 99
PESW-B9V24AX-R57 | WEG Electric manual motor starter, pushbutton, 9A, 208-240 VAC (60Hz)/180-208 VAC (50Hz) coil voltage, thermal overload, 0.8-1.2A adjustable, NEMA 4/4X. | Stock | 94 | 99
PESW-B9V24AX-R58 | WEG Electric manual motor starter, pushbutton, 9A, 208-240 VAC (60Hz)/180-208 VAC (50Hz) coil voltage, thermal overload, 1.2-1.8A adjustable, NEMA 4/4X. | Stock | 94 | 99
PESW-B9V24AX-R59 | WEG Electric manual motor starter, pushbutton, 9A, 208-240 VAC (60Hz)/180-208 VAC (50Hz) coil voltage, thermal overload, 1.8-2.8A adjustable, NEMA 4/4X. | Stock | 94 | 99
PESW-B9V24AX-R60 | WEG Electric manual motor starter, pushbutton, 9A, 208-240 VAC (60Hz)/180-208 VAC (50Hz) coil voltage, thermal overload, 2.8-4.0A Adjustable, NEMA 4/4X. | Stock | 94 | 99
PESW-B9V24AX-R61 | WEG Electric manual motor starter, pushbutton, 9A, 208-240 VAC (60Hz)/180-208 VAC (50Hz) coil voltage, thermal overload, 4.0-6.3A Adjustable, NEMA 4/4X. | Stock | 94 | 99
PESW-B9V24AX-R62 | WEG Electric manual motor starter, pushbutton, 9A, 208-240 VAC (60Hz)/180-208 VAC (50Hz) coil voltage, thermal overload, 5.6-8.0A Adjustable, NEMA 4/4X. | Stock | 94 | 99
PESW-B9V24AX-R63 | WEG Electric manual motor starter, pushbutton, 9A, 208-240 VAC (60Hz)/180-208 VAC (50Hz) coil voltage, thermal overload, 7.0-10.0A Adjustable, NEMA 4/4X. | Stock | 94 | 99
PEW2-AP-3F | ProSense inductive proximity sensor, tubular, 8mm diameter x 45mm body, stainless steel housing, PNP, N.O. output, 3mm sensing distance, semi-flush, 250 Hz switching frequency, IP65 IP66 IP67 IP68 IP69K, 3-pin M8 quick-disconnect. | Stock | 32
PEW2-AP-4F | ProSense inductive proximity sensor, tubular, 8mm diameter x 45mm body, stainless steel housing, PNP, N.O. output, 5mm sensing distance, non-flush, 500 Hz switching frequency, IP65 IP66 IP67 IP68 IP69K, 3-pin M8 quick-disconnect. | Stock | 32
PF-16 | Killark packing fiber, 1-pound container. For use with hazardous location sealing fittings. | Stock | 124 | 135
PF-2 | Killark packing fiber, 2-ounce container. For use with hazardous location sealing fittings. | Stock | 23.5 | 25.5
PF-4 | Killark packing fiber, 4-ounce container. For use with hazardous location sealing fittings. | Stock | 42.5 | 46
PFK1 | Hammond primary side fuse kit, for use with 50-100 VA MQMJ and PG Imperator series control transformers. | Stock | 9.5
PFK1-AP-3H | AutomationDirect inductive proximity sensor, tubular, 18mm diameter x 46mm body, 316L stainless steel housing, PNP, N.O. output, 8mm sensing distance, flush, 600 Hz switching frequency, IP68 IP69K, 4-pin M12 quick-disconnect. | Stock | 38.5 | 41.5
PFK1-AP-4H | AutomationDirect inductive proximity sensor, tubular, 18mm diameter x 51mm body, 316L stainless steel housing, PNP, N.O. output, 12mm sensing distance, non-flush, 300 Hz switching frequency, IP68 IP69K, 4-pin M12 quick-disconnect. | Stock | 38.5 | 41.5
PFK1-BN-1H | Micro Detectors inductive proximity sensor, tubular, 18mm diameter x 63mm body, 316L stainless steel housing, NPN, N.O./N.C. complementary outputs, 5mm sensing distance, flush, 1.5 kHz switching frequency, IP67 IP68 IP69K, 4-pin M12 quick-disconnect. | Stock | 55 | 57
PFK1-BN-2H | Micro Detectors inductive proximity sensor, tubular, 18mm diameter x 63mm body, 316L stainless steel housing, NPN, N.O./N.C. complementary outputs, 8mm sensing distance, non-flush, 1.5 kHz switching frequency, IP67 IP68 IP69K, 4-pin M12 quick-disconnect. | Stock | 55 | 57
PFK1-BN-3H | Micro Detectors inductive proximity sensor, tubular, 18mm diameter x 63mm body, 316L stainless steel housing, NPN, N.O./N.C. complementary outputs, 8mm sensing distance, flush, 1.5 kHz switching frequency, IP67 IP68 IP69K, 4-pin M12 quick-disconnect. | Stock | 55 | 57
PFK1-BN-4H | Micro Detectors inductive proximity sensor, tubular, 18mm diameter x 63mm body, 316L stainless steel housing, NPN, N.O./N.C. complementary outputs, 12mm sensing distance, non-flush, 1.5 kHz switching frequency, IP67 IP68 IP69K, 4-pin M12 quick-disconnect. | Stock | 60 | 62
PFK1-BP-1H | Micro Detectors inductive proximity sensor, tubular, 18mm diameter x 63mm body, 316L stainless steel housing, PNP, N.O./N.C. complementary outputs, 5mm sensing distance, flush, 1.5 kHz switching frequency, IP67 IP68 IP69K, 4-pin M12 quick-disconnect. | Stock | 55 | 57
PFK1-BP-2H | Micro Detectors inductive proximity sensor, tubular, 18mm diameter x 63mm body, 316L stainless steel housing, PNP, N.O./N.C. complementary outputs, 8mm sensing distance, non-flush, 1.5 kHz switching frequency, IP67 IP68 IP69K, 4-pin M12 quick-disconnect. | Stock | 55 | 57
PFK1-BP-3H | Micro Detectors inductive proximity sensor, tubular, 18mm diameter x 63mm body, 316L stainless steel housing, PNP, N.O./N.C. complementary outputs, 8mm sensing distance, flush, 1.5 kHz switching frequency, IP67 IP68 IP69K, 4-pin M12 quick-disconnect. | Stock | 55 | 57
PFK1-BP-4H | Micro Detectors inductive proximity sensor, tubular, 18mm diameter x 63mm body, 316L stainless steel housing, PNP, N.O./N.C. complementary outputs, 12mm sensing distance, non-flush, 1.5 kHz switching frequency, IP67 IP68 IP69K, 4-pin M12 quick-disconnect. | Stock | 60 | 62
PFK2 | Hammond primary side fuse kit, for use with 150-250 VA MQMJ and PG Imperator series control transformers. | Stock | 9.5
PFK3 | Hammond primary side fuse kit, for use with 350-1500 VA MQMJ and PG Imperator series control transformers. | Stock | 9.5
PFK4 | Hammond primary side fuse kit, for use with 50 VA MGJ and MLI Imperator series control transformers. | Stock | 9.75
PFK5 | Hammond primary side fuse kit, for use with 75 VA and 100 VA MGJ and MLI Imperator series control transformers. | Stock | 9.75
PFK6 | Hammond primary side fuse kit, for use with 150 VA and 250 VA MGJ and MLI Imperator series control transformers. | Stock | 10
PFK7 | Hammond primary side fuse kit, for use with 350 VA and 500 VA MGJ and MLI Imperator series control transformers. | Stock | 10
PFM1-AP-3H | AutomationDirect inductive proximity sensor, tubular, 12mm diameter x 45mm body, 316L stainless steel housing, PNP, N.O. output, 4mm sensing distance, flush, 800 Hz switching frequency, IP68 IP69K, 4-pin M12 quick-disconnect. | Stock | 38.5 | 41.5
PFM1-AP-4H | AutomationDirect inductive proximity sensor, tubular, 12mm diameter x 45mm body, 316L stainless steel housing, PNP, N.O. output, 7mm sensing distance, non-flush, 800 Hz switching frequency, IP68 IP69K, 4-pin M12 quick-disconnect. | Stock | 38.5 | 41.5
PFM1-BN-1H | Micro Detectors inductive proximity sensor, tubular, 12mm diameter x 64.8mm body, 316L stainless steel housing, NPN, N.O./N.C. complementary outputs, 2mm sensing distance, flush, 2 kHz switching frequency, IP67 IP68 IP69K, 4-pin M12 quick-disconnect. | Stock | 47 | 49
PFM1-BN-2H | Micro Detectors inductive proximity sensor, tubular, 12mm diameter x 64.8mm body, 316L stainless steel housing, NPN, N.O./N.C. complementary outputs, 4mm sensing distance, non-flush, 2 kHz switching frequency, IP67 IP68 IP69K, 4-pin M12 quick-disconnect. | Stock | 47 | 49
PFM1-BN-3H | Micro Detectors inductive proximity sensor, tubular, 12mm diameter x 64.8mm body, 316L stainless steel housing, NPN, N.O./N.C. complementary outputs, 4mm sensing distance, flush, 2 kHz switching frequency, IP67 IP68 IP69K, 4-pin M12 quick-disconnect. | Stock | 47 | 49
PFM1-BN-4H | Micro Detectors inductive proximity sensor, tubular, 12mm diameter x 64.8mm body, 316L stainless steel housing, NPN, N.O./N.C. complementary outputs, 8mm sensing distance, non-flush, 2 kHz switching frequency, IP67 IP68 IP69K, 4-pin M12 quick-disconnect. | Stock | 47 | 49
PFM1-BP-1H | Micro Detectors inductive proximity sensor, tubular, 12mm diameter x 64.8mm body, 316L stainless steel housing, PNP, N.O./N.C. complementary outputs, 2mm sensing distance, flush, 2 kHz switching frequency, IP67 IP68 IP69K, 4-pin M12 quick-disconnect. | Stock | 47 | 49
PFM1-BP-2H | Micro Detectors inductive proximity sensor, tubular, 12mm diameter x 64.8mm body, 316L stainless steel housing, PNP, N.O./N.C. complementary outputs, 4mm sensing distance, non-flush, 2 kHz switching frequency, IP67 IP68 IP69K, 4-pin M12 quick-disconnect. | Stock | 47 | 49
PFM1-BP-3H | Micro Detectors inductive proximity sensor, tubular, 12mm diameter x 64.8mm body, 316L stainless steel housing, PNP, N.O./N.C. complementary outputs, 4mm sensing distance, flush, 2 kHz switching frequency, IP67 IP68 IP69K, 4-pin M12 quick-disconnect. | Stock | 47 | 49
PFM1-BP-4H | Micro Detectors inductive proximity sensor, tubular, 12mm diameter x 64.8mm body, 316L stainless steel housing, PNP, N.O./N.C. complementary outputs, 8mm sensing distance, non-flush, 2 kHz switching frequency, IP67 IP68 IP69K, 4-pin M12 quick-disconnect. | Stock | 47 | 49
PFR060 | Quadritalia enclosure drip shield, 600mm length, carbon steel, RAL 7035 light gray, textured powder coat finish. Gasket and mounting hardware included. | Stock | 58 | 78
PFR080 | Quadritalia enclosure drip shield, 800mm length, carbon steel, RAL 7035 light gray, textured powder coat finish. Gasket and mounting hardware included. | Stock | 61 | 82
PFR100 | Quadritalia enclosure drip shield, 1000mm length, carbon steel, RAL 7035 light gray, textured powder coat finish. Gasket and mounting hardware included. | Stock | 63 | 86
PFR120 | Quadritalia enclosure drip shield, 1200mm length, carbon steel, RAL 7035 light gray, textured powder coat finish. Gasket and mounting hardware included. | Stock | 66 | 89
PFT1-AP-3H | AutomationDirect inductive proximity sensor, tubular, 30mm diameter x 50mm body, 316L stainless steel housing, PNP, N.O. output, 14mm sensing distance, flush, 50 Hz switching frequency, IP68 IP69K, 4-pin M12 quick-disconnect. | Stock | 49 | 53
PFT1-AP-4H | AutomationDirect inductive proximity sensor, tubular, 30mm diameter x 50mm body, 316L stainless steel housing, PNP, N.O. output, 22mm sensing distance, non-flush, 100 Hz switching frequency, IP68 IP69K, 4-pin M12 quick-disconnect. | Stock | 49 | 53
PFT2-AP-3H | AutomationDirect inductive proximity sensor, tubular, 30mm diameter x 70mm body, 316L stainless steel housing, PNP, N.O. output, 15mm sensing distance, flush, 50 Hz switching frequency, IP68 IP69K, 4-pin M12 quick-disconnect. | Stock | 49 | 53
PFT2-AP-4H | AutomationDirect inductive proximity sensor, tubular, 30mm diameter x 70mm body, 316L stainless steel housing, PNP, N.O. output, 22mm sensing distance, non-flush, 100 Hz switching frequency, IP68 IP69K, 4-pin M12 quick-disconnect. | Stock | 49 | 53
PG050-KEY | SureGear output shaft key, replacement, 4 x 4 x 14mm. For use with SureGear PGA050 series gearboxes. | Stock | 4 | 4.25
PG070-KEY | SureGear output shaft key, replacement, 5 x 5 x 22mm. For use with SureGear PGA070 and PGB070 series gearboxes. | Stock | 4 | 4.25
PG090-KEY | SureGear output shaft key, replacement, 6 x 6 x 28mm. For use with SureGear PGA090 and PGB090 series gearboxes. | Stock | 4 | 4.25
PG120-KEY | SureGear output shaft key, replacement, 10 x 8 x 45mm. For use with SureGear PGA120 and PGB120 series gearboxes. | Stock | 4 | 4.25
PG155-KEY | SureGear output shaft key, replacement, 12 x 8 x 65mm. For use with SureGear PGA155 and PGB155 series gearboxes. | Stock | 4 | 4.25
PGA050-05A1 | SureGear high-precision planetary gearbox, 5:1 ratio, inline, 12mm diameter output shaft, nominal output torque 9 N-m (80 lb-in), 1-stage, 50mm frame. For use with SureServo and SureServo2 SV(2)L-201(B) motors. | Stock | 430 | 447
PGA050-10A1 | SureGear high-precision planetary gearbox, 10:1 ratio, inline, 12mm diameter output shaft, nominal output torque 6 N-m (53 lb-in), 1-stage, 50mm frame. For use with SureServo and SureServo2 SV(2)L-201(B) motors. | Stock | 453 | 471
PGA050-15A1 | SureGear high-precision planetary gearbox, 15:1 ratio, inline, 12mm diameter output shaft, nominal output torque 6 N-m (53 lb-in), 2-stage, 50mm frame. For use with SureServo and SureServo2 SV(2)L-201(B) motors. | Stock | 621 | 646
PGA050-25A1 | SureGear high-precision planetary gearbox, 25:1 ratio, inline, 12mm diameter output shaft, nominal output torque 9 N-m (80 lb-in), 2-stage, 50mm frame. For use with SureServo and SureServo2 SV(2)L-201(B) motors. | Stock | 621 | 646
PGA070-05A1 | SureGear high-precision planetary gearbox, 5:1 ratio, inline, 16mm diameter output shaft, nominal output torque 27 N-m (239 lb-in), 1-stage, 70mm frame. For use with SureServo and SureServo2 SV(2)L-201(B) motors. | Stock | 430 | 447
PGA070-05A2 | SureGear high-precision planetary gearbox, 5:1 ratio, inline, 16mm diameter output shaft, nominal output torque 27 N-m (239 lb-in), 1-stage, 70mm frame. For use with SureServo and SureServo2 SV(2)L-202(B) and SV(2)L-204(B) motors. | Stock | 469 | 488
PGA070-05A3 | SureGear high-precision planetary gearbox, 5:1 ratio, inline, 16mm diameter output shaft, nominal output torque 27 N-m (239 lb-in), 1-stage, 70mm frame. For use with SureServo and SureServo2 SV(2)L-207(B) motors. | Stock | 469 | 488
PGA070-10A1 | SureGear high-precision planetary gearbox, 10:1 ratio, inline, 16mm diameter output shaft, nominal output torque 18 N-m (159 lb-in), 1-stage, 70mm frame. For use with SureServo and SureServo2 SV(2)L-201(B) motors. | Stock | 453 | 471
PGA070-10A2 | SureGear high-precision planetary gearbox, 10:1 ratio, inline, 16mm diameter output shaft, nominal output torque 18 N-m (159 lb-in), 1-stage, 70mm frame. For use with SureServo and SureServo2 SV(2)L-202(B) and SV(2)L-204(B) motors. | Stock | 469 | 488
PGA070-15A1 | SureGear high-precision planetary gearbox, 15:1 ratio, inline, 16mm diameter output shaft, nominal output torque 18 N-m (159 lb-in), 2-stage, 70mm frame. For use with SureServo and SureServo2 SV(2)L-201(B) motors. | Stock | 621 | 646
PGA070-15A2 | SureGear high-precision planetary gearbox, 15:1 ratio, inline, 16mm diameter output shaft, nominal output torque 18 N-m (159 lb-in), 2-stage, 70mm frame. For use with SureServo and SureServo2 SV(2)L-202(B) and SV(2)L-204(B) motors. | Stock | 643 | 669
PGA070-25A1 | SureGear high-precision planetary gearbox, 25:1 ratio, inline, 16mm diameter output shaft, nominal output torque 27 N-m (239 lb-in), 2-stage, 70mm frame. For use with SureServo and SureServo2 SV(2)L-201(B) motors. | Stock | 621 | 646
PGA070-25A2 | SureGear high-precision planetary gearbox, 25:1 ratio, inline, 16mm diameter output shaft, nominal output torque 27 N-m (239 lb-in), 2-stage, 70mm frame. For use with SureServo and SureServo2 SV(2)L-202(B) and SV(2)L-204(B) motors. | Stock | 643 | 669
PGA090-05A4 | SureGear high-precision planetary gearbox, 5:1 ratio, inline, 22mm diameter output shaft, nominal output torque 75 N-m (664 lb-in), 1-stage, 90mm frame. For use with SureServo and SureServo2 SV(2)L-210(B) motors. | Stock | 555 | 577
PGA090-05A5 | SureGear high-precision planetary gearbox, 5:1 ratio, inline, 22mm diameter output shaft, nominal output torque 75 N-m (664 lb-in), 1-stage, 90mm frame. For use with SureServo and SureServo2 SV(2)M-210(B) motors. | Stock | 555 | 577
PGA090-10A3 | SureGear high-precision planetary gearbox, 10:1 ratio, inline, 22mm diameter output shaft, nominal output torque 50 N-m (443 lb-in), 1-stage, 90mm frame. For use with SureServo and SureServo2 SV(2)L-207(B) motors. | Stock | 556 | 578
PGA090-10A4 | SureGear high-precision planetary gearbox, 10:1 ratio, inline, 22mm diameter output shaft, nominal output torque 50 N-m (443 lb-in), 1-stage, 90mm frame. For use with SureServo and SureServo2 SV(2)L-210(B) motors. | Stock | 555 | 577
PGA090-10A5 | SureGear high-precision planetary gearbox, 10:1 ratio, inline, 22mm diameter output shaft, nominal output torque 50 N-m (443 lb-in), 1-stage, 90mm frame. For use with SureServo and SureServo2 SV(2)M-210(B) motors. | Stock | 555 | 577
PGA090-15A3 | SureGear high-precision planetary gearbox, 15:1 ratio, inline, 22mm diameter output shaft, nominal output torque 50 N-m (443 lb-in), 2-stage, 90mm frame. For use with SureServo and SureServo2 SV(2)L-207(B) motors. | Stock | 734 | 763
PGA090-25A3 | SureGear high-precision planetary gearbox, 25:1 ratio, inline, 22mm diameter output shaft, nominal output torque 75 N-m (664 lb-in), 2-stage, 90mm frame. For use with SureServo and SureServo2 SV(2)L-207(B) motors. | Stock | 734 | 763
PGA120-05A6 | SureGear high-precision planetary gearbox, 5:1 ratio, inline, 32mm diameter output shaft, nominal output torque 180 N-m (1593 lb-in), 1-stage, 120mm frame. For use with SureServo and SureServo2 SV(2)M-220(B) and SV(2)M-230(B) motors. | Stock | 735 | 764
PGA120-10A6 | SureGear high-precision planetary gearbox, 10:1 ratio, inline, 32mm diameter output shaft, nominal output torque 120 N-m (1062 lb-in), 1-stage, 120mm frame. For use with SureServo and SureServo2 SV(2)M-220(B) and SV(2)M-230(B) motors. | Stock | 735 | 764
PGA120-15A4 | SureGear high-precision planetary gearbox, 15:1 ratio, inline, 32mm diameter output shaft, nominal output torque 120 N-m (1062 lb-in), 2-stage, 120mm frame. For use with SureServo and SureServo2 SV(2)L-210(B) motors. | Stock | 922 | 959
PGA120-15A5 | SureGear high-precision planetary gearbox, 15:1 ratio, inline, 32mm diameter output shaft, nominal output torque 120 N-m (1062 lb-in), 2-stage, 120mm frame. For use with SureServo and SureServo2 SV(2)M-210(B) motors. | Stock | 922 | 959
PGA120-25A4 | SureGear high-precision planetary gearbox, 25:1 ratio, inline, 32mm diameter output shaft, nominal output torque 180 N-m (1593 lb-in), 2-stage, 120mm frame. For use with SureServo and SureServo2 SV(2)L-210(B) motors. | Stock | 922 | 959
PGA120-25A5 | SureGear high-precision planetary gearbox, 25:1 ratio, inline, 32mm diameter output shaft, nominal output torque 180 N-m (1593 lb-in), 2-stage, 120mm frame. For use with SureServo and SureServo2 SV(2)M-210(B) motors. | Stock | 922 | 959
PGA155-10A6 | SureGear high-precision planetary gearbox, 10:1 ratio, inline, 40mm diameter output shaft, nominal output torque 240 N-m (2124 lb-in), 1-stage, 155mm frame. For use with SureServo and SureServo2 SV(2)M-220(B) and SV(2)M-230(B) motors. | Stock | 908 | 944
PGA155-15A6 | SureGear high-precision planetary gearbox, 15:1 ratio, inline, 40mm diameter output shaft, nominal output torque 240 N-m (2124 lb-in), 2-stage, 155mm frame. For use with SureServo and SureServo2 SV(2)M-220(B) and SV(2)M-230(B) motors. | Stock | 1236 | 1285
PGA155-25A6 | SureGear high-precision planetary gearbox, 25:1 ratio, inline, 40mm diameter output shaft, nominal output torque 360 N-m (3186 lb-in), 2-stage, 155mm frame. For use with SureServo and SureServo2 SV(2)M-220(B) and SV(2)M-230(B) motors. | Stock | 1236 | 1285
PGA4-A5-BUSH | SureGear input shaft bushing, replacement, 28 x 22 x 30.5mm. For use with all SureGear gearboxes using SureServo and SureServo2 SV(2)L-210(B) and SV(2)M-210(B) motors. | Stock | 20.5 | 21.5
PGA6-BUSH | SureGear input shaft bushing, replacement, 38 x 35 x 36mm. For use with all SureGear gearboxes using SureServo and SureServo2 SV(2)M-220(B) and SV(2)M-230(B) motors. | Stock | 20.5 | 21.5
PGB070-05A1 | SureGear high-precision planetary gearbox, 5:1 ratio, right angle, 16mm diameter output shaft, nominal output torque 22 N-m (195 lb-in), 2-stage, 70mm frame. For use with SureServo and SureServo2 SV(2)L-201(B) motors. | Stock | 729 | 758
PGB070-05A2 | SureGear high-precision planetary gearbox, 5:1 ratio, right angle, 16mm diameter output shaft, nominal output torque 22 N-m (195 lb-in), 2-stage, 70mm frame. For use with SureServo and SureServo2 SV(2)L-202(B) and SV(2)L-204(B) motors. | Stock | 729 | 758
PGB070-10A1 | SureGear high-precision planetary gearbox, 10:1 ratio, right angle, 16mm diameter output shaft, nominal output torque 16 N-m (142 lb-in), 2-stage, 70mm frame. For use with SureServo and SureServo2 SV(2)L-201(B) motors. | Stock | 729 | 758
PGB070-10A2 | SureGear high-precision planetary gearbox, 10:1 ratio, right angle, 16mm diameter output shaft, nominal output torque 16 N-m (142 lb-in), 2-stage, 70mm frame. For use with SureServo and SureServo2 SV(2)L-202(B) and SV(2)L-204(B) motors. | Stock | 729 | 758
PGB070-15A1 | SureGear high-precision planetary gearbox, 15:1 ratio, right angle, 16mm diameter output shaft, nominal output torque 16 N-m (142 lb-in), 3-stage, 70mm frame. For use with SureServo and SureServo2 SV(2)L-201(B) motors. | Stock | 922 | 959
PGB070-15A2 | SureGear high-precision planetary gearbox, 15:1 ratio, right angle, 16mm diameter output shaft, nominal output torque 16 N-m (142 lb-in), 3-stage, 70mm frame. For use with SureServo and SureServo2 SV(2)L-202(B) and SV(2)L-204(B) motors. | Stock | 922 | 959
PGB070-25A1 | SureGear high-precision planetary gearbox, 25:1 ratio, right angle, 16mm diameter output shaft, nominal output torque 24 N-m (212 lb-in), 3-stage, 70mm frame. For use with SureServo and SureServo2 SV(2)L-201(B) motors. | Stock | 922 | 959
PGB070-25A2 | SureGear high-precision planetary gearbox, 25:1 ratio, right angle, 16mm diameter output shaft, nominal output torque 24 N-m (212 lb-in), 3-stage, 70mm frame. For use with SureServo and SureServo2 SV(2)L-202(B) and SV(2)L-204(B) motors. | Stock | 922 | 959
PGB090-05A3 | SureGear high-precision planetary gearbox, 5:1 ratio, right angle, 22mm diameter output shaft, nominal output torque 65 N-m (575 lb-in), 2-stage, 90mm frame. For use with SureServo and SureServo2 SV(2)L-207(B) motors. | Stock | 862 | 896
PGB090-05A4 | SureGear high-precision planetary gearbox, 5:1 ratio, right angle, 22mm diameter output shaft, nominal output torque 65 N-m (575 lb-in), 2-stage, 90mm frame. For use with SureServo and SureServo2 SV(2)L-210(B) motors. | Stock | 862 | 896
PGB090-10A3 | SureGear high-precision planetary gearbox, 10:1 ratio, right angle, 22mm diameter output shaft, nominal output torque 45 N-m (398 lb-in), 2-stage, 90mm frame. For use with SureServo and SureServo2 SV(2)L-207(B) motors. | Stock | 862 | 896
PGB090-10A4 | SureGear high-precision planetary gearbox, 10:1 ratio, right angle, 22mm diameter output shaft, nominal output torque 45 N-m (398 lb-in), 2-stage, 90mm frame. For use with SureServo and SureServo2 SV(2)L-210(B) motors. | Stock | 862 | 896
PGB090-15A2 | SureGear high-precision planetary gearbox, 15:1 ratio, right angle, 22mm diameter output shaft, nominal output torque 45 N-m (398 lb-in), 3-stage, 90mm frame. For use with SureServo and SureServo2 SV(2)L-202(B) and SV(2)L-204(B) motors. | Stock | 1125 | 1170
PGB090-15A3 | SureGear high-precision planetary gearbox, 15:1 ratio, right angle, 22mm diameter output shaft, nominal output torque 45 N-m (398 lb-in), 3-stage, 90mm frame. For use with SureServo and SureServo2 SV(2)L-207(B) motors. | Stock | 1125 | 1170
PGB090-25A2 | SureGear high-precision planetary gearbox, 25:1 ratio, right angle, 22mm diameter output shaft, nominal output torque 65 N-m (575 lb-in), 3-stage, 90mm frame. For use with SureServo and SureServo2 SV(2)L-202(B) and SV(2)L-204(B) motors. | Stock | 1125 | 1170
PGB090-25A3 | SureGear high-precision planetary gearbox, 25:1 ratio, right angle, 22mm diameter output shaft, nominal output torque 65 N-m (575 lb-in), 3-stage, 90mm frame. For use with SureServo and SureServo2 SV(2)L-207(B) motors. | Stock | 1125 | 1170
PGB120-05A5 | SureGear high-precision planetary gearbox, 5:1 ratio, right angle, 32mm diameter output shaft, nominal output torque 120 N-m (1062 lb-in), 2-stage, 120mm frame. For use with SureServo and SureServo2 SV(2)M-210(B) motors. | Stock | 1125 | 1170
PGB120-05A6 | SureGear high-precision planetary gearbox, 5:1 ratio, right angle, 32mm diameter output shaft, nominal output torque 120 N-m (1062 lb-in), 2-stage, 120mm frame. For use with SureServo and SureServo2 SV(2)M-220(B) and SV(2)M-230(B) motors. | Stock | 1125 | 1170
PGB120-10A5 | SureGear high-precision planetary gearbox, 10:1 ratio, right angle, 32mm diameter output shaft, nominal output torque 110 N-m (974 lb-in), 2-stage, 120mm frame. For use with SureServo and SureServo2 SV(2)M-210(B) motors. | Stock | 1125 | 1170
PGB120-10A6 | SureGear high-precision planetary gearbox, 10:1 ratio, right angle, 32mm diameter output shaft, nominal output torque 110 N-m (974 lb-in), 2-stage, 120mm frame. For use with SureServo and SureServo2 SV(2)M-220(B) and SV(2)M-230(B) motors. | Stock | 1125 | 1170
PGB120-15A4 | SureGear high-precision planetary gearbox, 15:1 ratio, right angle, 32mm diameter output shaft, nominal output torque 110 N-m (974 lb-in), 3-stage, 120mm frame. For use with SureServo and SureServo2 SV(2)L-210(B) motors. | Stock | 1398 | 1454
PGB120-15A5 | SureGear high-precision planetary gearbox, 15:1 ratio, right angle, 32mm diameter output shaft, nominal output torque 110 N-m (974 lb-in), 3-stage, 120mm frame. For use with SureServo and SureServo2 SV(2)M-210(B) motors. | Stock | 1398 | 1454
PGB120-25A4 | SureGear high-precision planetary gearbox, 25:1 ratio, right angle, 32mm diameter output shaft, nominal output torque 150 N-m (1328 lb-in), 3-stage, 120mm frame. For use with SureServo and SureServo2 SV(2)L-210(B) motors. | Stock | 1398 | 1454
PGB120-25A5 | SureGear high-precision planetary gearbox, 25:1 ratio, right angle, 32mm diameter output shaft, nominal output torque 150 N-m (1328 lb-in), 3-stage, 120mm frame. For use with SureServo and SureServo2 SV(2)M-210(B) motors. | Stock | 1398 | 1454
PGB155-05A6 | SureGear high-precision planetary gearbox, 5:1 ratio, right angle, 40mm diameter output shaft, nominal output torque 200 N-m (1770 lb-in), 2-stage, 155mm frame. For use with SureServo and SureServo2 SV(2)M-220(B) and SV(2)M-230(B) motors. | Stock | 1295 | 1347
PGB155-10A6 | SureGear high-precision planetary gearbox, 10:1 ratio, right angle, 40mm diameter output shaft, nominal output torque 200 N-m (1770 lb-in), 2-stage, 155mm frame. For use with SureServo and SureServo2 SV(2)M-220(B) and SV(2)M-230(B) motors. | Stock | 1295 | 1347
PGB155-15A6 | SureGear high-precision planetary gearbox, 15:1 ratio, right angle, 40mm diameter output shaft, nominal output torque 200 N-m (1770 lb-in), 3-stage, 155mm frame. For use with SureServo and SureServo2 SV(2)M-220(B) motors. | Stock | 1637 | 1702
PGB155-25A6 | SureGear high-precision planetary gearbox, 25:1 ratio, right angle, 40mm diameter output shaft, nominal output torque 300 N-m (2655 lb-in), 3-stage, 155mm frame. For use with SureServo and SureServo2 SV(2)M-220(B) motors. | Stock | 1637 | 1702
PGCN17-055M | SureGear precision planetary gearbox, 5:1 ratio, inline, 0.375in diameter output shaft, nominal output torque 6.5 N-m (58 lb-in), 1-stage, NEMA 17 frame. For use with SureStep NEMA 17 motors. | Stock | 302 | 314
PGCN17-1005M | SureGear precision planetary gearbox, 100:1 ratio, inline, 0.375in diameter output shaft, nominal output torque 5 N-m (44 lb-in), 2-stage, NEMA 17 frame. For use with SureStep NEMA 17 motors. | Stock | 380 | 395
PGCN17-105M | SureGear precision planetary gearbox, 10:1 ratio, inline, 0.375in diameter output shaft, nominal output torque 5 N-m (44 lb-in), 1-stage, NEMA 17 frame. For use with SureStep NEMA 17 motors. | Stock | 302 | 314
PGCN17-255M | SureGear precision planetary gearbox, 25:1 ratio, inline, 0.375in diameter output shaft, nominal output torque 16 N-m (142 lb-in), 2-stage, NEMA 17 frame. For use with SureStep NEMA 17 motors. | Stock | 380 | 395
PGCN17-505M | SureGear precision planetary gearbox, 50:1 ratio, inline, 0.375in diameter output shaft, nominal output torque 16 N-m (142 lb-in), 2-stage, NEMA 17 frame. For use with SureStep NEMA 17 motors. | Stock | 380 | 395
PGCN17-BSH25 | SureGear motor shaft bushing, for use with SureGear NEMA 17 gearboxes with 1/4in diameter motor shaft. | Stock | 6.75 | 7
PGCN17-BSH5M | SureGear motor shaft bushing, for use with SureGear NEMA 17 gearboxes with 5mm diameter motor shaft. | Stock | 6.75 | 7
PGCN17-BSH8M | SureGear motor shaft bushing, for use with SureGear NEMA 17 gearboxes with 8mm diameter motor shaft. | Stock | 6.75 | 7
PGCN17-BSH9M | SureGear motor shaft bushing, for use with SureGear NEMA 17 gearboxes with 9mm diameter motor shaft. | Stock | 6.75 | 7
PGCN17-SK | SureGear mounting screws, replacement. Package of 4. For use with SureGear NEMA 17 gearboxes. | Stock | 3
PGCN23-0525 | SureGear precision planetary gearbox, 5:1 ratio, inline, 0.375in diameter output shaft, nominal output torque 6.5 N-m (58 lb-in), 1-stage, NEMA 23 frame. For use with SureStep NEMA 23 motors. | Stock | 333 | 346
PGCN23-10025 | SureGear precision planetary gearbox, 100:1 ratio, inline, 0.375in diameter output shaft, nominal output torque 5 N-m (44 lb-in), 2-stage, NEMA 23 frame. For use with SureStep NEMA 23 motors. | Stock | 390 | 406
PGCN23-1025 | SureGear precision planetary gearbox, 10:1 ratio, inline, 0.375in diameter output shaft, nominal output torque 5 N-m (44 lb-in), 1-stage, NEMA 23 frame. For use with SureStep NEMA 23 motors. | Stock | 333 | 346
PGCN23-2525 | SureGear precision planetary gearbox, 25:1 ratio, inline, 0.375in diameter output shaft, nominal output torque 16 N-m (142 lb-in), 2-stage, NEMA 23 frame. For use with SureStep NEMA 23 motors. | Stock | 390 | 406
PGCN23-5025 | SureGear precision planetary gearbox, 50:1 ratio, inline, 0.375in diameter output shaft, nominal output torque 16 N-m (142 lb-in), 2-stage, NEMA 23 frame. For use with SureStep NEMA 23 motors. | Stock | 390 | 406
PGCN23-BSH25 | SureGear motor shaft bushing, for use with SureGear NEMA 23 gearboxes with 1/4in diameter motor shaft. | Stock | 6.75 | 7
PGCN23-BSH37 | SureGear motor shaft bushing, for use with SureGear NEMA 23 gearboxes with 3/8in diameter motor shaft. | Stock | 6.75 | 7
PGCN23-BSH8M | SureGear motor shaft bushing, for use with SureGear NEMA 23 gearboxes with 8mm diameter motor shaft. | Stock | 6.75 | 7
PGCN23-BSH9M | SureGear motor shaft bushing, for use with SureGear NEMA 23 gearboxes with 9mm diameter motor shaft. | Stock | 6.75 | 7
PGCN23-SK | SureGear mounting screws, replacement. Package of 4. For use with SureGear NEMA 23 gearboxes. | Stock | 3
PGCN34-0550 | SureGear precision planetary gearbox, 5:1 ratio, inline, 0.5in diameter output shaft, nominal output torque 26 N-m (230 lb-in), 1-stage, NEMA 34 frame. For use with SureStep NEMA 34 motors. | Stock | 396 | 412
PGCN34-10050 | SureGear precision planetary gearbox, 100:1 ratio, inline, 0.5in diameter output shaft, nominal output torque 16 N-m (142 lb-in), 2-stage, NEMA 34 frame. For use with SureStep NEMA 34 motors. | Stock | 537 | 558
PGCN34-1050 | SureGear precision planetary gearbox, 10:1 ratio, inline, 0.5in diameter output shaft, nominal output torque 16 N-m (142 lb-in), 1-stage, NEMA 34 frame. For use with SureStep NEMA 34 motors. | Stock | 396 | 412
PGCN34-2550 | SureGear precision planetary gearbox, 25:1 ratio, inline, 0.5in diameter output shaft, nominal output torque 42 N-m (372 lb-in), 2-stage, NEMA 34 frame. For use with SureStep NEMA 34 motors. | Stock | 537 | 558
PGCN34-5050 | SureGear precision planetary gearbox, 50:1 ratio, inline, 0.5in diameter output shaft, nominal output torque 42 N-m (372 lb-in), 2-stage, NEMA 34 frame. For use with SureStep NEMA 34 motors. | Stock | 537 | 558
PGCN34-BSH11M | SureGear motor shaft bushing, for use with SureGear NEMA 34 gearboxes with 11mm diameter motor shaft. | Stock | 6.75 | 7
PGCN34-BSH37 | SureGear motor shaft bushing, for use with SureGear NEMA 34 gearboxes with 3/8in diameter motor shaft. | Stock | 6.75 | 7
PGCN34-BSH50 | SureGear motor shaft bushing, for use with SureGear NEMA 34 gearboxes with 1/2in diameter motor shaft. | Stock | 6.75 | 7
PGCN34-BSH9M | SureGear motor shaft bushing, for use with SureGear NEMA 34 gearboxes with 9mm diameter motor shaft. | Stock | 6.75 | 7
PGCN34-SK | SureGear mounting screws, replacement. Package of 4. For use with SureGear NEMA 34 gearboxes. | Stock | 3
PGD047-05A1 | SureGear high-precision planetary gearbox, 5:1 ratio, inline with hub style output, nominal output torque 9 N-m (80 lb-in), 1-stage, 47mm frame. For use with SureServo and SureServo2 SV(2)L-201(B) motors. | Stock | 780 | 811
PGD047-10A1 | SureGear high-precision planetary gearbox, 10:1 ratio, inline with hub style output, nominal output torque 6 N-m (53 lb-in), 1-stage, 47mm frame. For use with SureServo and SureServo2 SV(2)L-201(B) motors. | Stock | 780 | 811
PGD047-25A1 | SureGear high-precision planetary gearbox, 25:1 ratio, inline with hub style output, nominal output torque 9 N-m (80 lb-in), 2-stage, 47mm frame. For use with SureServo and SureServo2 SV(2)L-201(B) motors. | Stock | 976 | 1015
PGD064-05A2 | SureGear high-precision planetary gearbox, 5:1 ratio, inline with hub style output, nominal output torque 27 N-m (239 lb-in), 1-stage, 64mm frame. For use with SureServo and SureServo2 SV(2)L-202(B) and SV(2)L-204(B) motors. | Stock | 1008 | 1048
PGD064-10A2 | SureGear high-precision planetary gearbox, 10:1 ratio, inline with hub style output, nominal output torque 18 N-m (159 lb-in), 1-stage, 64mm frame. For use with SureServo and SureServo2 SV(2)L-202(B) and SV(2)L-204(B) motors. | Stock | 1008 | 1048
PGD064-25A2 | SureGear high-precision planetary gearbox, 25:1 ratio, inline with hub style output, nominal output torque 27 N-m (239 lb-in), 2-stage, 64mm frame. For use with SureServo and SureServo2 SV(2)L-202(B) and SV(2)L-204(B) motors. | Stock | 1181 | 1228
PGD064-50A1 | SureGear high-precision planetary gearbox, 50:1 ratio, inline with hub style output, nominal output torque 27 N-m (239 lb-in), 2-stage, 64mm frame. For use with SureServo and SureServo2 SV(2)L-201(B) motors. | Stock | 1181 | 1228
PGD090-05A3 | SureGear high-precision planetary gearbox, 5:1 ratio, inline with hub style output, nominal output torque 75 N-m (664 lb-in), 1-stage, 90mm frame. For use with SureServo and SureServo2 SV(2)L-207(B) motors. | Stock | 1181 | 1228
PGD090-05A4 | SureGear high-precision planetary gearbox, 5:1 ratio, inline with hub style output, nominal output torque 75 N-m (664 lb-in), 1-stage, 90mm frame. For use with SureServo and SureServo2 SV(2)L-210(B) motors. | Stock | 1181 | 1228
PGD090-05A5 | SureGear high-precision planetary gearbox, 5:1 ratio, inline with hub style output, nominal output torque 75 N-m (664 lb-in), 1-stage, 90mm frame. For use with SureServo and SureServo2 SV(2)M-210(B) motors. | Stock | 1181 | 1228
PGD090-10A3 | SureGear high-precision planetary gearbox, 10:1 ratio, inline with hub style output, nominal output torque 50 N-m (443 lb-in), 1-stage, 90mm frame. For use with SureServo and SureServo2 SV(2)L-207(B) motors. | Stock | 1181 | 1228
PGD090-10A4 | SureGear high-precision planetary gearbox, 10:1 ratio, inline with hub style output, nominal output torque 50 N-m (443 lb-in), 1-stage, 90mm frame. For use with SureServo and SureServo2 SV(2)L-210(B) motors. | Stock | 1181 | 1228
PGD090-25A2 | SureGear high-precision planetary gearbox, 25:1 ratio, inline with hub style output, nominal output torque 75 N-m (664 lb-in), 2-stage, 90mm frame. For use with SureServo and SureServo2 SV(2)L-202(B) and SV(2)L-204(B) motors. | Stock | 1354 | 1408
PGD090-50A2 | SureGear high-precision planetary gearbox, 50:1 ratio, inline with hub style output, nominal output torque 75 N-m (664 lb-in), 2-stage, 90mm frame. For use with SureServo and SureServo2 SV(2)L-202(B) and SV(2)L-204(B) motors. | Stock | 1354 | 1408
PGD110-05A6 | SureGear high-precision planetary gearbox, 5:1 ratio, inline with hub style output, nominal output torque 180 N-m (1593 lb-in), 1-stage, 110mm frame. For use with SureServo and SureServo2 SV(2)M-220(B) and SV(2)M-230(B) motors. | Stock | 1468 | 1527
PGD110-10A5 | SureGear high-precision planetary gearbox, 10:1 ratio, inline with hub style output, nominal output torque 120 N-m (1062 lb-in), 1-stage, 110mm frame. For use with SureServo and SureServo2 SV(2)M-210(B) motors. | Stock | 1468 | 1527
PGD110-10A6 | SureGear high-precision planetary gearbox, 10:1 ratio, inline with hub style output, nominal output torque 120 N-m (1062 lb-in), 1-stage, 110mm frame. For use with SureServo and SureServo2 SV(2)M-220(B) and SV(2)M-230(B) motors. | Stock | 1468 | 1527
PGD110-25A3 | SureGear high-precision planetary gearbox, 25:1 ratio, inline with hub style output, nominal output torque 180 N-m (1593 lb-in), 2-stage, 110mm frame. For use with SureServo and SureServo2 SV(2)L-207(B) motors. | Stock | 1727 | 1796
PGD110-25A4 | SureGear high-precision planetary gearbox, 25:1 ratio, inline with hub style output, nominal output torque 180 N-m (1593 lb-in), 2-stage, 110mm frame. For use with SureServo and SureServo2 SV(2)L-210(B) motors. | Stock | 1727 | 1796
PGD110-25A5 | SureGear high-precision planetary gearbox, 25:1 ratio, inline with hub style output, nominal output torque 180 N-m (1593 lb-in), 2-stage, 110mm frame. For use with SureServo and SureServo2 SV(2)M-210(B) motors. | Stock | 1727 | 1796
PGD110-35A5 | SureGear high-precision planetary gearbox, 35:1 ratio, inline with hub style output, nominal output torque 180 N-m (1593 lb-in), 2-stage, 110mm frame. For use with SureServo and SureServo2 SV(2)M-210(B) motors. | Stock | 1727 | 1796
PGD110-50A2 | SureGear high-precision planetary gearbox, 50:1 ratio, inline with hub style output, nominal output torque 180 N-m (1593 lb-in), 2-stage, 110mm frame. For use with SureServo and SureServo2 SV(2)L-202(B) and SV(2)L-204(B) motors. | Stock | 1727 | 1796
PGD110-50A3 | SureGear high-precision planetary gearbox, 50:1 ratio, inline with hub style output, nominal output torque 180 N-m (1593 lb-in), 2-stage, 110mm frame. For use with SureServo and SureServo2 SV(2)L-207(B) motors. | Stock | 1727 | 1796
PGD110-50A4 | SureGear high-precision planetary gearbox, 50:1 ratio, inline with hub style output, nominal output torque 180 N-m (1593 lb-in), 2-stage, 110mm frame. For use with SureServo and SureServo2 SV(2)L-210(B) motors. | Stock | 1727 | 1796
PGU14 | NITRA pneumatic push-to-connect fitting, inline pressure gauge, technopolymer body, 1/4in tube inlet(s), 1/4in tube outlet(s), 0-170 psi range. | Stock | 20 | 21
PGU516 | NITRA pneumatic push-to-connect fitting, inline pressure gauge, technopolymer body, 5/16in (8mm) tube inlet(s), 5/16in (8mm) tube outlet(s), 0-170 psi range. | Stock | 21.5 | 22.5
PH1000MGJ | Hammond control transformer, encapsulated core, 1 kVA, 1-phase, 208/277/380 VAC primary, 120/240 VAC secondary, 50/60 Hz, panel mount. | Stock | 307
PH1000MLI | Hammond control transformer, encapsulated core, 1 kVA, 1-phase, 240/480 VAC primary, 25/120 VAC secondary, 50/60 Hz, panel mount. | Stock | 307
PH1000MQMJ | Hammond control transformer, encapsulated core, 1 kVA, 1-phase, 240/480 VAC primary, 120/240 VAC secondary, 50/60 Hz, panel mount. | Stock | 269
PH1000PG | Hammond control transformer, encapsulated core, 1 kVA, 1-phase, 120/240 VAC primary, 12/24 VAC secondary, 50/60 Hz, panel mount. | Stock | 269
PH100MGJ | Hammond control transformer, encapsulated core, 100 VA, 1-phase, 208/277/380 VAC primary, 120/240 VAC secondary, 50/60 Hz, panel mount. | Stock | 80
PH100MLI | Hammond control transformer, encapsulated core, 100 VA, 1-phase, 240/480 VAC primary, 25/120 VAC secondary, 50/60 Hz, panel mount. | Stock | 80
PH100MQMJ | Hammond control transformer, encapsulated core, 100 VA, 1-phase, 240/480 VAC primary, 120/240 VAC secondary, 50/60 Hz, panel mount. | Stock | 76
PH100PG | Hammond control transformer, encapsulated core, 100 VA, 1-phase, 120/240 VAC primary, 12/24 VAC secondary, 50/60 Hz, panel mount. | Stock | 71
PH1500MQMJ | Hammond control transformer, encapsulated core, 1.5 kVA, 1-phase, 240/480 VAC primary, 120/240 VAC secondary, 50/60 Hz, panel mount. | Stock | 344
PH150MGJ | Hammond control transformer, encapsulated core, 150 VA, 1-phase, 208/277/380 VAC primary, 120/240 VAC secondary, 50/60 Hz, panel mount. | Stock | 106
PH150MLI | Hammond control transformer, encapsulated core, 150 VA, 1-phase, 240/480 VAC primary, 25/120 VAC secondary, 50/60 Hz, panel mount. | Stock | 98
PH150MQMJ | Hammond control transformer, encapsulated core, 150 VA, 1-phase, 240/480 VAC primary, 120/240 VAC secondary, 50/60 Hz, panel mount. | Stock | 96
PH150PG | Hammond control transformer, encapsulated core, 150 VA, 1-phase, 120/240 VAC primary, 12/24 VAC secondary, 50/60 Hz, panel mount. | Stock | 96
PH250MGJ | Hammond control transformer, encapsulated core, 250 VA, 1-phase, 208/277/380 VAC primary, 120/240 VAC secondary, 50/60 Hz, panel mount. | Stock | 149
PH250MLI | Hammond control transformer, encapsulated core, 250 VA, 1-phase, 240/480 VAC primary, 25/120 VAC secondary, 50/60 Hz, panel mount. | Stock | 149
PH250MQMJ | Hammond control transformer, encapsulated core, 250 VA, 1-phase, 240/480 VAC primary, 120/240 VAC secondary, 50/60 Hz, panel mount. | Stock | 122
PH250PG | Hammond control transformer, encapsulated core, 250 VA, 1-phase, 120/240 VAC primary, 12/24 VAC secondary, 50/60 Hz, panel mount. | Stock | 122
PH350MGJ | Hammond control transformer, encapsulated core, 350 VA, 1-phase, 208/277/380 VAC primary, 120/240 VAC secondary, 50/60 Hz, panel mount. | Stock | 177
PH350MLI | Hammond control transformer, encapsulated core, 350 VA, 1-phase, 240/480 VAC primary, 25/120 VAC secondary, 50/60 Hz, panel mount. | Stock | 177
PH350MQMJ | Hammond control transformer, encapsulated core, 350 VA, 1-phase, 240/480 VAC primary, 120/240 VAC secondary, 50/60 Hz, panel mount. | Stock | 140
PH350PG | Hammond control transformer, encapsulated core, 350 VA, 1-phase, 120/240 VAC primary, 12/24 VAC secondary, 50/60 Hz, panel mount. | Stock | 140
PH500MGJ | Hammond control transformer, encapsulated core, 500 VA, 1-phase, 208/277/380 VAC primary, 120/240 VAC secondary, 50/60 Hz, panel mount. | Stock | 229
PH500MLI | Hammond control transformer, encapsulated core, 500 VA, 1-phase, 240/480 VAC primary, 25/120 VAC secondary, 50/60 Hz, panel mount. | Stock | 229
PH500MQMJ | Hammond control transformer, encapsulated core, 500 VA, 1-phase, 240/480 VAC primary, 120/240 VAC secondary, 50/60 Hz, panel mount. | Stock | 177
PH500PG | Hammond control transformer, encapsulated core, 500 VA, 1-phase, 120/240 VAC primary, 12/24 VAC secondary, 50/60 Hz, panel mount. | Stock | 177
PH50MGJ | Hammond control transformer, encapsulated core, 50 VA, 1-phase, 208/277/380 VAC primary, 120/240 VAC secondary, 50/60 Hz, panel mount. | Stock | 71
PH50MLI | Hammond control transformer, encapsulated core, 50 VA, 1-phase, 240/480 VAC primary, 25/120 VAC secondary, 50/60 Hz, panel mount. | Stock | 71
PH50MQMJ | Hammond control transformer, encapsulated core, 50 VA, 1-phase, 240/480 VAC primary, 120/240 VAC secondary, 50/60 Hz, panel mount. | Stock | 58
PH50PG | Hammond control transformer, encapsulated core, 50 VA, 1-phase, 120/240 VAC primary, 12/24 VAC secondary, 50/60 Hz, panel mount. | Stock | 61
PH750MLI | Hammond control transformer, encapsulated core, 750 VA, 1-phase, 240/480 VAC primary, 25/120 VAC secondary, 50/60 Hz, panel mount. | Stock | 240
PH750MQMJ | Hammond control transformer, encapsulated core, 750 VA, 1-phase, 240/480 VAC primary, 120/240 VAC secondary, 50/60 Hz, panel mount. | Stock | 240
PH750PG | Hammond control transformer, encapsulated core, 750 VA, 1-phase, 120/240 VAC primary, 12/24 VAC secondary, 50/60 Hz, panel mount. | Stock | 238
PH75MGJ | Hammond control transformer, encapsulated core, 75 VA, 1-phase, 208/277/380 VAC primary, 120/240 VAC secondary, 50/60 Hz, panel mount. | Stock | 72
PH75MQMJ | Hammond control transformer, encapsulated core, 75 VA, 1-phase, 240/480 VAC primary, 120/240 VAC secondary, 50/60 Hz, panel mount. | Stock | 66
PH75PG | Hammond control transformer, encapsulated core, 75 VA, 1-phase, 120/240 VAC primary, 12/24 VAC secondary, 50/60 Hz, panel mount. | Stock | 63
PIN.003 | SapiSelco cable tie gun installation tool, 5.5 to 26 lb adjustable tension range, 0 - 0.2in cable tie size range, metal, red. | Stock | 15.5 | 16
PIN.005 | SapiSelco collar fastening plier, 0 - 0.35in cable tie size range, metal. | Stock | 13.5 | 14
PIN.008 | SapiSelco cable tie cutting tool, 0.098 - 0.5in cable tie size range, metal, green. | Stock | 14.5 | 15
PIN.009 | SapiSelco cable tie cutting tool, 0.098 - 0.5in cable tie size range, metal, red. | Stock | 14 | 14.5
PJ025 | Pulling grip, junior, low tension, accepts cable diameter size 0.25 to 0.36in, galvanized steel mesh, 4-1/4in length, eye length 3-1/4in, reusable tool for pulling cables in conduit. | Stock | 21.5 | 23.5
PJ037 | Pulling grip, junior, low tension, accepts cable diameter size 0.37 to 0.49in, galvanized steel mesh, 7in length, eye length 3-3/4in, reusable tool for pulling cables in conduit. | Stock | 25.75 | 28
PJ050 | Pulling grip, junior, low tension, accepts cable diameter size 0.5 to 0.61in, galvanized steel mesh, 8-1/2in length, eye length 4-1/4in, reusable tool for pulling cables in conduit. | Stock | 28 | 30.5
PJ062 | Pulling grip, junior, low tension, accepts cable diameter size 0.62 to 0.74in, galvanized steel mesh, 10in length, eye length 5in, reusable tool for pulling cables in conduit. | Stock | 31.75 | 34.5
PJ075 | Pulling grip, junior, low tension, accepts cable diameter size 0.75 to 0.99in, galvanized steel mesh, 10in length, eye length 5-3/4in, reusable tool for pulling cables in conduit. | Stock | 36 | 39
PJ100 | Pulling grip, junior, low tension, accepts cable diameter size 1 to 1.24in, galvanized steel mesh, 11-1/2in length, eye length 6-1/2in, reusable tool for pulling cables in conduit. | Stock | 37.75 | 41
PKIT009-1KJ | Gefran mounting brackets, for use with Gefran LT Series potentiometers. | Stock | 11
PKIT015-1KJ | Gefran rod eye joint accessory, for use with Gefran LT Series potentiometers. | Stock | 20
PKIT059-1KJ | Gefran mounting brackets, for use with 100 to 900mm Gefran PK Series potentiometers. | Stock | 11
PKIT061-1KJ | Gefran mounting brackets, for use with 1000 to 2000mm Gefran PK Series potentiometers. | Stock | 14
PKIT090-1KJ | Gefran mounting brackets, 42.5mm hole spacing. For use with Gefran WPP series magnetostrictive sensors. | Stock | 8
PKIT091-1KJ | Gefran mounting brackets, 50mm hole spacing. For use with Gefran WPP series magnetostrictive sensors. | Stock | 8
PKIT590-1KJ | Gefran mounting brackets, 42.5mm hole spacing. For use with Gefran WPG series magnetostrictive sensors. | Stock | 8
PKIT591-1KJ | Gefran mounting brackets, 50mm hole spacing. For use with Gefran WPG series magnetostrictive sensors. | Stock | 8
PK-M-0400-L | Gefran potentiometer linear position sensor, slide, 400mm stroke, 57 x 38 x 556mm body, channel mount, 18mm DIN 43650 Form A. | Stock | 253
PK-M-0500-L | Gefran potentiometer linear position sensor, slide, 500mm stroke, 57 x 38 x 659mm body, channel mount, 18mm DIN 43650 Form A. | Stock | 283
PK-M-0600-L | Gefran potentiometer linear position sensor, slide, 600mm stroke, 57 x 38 x 761mm body, channel mount, 18mm DIN 43650 Form A. | Stock | 298
PK-M-0700-L | Gefran potentiometer linear position sensor, slide, 700mm stroke, 57 x 38 x 863mm body, channel mount, 18mm DIN 43650 Form A. | Stock | 312
PK-M-0800-L | Gefran potentiometer linear position sensor, slide, 800mm stroke, 57 x 38 x 963mm body, channel mount, 18mm DIN 43650 Form A. | Stock | 342
PK-M-0900-L | Gefran potentiometer linear position sensor, slide, 900mm stroke, 57 x 38 x 1065mm body, channel mount, 18mm DIN 43650 Form A. | Stock | 355
PK-M-1000-L | Gefran potentiometer linear position sensor, slide, 1000mm stroke, 57 x 38 x 1167mm body, channel mount, 18mm DIN 43650 Form A. | Stock | 450
PKT1212 | Hammond enclosure print pocket, 12 x 12in, 2-way adhesive mount. | Stock | 17 | 18
PKT66 | Hammond enclosure print pocket, 6 x 6in, 2-way adhesive mount. | Stock | 12 | 12.75
PKT99 | Hammond enclosure print pocket, 6 x 9in, 2-way adhesive mount. | Stock | 12.5 | 13.25
PKW-0N-1H | Micro Detectors inductive proximity sensor, tubular, 18mm diameter x 63.5mm body, stainless steel housing, NPN, N.O./N.C. complementary outputs, 5mm sensing distance, flush, 1 kHz switching frequency, IP67 IP68, 4-pin M12 quick-disconnect. | Stock | 46 | 48
PKW-0N-2H | Micro Detectors inductive proximity sensor, tubular, 18mm diameter x 63.5mm body, stainless steel housing, NPN, N.O./N.C. complementary outputs, 8mm sensing distance, non-flush, 1 kHz switching frequency, IP67 IP68, 4-pin M12 quick-disconnect. | Stock | 46 | 48
PKW-0P-1H | Micro Detectors inductive proximity sensor, tubular, 18mm diameter x 63.5mm body, stainless steel housing, PNP, N.O./N.C. complementary outputs, 5mm sensing distance, flush, 1 kHz switching frequency, IP67 IP68, 4-pin M12 quick-disconnect. | Stock | 46 | 48
PKW-0P-2H | Micro Detectors inductive proximity sensor, tubular, 18mm diameter x 63.5mm body, stainless steel housing, PNP, N.O./N.C. complementary outputs, 8mm sensing distance, non-flush, 1 kHz switching frequency, IP67 IP68, 4-pin M12 quick-disconnect. | Stock | 46 | 48
PKW2-AP-3H | ProSense inductive proximity sensor, tubular, 18mm diameter x 45mm body, stainless steel housing, PNP, N.O. output, 8mm sensing distance, flush, 100 Hz switching frequency, IP65 IP66 IP67 IP68 IP69K, 4-pin M12 quick-disconnect. | Stock | 34
PKW2-AP-4H | ProSense inductive proximity sensor, tubular, 18mm diameter x 45mm body, stainless steel housing, PNP, N.O. output, 12mm sensing distance, non-flush, 250 Hz switching frequency, IP65 IP66 IP67 IP68 IP69K, 4-pin M12 quick-disconnect. | Stock | 34
PKW-AN-5A | AutomationDirect inductive proximity sensor, tubular, 18mm diameter x 63.5mm body, stainless steel housing, NPN, N.O. output, 10mm sensing distance, flush, 200 Hz switching frequency, IP68, pigtail. | Stock | 96 | 100
PKW-AN-5H | AutomationDirect inductive proximity sensor, tubular, 18mm diameter x 63.5mm body, stainless steel housing, NPN, N.O. output, 10mm sensing distance, flush, 200 Hz switching frequency, IP67, 4-pin M12 quick-disconnect. | Stock | 96 | 100
PKW-AP-5A | AutomationDirect inductive proximity sensor, tubular, 18mm diameter x 63.5mm body, stainless steel housing, PNP, N.O. output, 10mm sensing distance, flush, 200 Hz switching frequency, IP68, pigtail. | Stock | 96 | 100
PKW-AP-5H | AutomationDirect inductive proximity sensor, tubular, 18mm diameter x 63.5mm body, stainless steel housing, PNP, N.O. output, 10mm sensing distance, flush, 200 Hz switching frequency, IP67, 4-pin M12 quick-disconnect. | Stock | 96 | 100
PL1170PB-5 | AutomationDirect indicating light lens, replacement, blue. Package of 5. For use with GCX series indicators. | Stock | 6.75 | 7
PL1170PG-5 | AutomationDirect indicating light lens, replacement, yellow. Package of 5. For use with GCX series indicators. | Stock | 6.75 | 7
PL1170PN-5 | AutomationDirect indicating light lens, replacement, clear. Package of 5. For use with GCX series indicators. | Stock | 6.75 | 7
PL1170PR-5 | AutomationDirect indicating light lens, replacement, red. Package of 5. For use with GCX series indicators. | Stock | 6.75 | 7
PL1170PV-5 | AutomationDirect indicating light lens, replacement, green. Package of 5. For use with GCX series indicators. | Stock | 6.75 | 7
PL1170PW-5 | AutomationDirect indicating light lens, replacement, white. Package of 5. For use with GCX series indicators. | Stock | 6.75 | 7
PL1171PR-5 | AutomationDirect mushroom lens, replacement, red. Package of 5. For use with GCX1221 or GCX3221 series pushbuttons. | Stock | 7 | 7.25
PL1298P-5 | AutomationDirect mushroom lens, replacement, red. Package of 5. For use with GCX1226 or GCX3226 series pushbuttons. | Stock | 7 | 7.25
PL1308PB-5 | AutomationDirect extended lens, replacement, blue. Package of 5. For use with GCX series pushbuttons. | Stock | 6.75 | 7
PL1308PG-5 | AutomationDirect extended lens, replacement, yellow. Package of 5. For use with GCX series pushbuttons. | Stock | 6.75 | 7
PL1308PN-5 | AutomationDirect extended lens, replacement, clear. Package of 5. For use with GCX series pushbuttons. | Stock | 6.75 | 7
PL1308PR-5 | AutomationDirect extended lens, replacement, red. Package of 5. For use with GCX series pushbuttons. | Stock | 6.75 | 7
PL1308PV-5 | AutomationDirect extended lens, replacement, green. Package of 5. For use with GCX series pushbuttons. | Stock | 6.75 | 7
PL1308PW-5 | AutomationDirect extended lens, replacement, white. Package of 5. For use with GCX series pushbuttons. | Stock | 6.75 | 7
PL79911 | ACME wall mounting brackets, for use with 15 kVA 3-phase encapsulated transformer. | Stock | 74
PLMP | WEG Electric CFW100 series panel mounting tabs, for use with WEG CFW100 series AC drives and CFW100-KFABC EMI input filter. Mounting hardware included. | Stock | 1
PLS-4P-1-115 | ProSense rotating paddle bulk solids level switch, 100mm insertion length, 1-1/4in male NPT process connection, (1) SPDT relay, 115 VAC operating voltage. Hinged paddle included. | Stock | 192
PLS-4P-1-115-HAZ | ProSense rotating paddle bulk solids level switch, 100mm insertion length, 1-1/4in male NPT process connection, (1) SPDT relay, 115 VAC operating voltage. Hinged paddle included. Hazardous location rated. | Stock | 231
PLS-4P-1-230 | ProSense rotating paddle bulk solids level switch, 100mm insertion length, 1-1/4in male NPT process connection, (1) SPDT relay, 230 VAC operating voltage. Hinged paddle included. | Stock | 192
PLS-4P-1-230-HAZ | ProSense rotating paddle bulk solids level switch, 100mm insertion length, 1-1/4in male NPT process connection, (1) SPDT relay, 230 VAC operating voltage. Hinged paddle included. Hazardous location rated. | Stock | 231
PLS-4P-1-24D | ProSense rotating paddle bulk solids level switch, 100mm insertion length, 1-1/4in male NPT process connection, (1) SPDT relay, 20 to 28 VDC operating voltage. Hinged paddle included. | Stock | 216
PLS-4P-1-24D-HAZ | ProSense rotating paddle bulk solids level switch, 100mm insertion length, 1-1/4in male NPT process connection, (1) SPDT relay, 20 to 28 VDC operating voltage. Hinged paddle included. Hazardous location rated. | Stock | 277
PLS-4P-2-115 | ProSense rotating paddle bulk solids level switch, 200mm insertion length, 1-1/4in male NPT process connection, (1) SPDT relay, 115 VAC operating voltage. Hinged paddle included. | Stock | 195
PLS-4P-2-115-HAZ | ProSense rotating paddle bulk solids level switch, 200mm insertion length, 1-1/4in male NPT process connection, (1) SPDT relay, 115 VAC operating voltage. Hinged paddle included. Hazardous location rated. | Stock | 234
PLS-4P-2-230 | ProSense rotating paddle bulk solids level switch, 200mm insertion length, 1-1/4in male NPT process connection, (1) SPDT relay, 230 VAC operating voltage. Hinged paddle included. | Stock | 195
PLS-4P-2-230-HAZ | ProSense rotating paddle bulk solids level switch, 200mm insertion length, 1-1/4in male NPT process connection, (1) SPDT relay, 230 VAC operating voltage. Hinged paddle included. Hazardous location rated. | Stock | 234
PLS-4P-2-24D | ProSense rotating paddle bulk solids level switch, 200mm insertion length, 1-1/4in male NPT process connection, (1) SPDT relay, 20 to 28 VDC operating voltage. Hinged paddle included. | Stock | 219
PLS-4P-2-24D-HAZ | ProSense rotating paddle bulk solids level switch, 200mm insertion length, 1-1/4in male NPT process connection, (1) SPDT relay, 20 to 28 VDC operating voltage. Hinged paddle included. Hazardous location rated. | Stock | 280
PLS-4P-3-115 | ProSense rotating paddle bulk solids level switch, 300mm insertion length, 1-1/4in male NPT process connection, (1) SPDT relay, 115 VAC operating voltage. Hinged paddle included. | Stock | 198
PLS-4P-3-115-HAZ | ProSense rotating paddle bulk solids level switch, 300mm insertion length, 1-1/4in male NPT process connection, (1) SPDT relay, 115 VAC operating voltage. Hinged paddle included. Hazardous location rated. | Stock | 237
PLS-4P-3-230 | ProSense rotating paddle bulk solids level switch, 300mm insertion length, 1-1/4in male NPT process connection, (1) SPDT relay, 230 VAC operating voltage. Hinged paddle included. | Stock | 198
PLS-4P-3-230-HAZ | ProSense rotating paddle bulk solids level switch, 300mm insertion length, 1-1/4in male NPT process connection, (1) SPDT relay, 230 VAC operating voltage. Hinged paddle included. Hazardous location rated. | Stock | 237
PLS-4P-3-24D | ProSense rotating paddle bulk solids level switch, 300mm insertion length, 1-1/4in male NPT process connection, (1) SPDT relay, 20 to 28 VDC operating voltage. Hinged paddle included. | Stock | 222
PLS-4P-3-24D-HAZ | ProSense rotating paddle bulk solids level switch, 300mm insertion length, 1-1/4in male NPT process connection, (1) SPDT relay, 20 to 28 VDC operating voltage. Hinged paddle included. Hazardous location rated. | Stock | 283
PLS-4P-R-115 | ProSense rotating paddle bulk solids level switch, 2000mm rope insertion length, 1-1/4in male NPT process connection, (1) SPDT relay, 115 VAC operating voltage. Hinged paddle included. | Stock | 252
PLS-4P-R-115-HAZ | ProSense rotating paddle bulk solids level switch, 2000mm rope insertion length, 1-1/4in male NPT process connection, (1) SPDT relay, 115 VAC operating voltage. Hinged paddle included. Hazardous location rated. | Stock | 291
PLS-4P-R-230 | ProSense rotating paddle bulk solids level switch, 2000mm rope insertion length, 1-1/4in male NPT process connection, (1) SPDT relay, 230 VAC operating voltage. Hinged paddle included. | Stock | 252
PLS-4P-R-230-HAZ | ProSense rotating paddle bulk solids level switch, 2000mm rope insertion length, 1-1/4in male NPT process connection, (1) SPDT relay, 230 VAC operating voltage. Hinged paddle included. Hazardous location rated. | Stock | 291
PLS-4P-R-24D | ProSense rotating paddle bulk solids level switch, 2000mm rope insertion length, 1-1/4in male NPT process connection, (1) SPDT relay, 20 to 28 VDC operating voltage. Hinged paddle included. | Stock | 276
PLS-4P-R-24D-HAZ | ProSense rotating paddle bulk solids level switch, 2000mm rope insertion length, 1-1/4in male NPT process connection, (1) SPDT relay, 20 to 28 VDC operating voltage. Hinged paddle included. Hazardous location rated. | Stock | 337
PLS-L115 | ProSense indicating light, 115 VAC. For use with ProSense PLS Series rotating paddle level switches. NOT for use with the -HAZ hazardous area models. | Stock | 28
PLS-L230 | ProSense indicating light, 230 VAC. For use with ProSense PLS Series rotating paddle level switches. NOT for use with the -HAZ hazardous area models. | Stock | 28
PLS-L24 | ProSense indicating light, 20-28 VDC. For use with ProSense PLS Series rotating paddle level switches. NOT for use with the -HAZ hazardous area models. | Stock | 28
PLTC3-16-1S-1 | Southwire instrumentation cable, Type PLTC and Type ITC, 300V, 1 twisted pair, 16 AWG, PVC conductor insulation material, black and white numbered pairs, overall shielded, PVC jacket, black, cut to length. | Stock | 0.42 | 0.4368
PLTC3-16-2S-1 | Southwire instrumentation cable, Type PLTC and Type ITC, 300V, 2 twisted pairs, 16 AWG, PVC conductor insulation material, black and white numbered pairs, overall shielded, PVC jacket, black, cut to length. | Stock | 0.74 | 0.7696
PLTC3-16-2SS-1 | Southwire instrumentation cable, Type PLTC and Type ITC, 300V, 2 twisted pairs, 16 AWG, PVC conductor insulation material, black and white numbered pairs, individual and overall shielded, PVC jacket, black, cut to length. | Stock | 0.9 | 0.936
PLTC3-16-4S-1 | Southwire instrumentation cable, Type PLTC and Type ITC, 300V, 4 twisted pairs, 16 AWG, PVC conductor insulation material, black and white numbered pairs, overall shielded, PVC jacket, black, cut to length. | Stock | 1.35 | 1.404
PLTC3-16-4SS-1 | Southwire instrumentation cable, Type PLTC and Type ITC, 300V, 4 twisted pairs, 16 AWG, PVC conductor insulation material, black and white numbered pairs, individual and overall shielded, PVC jacket, black, cut to length. | Stock | 1.64 | 1.7056
PLTC3-16-8S-1 | Southwire instrumentation cable, Type PLTC and Type ITC, 300V, 8 twisted pairs, 16 AWG, PVC conductor insulation material, black and white numbered pairs, overall shielded, PVC jacket, black, cut to length. | Stock | 2.46 | 2.5584
PLTC3-16-8SS-1 | Southwire instrumentation cable, Type PLTC and Type ITC, 300V, 8 twisted pairs, 16 AWG, PVC conductor insulation material, black and white numbered pairs, individual and overall shielded, PVC jacket, black, cut to length. | Stock | 2.97 | 3.0888
PLTC3-18-1S-1 | Southwire instrumentation cable, Type PLTC and Type ITC, 300V, 1 twisted pair, 18 AWG, PVC conductor insulation material, black and white numbered pairs, overall shielded, PVC jacket, black, cut to length. | Stock | 0.28 | 0.2912
PLTC3-18-1TS-1 | Quabbin instrumentation cable, Type PLTC and Type ITC, 300V, 1 twisted triad, 18 AWG, PVC conductor insulation material, black, white and red, overall shielded, PVC jacket, black, cut to length. | Stock | 0.31 | 0.36115
PLTC3-18-2S-1 | Southwire instrumentation cable, Type PLTC and Type ITC, 300V, 2 twisted pairs, 18 AWG, PVC conductor insulation material, black and white numbered pairs, overall shielded, PVC jacket, black, cut to length. | Stock | 0.55 | 0.572
PLTC3-18-2SS-1 | Southwire instrumentation cable, Type PLTC and Type ITC, 300V, 2 twisted pairs, 18 AWG, PVC conductor insulation material, black and white numbered pairs, individual and overall shielded, PVC jacket, black, cut to length. | Stock | 0.62 | 0.6448
PLTC3-18-2TS-1 | Quabbin instrumentation cable, Type PLTC and Type ITC, 300V, 2 twisted triads, 18 AWG, PVC conductor insulation material, black, white and red, overall shielded, PVC jacket, black, cut to length. | Stock | 0.57 | 0.66405
PLTC3-18-2TSS-1 | Quabbin instrumentation cable, Type PLTC and Type ITC, 300V, 2 twisted triads, 18 AWG, PVC conductor insulation material, black, white and red, individual and overall shielded, PVC jacket, black, cut to length. | Stock | 0.74 | 0.8621
PLTC3-18-4S-1 | Southwire instrumentation cable, Type PLTC and Type ITC, 300V, 4 twisted pairs, 18 AWG, PVC conductor insulation material, black and white numbered pairs, overall shielded, PVC jacket, black, cut to length. | Stock | 0.9 | 0.936
PLTC3-18-4SS-1 | Southwire instrumentation cable, Type PLTC and Type ITC, 300V, 4 twisted pairs, 18 AWG, PVC conductor insulation material, black and white numbered pairs, individual and overall shielded, PVC jacket, black, cut to length. | Stock | 1.13 | 1.1752
PLTC3-18-4TS-1 | Quabbin instrumentation cable, Type PLTC and Type ITC, 300V, 4 twisted triads, 18 AWG, PVC conductor insulation material, black, white and red, overall shielded, PVC jacket, black, cut to length. | Stock | 1.01 | 1.1766
PLTC3-18-4TSS-1 | Quabbin instrumentation cable, Type PLTC and Type ITC, 300V, 4 twisted triads, 18 AWG, PVC conductor insulation material, black, white and red, individual and overall shielded, PVC jacket, black, cut to length. | Stock | 1.19 | 1.3863
PLTC3-18-8S-1 | Southwire instrumentation cable, Type PLTC and Type ITC, 300V, 8 twisted pairs, 18 AWG, PVC conductor insulation material, black and white numbered pairs, overall shielded, PVC jacket, black, cut to length. | Stock | 1.54 | 1.6016
PLTC3-18-8SS-1 | Southwire instrumentation cable, Type PLTC and Type ITC, 300V, 8 twisted pairs, 18 AWG, PVC conductor insulation material, black and white numbered pairs, individual and overall shielded, PVC jacket, black, cut to length. | Stock | 2.03 | 2.1112
PLTC3-18-8TS-1 | Quabbin instrumentation cable, Type PLTC and Type ITC, 300V, 8 twisted triads, 18 AWG, PVC conductor insulation material, black, white and red, overall shielded, PVC jacket, black, cut to length. | Stock | 1.76 | 2.0504
PLTC3-18-8TSS-1 | Quabbin instrumentation cable, Type PLTC and Type ITC, 300V, 8 twisted triads, 18 AWG, PVC conductor insulation material, black, white and red, individual and overall shielded, PVC jacket, black, cut to length. | Stock | 2.15 | 2.5048
PLTC3-20-1S-1 | Quabbin instrumentation cable, Type PLTC, 300V, 1 twisted pair, 20 AWG, PVC conductor insulation material, black and white numbered pairs, overall shielded, PVC jacket, black, cut to length. | Stock | 0.2 | 0.233
PLTC3-20-1TS-1 | Quabbin instrumentation cable, Type PLTC and Type ITC, 300V, 1 twisted triad, 20 AWG, PVC conductor insulation material, black, white and red, overall shielded, PVC jacket, black, cut to length. | Stock | 0.25 | 0.29125
PLTC3-20-2S-1 | Quabbin instrumentation cable, Type PLTC, 300V, 2 twisted pairs, 20 AWG, PVC conductor insulation material, black and white numbered pairs, overall shielded, PVC jacket, black, cut to length. | Stock | 0.33 | 0.38445
PLTC3-20-2SS-1 | Quabbin instrumentation cable, Type PLTC, 300V, 2 twisted pairs, 20 AWG, PVC conductor insulation material, black and white numbered pairs, individual and overall shielded, PVC jacket, black, cut to length. | Stock | 0.42 | 0.4893
PLTC3-20-2TS-1 | Quabbin instrumentation cable, Type PLTC and Type ITC, 300V, 2 twisted triads, 20 AWG, PVC conductor insulation material, black, white and red, overall shielded, PVC jacket, black, cut to length. | Stock | 0.51 | 0.59415
PLTC3-20-2TSS-1 | Quabbin instrumentation cable, Type PLTC and Type ITC, 300V, 2 twisted triads, 20 AWG, PVC conductor insulation material, black, white and red, individual and overall shielded, PVC jacket, black, cut to length. | Stock | 0.61 | 0.71065
PLTC3-20-4S-1 | Quabbin instrumentation cable, Type PLTC, 300V, 4 twisted pairs, 20 AWG, PVC conductor insulation material, black and white numbered pairs, overall shielded, PVC jacket, black, cut to length. | Stock | 0.54 | 0.6291
PLTC3-20-4SS-1 | Quabbin instrumentation cable, Type PLTC, 300V, 4 twisted pairs, 20 AWG, PVC conductor insulation material, black and white numbered pairs, individual and overall shielded, PVC jacket, black, cut to length. | Stock | 0.73 | 0.85045
PLTC3-20-4TS-1 | Quabbin instrumentation cable, Type PLTC and Type ITC, 300V, 4 twisted triads, 20 AWG, PVC conductor insulation material, black, white and red, overall shielded, PVC jacket, black, cut to length. | Stock | 0.83 | 0.96695
PLTC3-20-4TSS-1 | Quabbin instrumentation cable, Type PLTC and Type ITC, 300V, 4 twisted triads, 20 AWG, PVC conductor insulation material, black, white and red, individual and overall shielded, PVC jacket, black, cut to length. | Stock | 0.97 | 1.13
PLTC3-20-8S-1 | Quabbin instrumentation cable, Type PLTC, 300V, 8 twisted pairs, 20 AWG, PVC conductor insulation material, black and white numbered pairs, overall shielded, PVC jacket, black, cut to length. | Stock | 0.99 | 1.1534
PLTC3-20-8SS-1 | Quabbin instrumentation cable, Type PLTC, 300V, 8 twisted pairs, 20 AWG, PVC conductor insulation material, black and white numbered pairs, individual and overall shielded, PVC jacket, black, cut to length. | Stock | 1.25 | 1.4563
PLTC3-20-8TS-1 | Quabbin instrumentation cable, Type PLTC and Type ITC, 300V, 8 twisted triads, 20 AWG, PVC conductor insulation material, black, white and red, overall shielded, PVC jacket, black, cut to length. | Stock | 1.42 | 1.6543
PLTC3-20-8TSS-1 | Quabbin instrumentation cable, Type PLTC and Type ITC, 300V, 8 twisted triads, 20 AWG, PVC conductor insulation material, black, white and red, individual and overall shielded, PVC jacket, black, cut to length. | Stock | 1.76 | 2.0504
PLUG10M | NITRA pneumatic push-to-connect fitting, male, plug, thermoplastic (PBT) body, 10mm plug-in connection(s). Package of 5. | Stock | 4 | 4.25
PLUG12 | NITRA pneumatic push-to-connect fitting, plug, thermoplastic (PBT) body, 1/2in plug-in connection(s). Package of 5. | Stock | 4.25 | 4.75
PLUG12M | NITRA pneumatic push-to-connect fitting, plug, thermoplastic (PBT) body, 12mm plug-in connection(s). Package of 5. | Stock | 4.25 | 4.75
PLUG14 | NITRA pneumatic push-to-connect fitting, plug, thermoplastic (PBT) body, 1/4in plug-in connection(s). Package of 5. | Stock | 3 | 3.25
PLUG14-P | HydroMode potable water push-to-connect fitting, plug, acetal body, (1) 1/4in plug-in connection(s), NSF/ANSI 61. Package of 5. | Stock | 2.5 | 2.75
PLUG16M | NITRA pneumatic push-to-connect fitting, plug, thermoplastic (PBT) body, 16mm plug-in connection(s). Package of 5. | Stock | 8.75 | 9.5
PLUG38 | NITRA pneumatic push-to-connect fitting, plug, thermoplastic (PBT) body, 3/8in plug-in connection(s). Package of 5. | Stock | 3.75 | 4
PLUG38-P | HydroMode potable water push-to-connect fitting, plug, acetal body, (1) 3/8in plug-in connection(s), NSF/ANSI 61. Package of 5. | Stock | 3 | 3.25
PLUG532 | NITRA pneumatic push-to-connect fitting, plug, thermoplastic (PBT) body, 5/32in (4mm) plug-in connection(s). Package of 5. | Stock | 2.75 | 3
PLUG6M | NITRA pneumatic push-to-connect fitting, plug, thermoplastic (PBT) body, 6mm plug-in connection(s). Package of 5. | Stock | 2.75 | 3
PLUG8M | NITRA pneumatic push-to-connect fitting, plug, thermoplastic (PBT) body, 5/16in (8mm) plug-in connection(s). Package of 5. | Stock | 3.5 | 3.75
PM10-12 | AttaBox pole mounting kit, for use with Heartland series enclosures 10-12in width. | Stock | 53 | 65
PM14-16 | AttaBox pole mounting kit, for use with Heartland series enclosures 14-16in width. | Stock | 57 | 70
PM18-24 | AttaBox pole mounting kit, for use with Heartland series enclosures 18-24in width. | Stock | 61 | 82
PM6-8 | AttaBox pole mounting kit, for use with Heartland series enclosures 6-8in width. | Stock | 49 | 60
PMB110127KIT1 | Hammond pole mounting kit, accommodates 7in or less. For use with 1554Q, 1555Q, 1554QA, 1555QA, 1554R, 1555R, 1555RF, 1554S, 1555S, 1554V, 1555VA, 1554V, 1555VB, 1590Z160, 1590Z162, 1590Z166 and 1590ZGRP16x enclosures of all materials and colors. | Stock | 27.5 | 28
PMB110127KIT2 | Hammond pole mounting kit, accommodates 15in or less. For use with 1554Q, 1555Q, 1554QA, 1555QA, 1554R, 1555R, 1555RF, 1554S, 1555S, 1554V, 1555VA, 1554V, 1555VB, 1590Z160, 1590Z162, 1590Z166 and 1590ZGRP16x enclosures of all materials and colors. | Stock | 31.5 | 32.5
PMB110127KIT3 | Hammond pole mounting kit, accommodates 7in or less. For use with 1557H and 1557HA enclosures of all materials and colors. | Stock | 27.5 | 28
PMB110127KIT4 | Hammond pole mounting kit, accommodates 15in or less. For use with 1557H and 1557HA enclosures of all materials and colors. | Stock | 31.5 | 32.5
PMB127155KIT1 | Hammond pole mounting kit, accommodates 7in or less. For use with 1554W, 1555W, 1554WA and 1555WA enclosures of all materials and colors. | Stock | 31 | 32
PMB127155KIT2 | Hammond pole mounting kit, accommodates 15in or less. For use with 1554W, 1555W, 1554WA and 1555WA enclosures of all materials and colors. | Stock | 35.5 | 36
PMB180200KIT1 | Hammond pole mounting kit, accommodates 7in or less. For use with 1554, 1555, 1554A, 1555A, 1554Y, 1555Y, 1554Y, 1555YA, 1590Z23x and 1590ZGRP23x enclosures of all materials and colors. | Stock | 31 | 32
PMB180200KIT2 | Hammond pole mounting kit, accommodates 15in or less. For use with 1554, 1555, 1554A, 1555A, 1554Y, 1555Y, 1554Y, 1555YA, 1590Z23x and 1590ZGRP23x enclosures of all materials and colors. | Stock | 35.5 | 36
PMB4045KIT1 | Hammond pole mounting kit, accommodates 7in or less. For use with 1555BF, 1555CF, 1590ZGRP08x and 1590ZGRP131 enclosures of all materials and colors. | Stock | 20.5 | 21
PMB4045KIT2 | Hammond pole mounting kit, accommodates 15in or less. For use with 1555BF, 1555CF, 1590ZGRP08x and 1590ZGRP131 enclosures of all materials and colors. | Stock | 25 | 25.5
PMB5057KIT1 | Hammond pole mounting kit, accommodates 7in or less. For use with 1554E, 1554EE, 1555E, 1555EE, 1554F, 1555F, 1555FF, 1554G, 1555G, 1554J, 1555J, 1555JF, 1554K and 1555K enclosures of all materials and colors. | Stock | 21.5 | 22
PMB5057KIT2 | Hammond pole mounting kit, accommodates 15in or less. For use with 1554E, 1554EE, 1555E, 1555EE, 1554F, 1555F, 1555FF, 1554G, 1555G, 1554J, 1555J, 1555JF, 1554K and 1555K enclosures of all materials and colors. | Stock | 25.5 | 26
PMB5057KIT3 | Hammond pole mounting kit, accommodates 7in or less. For use with 1557D and 1557DA enclosures of all materials and colors. | Stock | 21.5 | 22
PMB5057KIT4 | Hammond pole mounting kit, accommodates 15in or less. For use with 1557D and 1557DA enclosures of all materials and colors. | Stock | 25.5 | 26
PMB5057WKIT1 | Hammond pole mounting kit, accommodates 7in or less. For use with 1557B and 1557BA enclosures of all materials and colors. | Stock | 21.5 | 22
PMB5057WKIT2 | Hammond pole mounting kit, accommodates 15in or less. For use with 1557B and 1557BA enclosures of all materials and colors. | Stock | 25.5 | 26
PMB6687KIT1 | Hammond pole mounting kit, accommodates 7in or less. | Stock | 25 | 25.5
PMB6687KIT2 | Hammond pole mounting kit, accommodates 15in or less. | Stock | 29 | 29.5
PMB6687KIT3 | Hammond pole mounting kit, accommodates 7in or less. For use with 1557F and 1557FA enclosures of all materials and colors. | Stock | 25 | 25.5
PMB6687KIT4 | Hammond pole mounting kit, accommodates 15in or less. For use with 1557F and 1557FA enclosures of all materials and colors. | Stock | 29 | 29.5
PMH15GY | Hammond pole mounting horizontal channel, for use with 12-16in width Eclipse Junior series and 1414N4 enclosures; 12-20in width Eclipse series and 1418N4 enclosures. | Stock | 47 | 50
PMH25GY | Hammond pole mounting horizontal channel, for use with 24-30in width 1418N4 enclosures and 24in width Eclipse series enclosures. | Stock | 51 | 55
PMH35GY | Hammond pole mounting horizontal channel, for use with 36in width 1418N4 enclosures and 30-36in width Eclipse series enclosures. | Stock | 59 | 63
PMKG-1210-P10 | Integra pole mounting kit, accommodates 9-1/2 to 12in pole diameter, galvanized steel components and zinc-plated steel fasteners. For use with 10in wide Premium series polycarbonate enclosures. | Stock | 74 | 78
PMKG-1212-P10 | Integra pole mounting kit, accommodates 9-1/2 to 12in pole diameter, galvanized steel components and zinc-plated steel fasteners. For use with 12in wide Premium series polycarbonate enclosures. | Stock | 76 | 80
PMKG-1214-P10 | Integra pole mounting kit, accommodates 9-1/2 to 12in pole diameter, galvanized steel components and zinc-plated steel fasteners. For use with 14in wide Premium series polycarbonate enclosures. | Stock | 77 | 81
PMKG-1216-GEN-P10 | Integra pole mounting kit, accommodates 9-1/2 to 12in pole diameter, galvanized steel components and zinc-plated steel fasteners. For use with 16in wide Genesis series polycarbonate enclosures. | Stock | 80 | 84
PMKG-1216-P10 | Integra pole mounting kit, accommodates 9-1/2 to 12in pole diameter, galvanized steel components and zinc-plated steel fasteners. For use with 16in wide Premium series polycarbonate enclosures. | Stock | 79 | 83
PMKG-1224-P10 | Integra pole mounting kit, accommodates 9-1/2 to 12in pole diameter, galvanized steel components and zinc-plated steel fasteners. For use with 24in wide Genesis series polycarbonate enclosures. | Stock | 76 | 80
PMKG-126-IMP-P10 | Integra pole mounting kit, accommodates 9-1/2 to 12in pole diameter, galvanized steel components and zinc-plated steel fasteners. For use with 6in wide Impact series polycarbonate enclosures. | Stock | 70 | 74
PMKG-126-P10 | Integra pole mounting kit, accommodates 9-1/2 to 12in pole diameter, galvanized steel components and zinc-plated steel fasteners. For use with 6in wide Premium series polycarbonate enclosures. | Stock | 70 | 74
PMKG-128-IMP-P10 | Integra pole mounting kit, accommodates 9-1/2 to 12in pole diameter, galvanized steel components and zinc-plated steel fasteners. For use with 8in wide Impact series polycarbonate enclosures. | Stock | 72 | 75
PMKG-128-P10 | Integra pole mounting kit, accommodates 9-1/2 to 12in pole diameter, galvanized steel components and zinc-plated steel fasteners. For use with 8in wide Premium series polycarbonate enclosures. | Stock | 72 | 75
PMKG-12-IMP-P10 | Integra light-duty pole mounting kit, accommodates up to 12in pole diameter, plastic components and zinc-plated steel fasteners. For use with 4in wide Impact series polycarbonate enclosures. | Stock | 30 | 32
PMKG-210-P10 | Integra pole mounting kit, accommodates 2in pole diameter, galvanized steel components and zinc-plated steel fasteners. For use with 10in wide Premium series polycarbonate enclosures. | Stock | 49 | 52
PMKG-212-P10 | Integra pole mounting kit, accommodates 2in pole diameter, galvanized steel components and zinc-plated steel fasteners. For use with 12in wide Premium series polycarbonate enclosures. | Stock | 50 | 53
PMKG-214-P10 | Integra pole mounting kit, accommodates 2in pole diameter, galvanized steel components and zinc-plated steel fasteners. For use with 14in wide Premium series polycarbonate enclosures. | Stock | 52 | 55
PMKG-216-GEN-P10 | Integra pole mounting kit, accommodates 2in pole diameter, galvanized steel components and zinc-plated steel fasteners. For use with 16in wide Genesis series polycarbonate enclosures. | Stock | 57 | 60
PMKG-216-P10 | Integra pole mounting kit, accommodates 2in pole diameter, galvanized steel components and zinc-plated steel fasteners. For use with 16in wide Premium series polycarbonate enclosures. | Stock | 56 | 59
PMKG-224-P10 | Integra pole mounting kit, accommodates 2in pole diameter, galvanized steel components and zinc-plated steel fasteners. For use with 24in wide Genesis series polycarbonate enclosures. | Stock | 52 | 55
PMKG-26-IMP-P10 | Integra pole mounting kit, accommodates 2in pole diameter, galvanized steel components and zinc-plated steel fasteners. For use with 6in wide Impact series polycarbonate enclosures. | Stock | 45.5 | 48
PMKG-26-P10 | Integra pole mounting kit, accommodates 2in pole diameter, galvanized steel components and zinc-plated steel fasteners. For use with 6in wide Premium series polycarbonate enclosures. | Stock | 45.5 | 48
PMKG-28-IMP-P10 | Integra pole mounting kit, accommodates 2in pole diameter, galvanized steel components and zinc-plated steel fasteners. For use with 8in wide Impact series polycarbonate enclosures. | Stock | 49 | 52
PMKG-28-P10 | Integra pole mounting kit, accommodates 2in pole diameter, galvanized steel components and zinc-plated steel fasteners. For use with 8in wide Premium series polycarbonate enclosures. | Stock | 49 | 52
PMKG-310-P10 | Integra pole mounting kit, accommodates 3in pole diameter, galvanized steel components and zinc-plated steel fasteners. For use with 10in wide Premium series polycarbonate enclosures. | Stock | 55 | 58
PMKG-312-P10 | Integra pole mounting kit, accommodates 3in pole diameter, galvanized steel components and zinc-plated steel fasteners. For use with 12in wide Premium series polycarbonate enclosures. | Stock | 57 | 59
PMKG-314-P10 | Integra pole mounting kit, accommodates 3in pole diameter, galvanized steel components and zinc-plated steel fasteners. For use with 14in wide Premium series polycarbonate enclosures. | Stock | 59 | 62
PMKG-316-GEN-P10 | Integra pole mounting kit, accommodates 3in pole diameter, galvanized steel components and zinc-plated steel fasteners. For use with 16in wide Genesis series polycarbonate enclosures. | Stock | 63 | 66
PMKG-316-P10 | Integra pole mounting kit, accommodates 3in pole diameter, galvanized steel components and zinc-plated steel fasteners. For use with 16in wide Premium series polycarbonate enclosures. | Stock | 62 | 65
PMKG-324-P10 | Integra pole mounting kit, accommodates 3in pole diameter, galvanized steel components and zinc-plated steel fasteners. For use with 24in wide Genesis series polycarbonate enclosures. | Stock | 57 | 60
PMKG-36-IMP-P10 | Integra pole mounting kit, accommodates 3in pole diameter, galvanized steel components and zinc-plated steel fasteners. For use with 6in wide Impact series polycarbonate enclosures. | Stock | 55 | 58
PMKG-36-P10 | Integra pole mounting kit, accommodates 3in pole diameter, galvanized steel components and zinc-plated steel fasteners. For use with 6in wide Premium series polycarbonate enclosures. | Stock | 55 | 58
PMKG-38-IMP-P10 | Integra pole mounting kit, accommodates 3in pole diameter, galvanized steel components and zinc-plated steel fasteners. For use with 8in wide Impact series polycarbonate enclosures. | Stock | 55 | 58
PMKG-38-P10 | Integra pole mounting kit, accommodates 3in pole diameter, galvanized steel components and zinc-plated steel fasteners. For use with 8in wide Premium series polycarbonate enclosures. | Stock | 55 | 58
PMKG-410-P10 | Integra pole mounting kit, accommodates 4in pole diameter, galvanized steel components and zinc-plated steel fasteners. For use with 10in wide Premium series polycarbonate enclosures. | Stock | 58 | 62
PMKG-412-P10 | Integra pole mounting kit, accommodates 4in pole diameter, galvanized steel components and zinc-plated steel fasteners. For use with 12in wide Premium series polycarbonate enclosures. | Stock | 59 | 62
PMKG-414-P10 | Integra pole mounting kit, accommodates 4in pole diameter, galvanized steel components and zinc-plated steel fasteners. For use with 14in wide Premium series polycarbonate enclosures. | Stock | 64 | 67
PMKG-416-GEN-P10 | Integra pole mounting kit, accommodates 4in pole diameter, galvanized steel components and zinc-plated steel fasteners. For use with 16in wide Genesis series polycarbonate enclosures. | Stock | 70 | 74
PMKG-416-P10 | Integra pole mounting kit, accommodates 4in pole diameter, galvanized steel components and zinc-plated steel fasteners. For use with 16in wide Premium series polycarbonate enclosures. | Stock | 69 | 73
PMKG-424-P10 | Integra pole mounting kit, accommodates 4in pole diameter, galvanized steel components and zinc-plated steel fasteners. For use with 24in wide Genesis series polycarbonate enclosures. | Stock | 62 | 65
PMKG-46-IMP-P10 | Integra pole mounting kit, accommodates 4in pole diameter, galvanized steel components and zinc-plated steel fasteners. For use with 6in wide Impact series polycarbonate enclosures. | Stock | 57 | 60
PMKG-46-P10 | Integra pole mounting kit, accommodates 4in pole diameter, galvanized steel components and zinc-plated steel fasteners. For use with 6in wide Premium series polycarbonate enclosures. | Stock | 57 | 60
PMKG-48-IMP-P10 | Integra pole mounting kit, accommodates 4in pole diameter, galvanized steel components and zinc-plated steel fasteners. For use with 8in wide Impact series polycarbonate enclosures. | Stock | 57 | 60
PMKG-48-P10 | Integra pole mounting kit, accommodates 4in pole diameter, galvanized steel components and zinc-plated steel fasteners. For use with 8in wide Premium series polycarbonate enclosures. | Stock | 57 | 60
PMKLRG | Wiegmann pole mounting kit, accommodates 14in or less, ANSI 61 gray powder coated components. For use with Hubbell-Wiegmann enclosures 24-36in width. | from vendor up to 7 business days | 270 | 277
PMKLRGSS | Wiegmann pole mounting kit, accommodates 14in or less, 304 stainless steel components. For use with Hubbell-Wiegmann enclosures 24-36in width. | from vendor up to 7 business days | 541 | 554
PMKSML | Wiegmann pole mounting kit, accommodates 14in or less, ANSI 61 gray powder coated components. For use with Hubbell-Wiegmann enclosures 12-20in width. | from vendor up to 0 business day | 223 | 228
PMKSMLSS | Wiegmann pole mounting kit, accommodates 14in or less, 304 stainless steel components. For use with Hubbell-Wiegmann enclosures 12-20in width. | from vendor up to 7 business days | 445 | 456
PMRR-1C-480A-TL | ProSense phase monitor relay, 3-phase, socket mount, finger-safe, 190-500 VAC input voltage, SPDT, 10A contact rating, 8-pin, LED indicator(s), phase reversal protection. | Stock | 42 | 43.5
PMRRL-1C-208A-TL | ProSense phase monitor relay, 3-phase, socket mount, finger-safe, 208 VAC input voltage, SPDT, 10A contact rating, 8-pin, LED indicator(s), phase reversal, phase loss and undervoltage protection. | Stock | 48.5 | 50
PMRRL-1C-240A-TL | ProSense phase monitor relay, 3-phase, socket mount, finger-safe, 240 VAC input voltage, SPDT, 10A contact rating, 8-pin, LED indicator(s), phase reversal, phase loss and undervoltage protection. | Stock | 48.5 | 50
PMRRL-1C-480A-TL | ProSense phase monitor relay, 3-phase, socket mount, finger-safe, 480 VAC input voltage, SPDT, 10A contact rating, 8-pin, LED indicator(s), phase reversal, phase loss and undervoltage protection. | Stock | 48.5 | 50
PMRU-1C-480A-TL | ProSense phase monitor relay, 3-phase, socket mount, finger-safe, 190-500 VAC input voltage, SPDT, 10A contact rating, 8-pin, LED indicator(s), phase reversal, phase loss, phase unbalance, overvoltage and undervoltage protection. | Stock | 70 | 73
PMSTRAP40 | Hammond pole mounting strap, accommodates 10in or less pole diameter. | Stock | 52 | 55
PMSTRAP55 | Hammond pole mounting strap, accommodates 15in or less pole diameter. | Stock | 48 | 52
PMTC-10U-4BK-1 | Southwire flexible multi-conductor power/control cable, 4 conductors (includes ground), 10 AWG, PVC/Nylon conductor insulation material, black with white numbers and green/yellow ground, unshielded, TPE jacket, black, cut to length. | Stock | 2.81 | 2.9224
PMTC-10U-5BK-1 | Southwire flexible multi-conductor power/control cable, 5 conductors (includes ground), 10 AWG, PVC/Nylon conductor insulation material, black with white numbers and green/yellow ground, unshielded, TPE jacket, black, cut to length. | Stock | 3.44 | 3.5776
PMTC-12U-3BK-1 | Southwire flexible multi-conductor power/control cable, 3 conductors (includes ground), 12 AWG, PVC/Nylon conductor insulation material, black with white numbers and green/yellow ground, unshielded, TPE jacket, black, cut to length. | Stock | 1.62 | 1.6848
PMTC-12U-4BK-1 | Southwire flexible multi-conductor power/control cable, 4 conductors (includes ground), 12 AWG, PVC/Nylon conductor insulation material, black with white numbers and green/yellow ground, unshielded, TPE jacket, black, cut to length. | Stock | 1.9 | 1.976
PMTC-12U-5BK-1 | Southwire flexible multi-conductor power/control cable, 5 conductors (includes ground), 12 AWG, PVC/Nylon conductor insulation material, black with white numbers and green/yellow ground, unshielded, TPE jacket, black, cut to length. | Stock | 2.28 | 2.3712
PMTC-12U-7BK-1 | Southwire flexible multi-conductor power/control cable, 7 conductors (includes ground), 12 AWG, PVC/Nylon conductor insulation material, black with white numbers and green/yellow ground, unshielded, TPE jacket, black, cut to length. | Stock | 3.15 | 3.276
PMTC-14U-12BK-1 | Southwire flexible multi-conductor power/control cable, 12 conductors (includes ground), 14 AWG, PVC/Nylon conductor insulation material, black with white numbers and green/yellow ground, unshielded, TPE jacket, black, cut to length. | Stock | 3.51 | 3.6504
PMTC-14U-18BK-1 | Southwire flexible multi-conductor power/control cable, 18 conductors (includes ground), 14 AWG, PVC/Nylon conductor insulation material, black with white numbers and green/yellow ground, unshielded, TPE jacket, black, cut to length. | Stock | 4.81 | 5.0024
PMTC-14U-3BK-1 | Southwire flexible multi-conductor power/control cable, 3 conductors (includes ground), 14 AWG, PVC/Nylon conductor insulation material, black with white numbers and green/yellow ground, unshielded, TPE jacket, black, cut to length. | Stock | 1 | 1.04
PMTC-14U-4BK-1 | Southwire flexible multi-conductor power/control cable, 4 conductors (includes ground), 14 AWG, PVC/Nylon conductor insulation material, black with white numbers and green/yellow ground, unshielded, TPE jacket, black, cut to length. | Stock | 1.25 | 1.3
PMTC-14U-9BK-1 | Southwire flexible multi-conductor power/control cable, 9 conductors (includes ground), 14 AWG, PVC/Nylon conductor insulation material, black with white numbers and green/yellow ground, unshielded, TPE jacket, black, cut to length. | Stock | 2.59 | 2.6936
PMTC-16U-12BK-1 | Southwire flexible multi-conductor power/control cable, 12 conductors (includes ground), 16 AWG, PVC/Nylon conductor insulation material, black with white numbers and green/yellow ground, unshielded, TPE jacket, black, cut to length. | Stock | 2.35 | 2.444
PMTC-16U-3BK-1 | Southwire flexible multi-conductor power/control cable, 3 conductors (includes ground), 16 AWG, PVC/Nylon conductor insulation material, black with white numbers and green/yellow ground, unshielded, TPE jacket, black, cut to length. | Stock | 0.71 | 0.7384
PMTC-16U-4BK-1 | Southwire flexible multi-conductor power/control cable, 4 conductors (includes ground), 16 AWG, PVC/Nylon conductor insulation material, black with white numbers and green/yellow ground, unshielded, TPE jacket, black, cut to length. | Stock | 0.85 | 0.884
PMTC-16U-5BK-1 | Southwire flexible multi-conductor power/control cable, 5 conductors (includes ground), 16 AWG, PVC/Nylon conductor insulation material, black with white numbers and green/yellow ground, unshielded, TPE jacket, black, cut to length. | Stock | 1.03 | 1.0712
PMTC-16U-9BK-1 | Southwire flexible multi-conductor power/control cable, 9 conductors (includes ground), 16 AWG, PVC/Nylon conductor insulation material, black with white numbers and green/yellow ground, unshielded, TPE jacket, black, cut to length. | Stock | 1.71 | 1.7784
PMTC-18U-12BK-1 | Southwire flexible multi-conductor power/control cable, 12 conductors (includes ground), 18 AWG, PVC/Nylon conductor insulation material, black with white numbers and green/yellow ground, unshielded, TPE jacket, black, cut to length. | Stock | 1.61 | 1.6744
PMTC-18U-25BK-1 | Southwire flexible multi-conductor power/control cable, 25 conductors (includes ground), 18 AWG, PVC/Nylon conductor insulation material, black with white numbers and green/yellow ground, unshielded, TPE jacket, black, cut to length. | Stock | 3.27 | 3.4008
PMTC-18U-3BK-1 | Southwire flexible multi-conductor power/control cable, 3 conductors (includes ground), 18 AWG, PVC/Nylon conductor insulation material, black with white numbers and green/yellow ground, unshielded, TPE jacket, black, cut to length. | Stock | 0.51 | 0.5304
PMTC-18U-4BK-1 | Southwire flexible multi-conductor power/control cable, 4 conductors (includes ground), 18 AWG, PVC/Nylon conductor insulation material, black with white numbers and green/yellow ground, unshielded, TPE jacket, black, cut to length. | Stock | 0.64 | 0.6656
PMTC-18U-5BK-1 | Southwire flexible multi-conductor power/control cable, 5 conductors (includes ground), 18 AWG, PVC/Nylon conductor insulation material, black with white numbers and green/yellow ground, unshielded, TPE jacket, black, cut to length. | Stock | 0.77 | 0.8008
PMTC-18U-7BK-1 | Southwire flexible multi-conductor power/control cable, 7 conductors (includes ground), 18 AWG, PVC/Nylon conductor insulation material, black with white numbers and green/yellow ground, unshielded, TPE jacket, black, cut to length. | Stock | 1 | 1.04
PMTC-18U-9BK-1 | Southwire flexible multi-conductor power/control cable, 9 conductors (includes ground), 18 AWG, PVC/Nylon conductor insulation material, black with white numbers and green/yellow ground, unshielded, TPE jacket, black, cut to length. | Stock | 1.21 | 1.2584
PMTC-8U-4BK-1 | Southwire flexible multi-conductor power/control cable, 4 conductors (includes ground), 8 AWG, PVC/Nylon conductor insulation material, black with white numbers and green/yellow ground, unshielded, TPE jacket, black, cut to length. | Stock | 4.89 | 5.0856
PMU14A | NITRA pneumatic push-to-connect fitting, inline pressure indicator, technopolymer body, 1/4in tube inlet(s), 1/4in tube outlet(s), 29-145 psi range, orange indication. | Stock | 14 | 14.5
PMU14G | NITRA pneumatic push-to-connect fitting, inline pressure indicator, technopolymer body, 1/4in tube inlet(s), 1/4in tube outlet(s), 29-145 psi range, green indication. | Stock | 14 | 14.5
PMU516A | NITRA pneumatic push-to-connect fitting, inline pressure indicator, technopolymer body, 5/16in (8mm) tube inlet(s), 5/16in (8mm) tube outlet(s), 29-145 psi range, orange indication. | Stock | 15 | 15.5
PMU516G | NITRA pneumatic push-to-connect fitting, inline pressure indicator, technopolymer body, 5/16in (8mm) tube inlet(s), 5/16in (8mm) tube outlet(s), 29-145 psi range, green indication. | Stock | 15 | 15.5
PMV1216GY | Hammond pole mounting vertical channel, accommodates 4in or greater pole diameter. For use with 12-16in height Eclipse series, Eclipse Junior series, 1414N4 and 1418N4 enclosures. | Stock | 30.5 | 32.5
PMV2024GY | Hammond pole mounting vertical channel, accommodates 4in or greater pole diameter. For use with 20-24in height Eclipse series and 1418N4 enclosures. | Stock | 33.5 | 35.5
PMV3036GY | Hammond pole mounting vertical channel, accommodates 4in or greater pole diameter. For use with 30-36in height Eclipse series and 1418N4 enclosures. | Stock | 38 | 40.5
PMV4248GY | Hammond pole mounting vertical channel, accommodates 4in or greater pole diameter. For use with 42-48in height Eclipse series and 1418N4 enclosures. | Stock | 44 | 47
PMW-0N-1H | Micro Detectors inductive proximity sensor, tubular, 12mm diameter x 64.8mm body, stainless steel housing, NPN, N.O./N.C. complementary outputs, 2mm sensing distance, flush, 2 kHz switching frequency, IP67 IP68, 4-pin M12 quick-disconnect. | Stock | 43 | 44.5
PMW-0N-2H | Micro Detectors inductive proximity sensor, tubular, 12mm diameter x 64.8mm body, stainless steel housing, NPN, N.O./N.C. complementary outputs, 4mm sensing distance, non-flush, 2 kHz switching frequency, IP67 IP68, 4-pin M12 quick-disconnect. | Stock | 43 | 44.5
PMW-0P-1H | Micro Detectors inductive proximity sensor, tubular, 12mm diameter x 64.8mm body, stainless steel housing, PNP, N.O./N.C. complementary outputs, 2mm sensing distance, flush, 2 kHz switching frequency, IP67 IP68, 4-pin M12 quick-disconnect. | Stock | 43 | 44.5
PMW-0P-2H | Micro Detectors inductive proximity sensor, tubular, 12mm diameter x 64.8mm body, stainless steel housing, PNP, N.O./N.C. complementary outputs, 4mm sensing distance, non-flush, 2 kHz switching frequency, IP67 IP68, 4-pin M12 quick-disconnect. | Stock | 43 | 44.5
PMW2-AP-3H | ProSense inductive proximity sensor, tubular, 12mm diameter x 45mm body, stainless steel housing, PNP, N.O. output, 4mm sensing distance, flush, 100 Hz switching frequency, IP65 IP66 IP67 IP68 IP69K, 4-pin M12 quick-disconnect. | Stock | 32
PMW2-AP-4H | ProSense inductive proximity sensor, tubular, 12mm diameter x 45mm body, stainless steel housing, PNP, N.O. output, 6mm sensing distance, non-flush, 250 Hz switching frequency, IP65 IP66 IP67 IP68 IP69K, 4-pin M12 quick-disconnect. | Stock | 32
PMW-AN-5A | AutomationDirect inductive proximity sensor, tubular, 12mm diameter x 50mm body, stainless steel housing, NPN, N.O. output, 6mm sensing distance, flush, 400 Hz switching frequency, IP68, pigtail. | Stock | 93 | 97
PMW-AN-5H | AutomationDirect inductive proximity sensor, tubular, 12mm diameter x 60mm body, stainless steel housing, NPN, N.O. output, 6mm sensing distance, flush, 400 Hz switching frequency, IP67, 4-pin M12 quick-disconnect. | Stock | 93 | 97
PMW-AP-5A | AutomationDirect inductive proximity sensor, tubular, 12mm diameter x 50mm body, stainless steel housing, PNP, N.O. output, 6mm sensing distance, flush, 400 Hz switching frequency, IP68, pigtail. | Stock | 93 | 97
PMW-AP-5H | AutomationDirect inductive proximity sensor, tubular, 12mm diameter x 60mm body, stainless steel housing, PNP, N.O. output, 6mm sensing distance, flush, 400 Hz switching frequency, IP67, 4-pin M12 quick-disconnect. | Stock | 93 | 97
PNA186 | Quadritalia OKK series subpanel, galvanized steel. For use with 1800 x 600mm Quadritalia OKK series modular enclosures. | Stock | 68 | 92
PNA188 | Quadritalia OKK series subpanel, galvanized steel. For use with 1800 x 800mm Quadritalia OKK series modular enclosures. | Stock | 79 | 106
PNA18A | Quadritalia OKK series subpanel, galvanized steel. For use with 1800 x 1000mm Quadritalia OKK series modular enclosures. | Stock | 90 | 122
PNA18C | Quadritalia OKK series subpanel, galvanized steel. For use with 1800 x 1200mm Quadritalia OKK series modular enclosures. | Stock | 103 | 140
PNA206 | Quadritalia OKK series subpanel, galvanized steel. For use with 2000 x 600mm Quadritalia OKK series modular enclosures. | Stock | 77 | 104
PNA208 | Quadritalia OKK series subpanel, galvanized steel. For use with 2000 x 800mm Quadritalia OKK series modular enclosures. | Stock | 95 | 128
PNA20A | Quadritalia OKK series subpanel, galvanized steel. For use with 2000 x 1000mm Quadritalia OKK series modular enclosures. | Stock | 110 | 149
PNA20C | Quadritalia OKK series subpanel, galvanized steel. For use with 2000 x 1200mm Quadritalia OKK series modular enclosures. | Stock | 128 | 173
PNE6-AN-5F | ProSense inductive proximity sensor, tubular, 8mm diameter x 30mm body, stainless steel housing, NPN, N.O. output, 3mm sensing distance, flush, 1.5 kHz switching frequency, IP65 IP66 IP67 IP68 IP69K, 3-pin M8 quick-disconnect. | Stock | 27
PNE6-AN-6F | ProSense inductive proximity sensor, tubular, 8mm diameter x 30mm body, stainless steel housing, NPN, N.O. output, 6mm sensing distance, non-flush, 800 Hz switching frequency, IP65 IP66 IP67 IP68 IP69K, 3-pin M8 quick-disconnect. | Stock | 27
PNE6-AP-5F | ProSense inductive proximity sensor, tubular, 8mm diameter x 30mm body, stainless steel housing, PNP, N.O. output, 3mm sensing distance, flush, 1.5 kHz switching frequency, IP65 IP66 IP67 IP68 IP69K, 3-pin M8 quick-disconnect. | Stock | 27
PNE6-AP-6F | ProSense inductive proximity sensor, tubular, 8mm diameter x 30mm body, stainless steel housing, PNP, N.O. output, 6mm sensing distance, non-flush, 800 Hz switching frequency, IP65 IP66 IP67 IP68 IP69K, 3-pin M8 quick-disconnect. | Stock | 27
PNE6-CP-5F | ProSense inductive proximity sensor, tubular, 8mm diameter x 30mm body, stainless steel housing, PNP, N.C. output, 3mm sensing distance, flush, 1.5 kHz switching frequency, IP65 IP66 IP67 IP68 IP69K, 3-pin M8 quick-disconnect. | Stock | 27
PNE6-CP-6F | ProSense inductive proximity sensor, tubular, 8mm diameter x 30mm body, stainless steel housing, PNP, N.C. output, 6mm sensing distance, non-flush, 800 Hz switching frequency, IP65 IP66 IP67 IP68 IP69K, 3-pin M8 quick-disconnect. | Stock | 27
PNK6-AN-3A | AutomationDirect inductive proximity sensor, tubular, 18mm diameter x 45mm body, bronze-plated brass housing, NPN, N.O. output, 8mm sensing distance, flush, 400 Hz switching frequency, IP65 IP66 IP67 IP68 IP69K, pigtail. | Stock | 21 | 22.5
PNK6-AN-3H | AutomationDirect inductive proximity sensor, tubular, 18mm diameter x 45mm body, bronze-plated brass housing, NPN, N.O. output, 8mm sensing distance, flush, 400 Hz switching frequency, IP65 IP66 IP67 IP68 IP69K, 4-pin M12 quick-disconnect. | Stock | 21 | 22.5
PNK6-AN-4A | AutomationDirect inductive proximity sensor, tubular, 18mm diameter x 45mm body, bronze-plated brass housing, NPN, N.O. output, 12mm sensing distance, non-flush, 300 Hz switching frequency, IP65 IP66 IP67 IP68 IP69K, pigtail. | Stock | 21 | 22.5
PNK6-AN-4H | AutomationDirect inductive proximity sensor, tubular, 18mm diameter x 45mm body, bronze-plated brass housing, NPN, N.O. output, 12mm sensing distance, non-flush, 300 Hz switching frequency, IP65 IP66 IP67 IP68 IP69K, 4-pin M12 quick-disconnect. | Stock | 21 | 22.5
PNK6-AP-3A | AutomationDirect inductive proximity sensor, tubular, 18mm diameter x 45mm body, bronze-plated brass housing, PNP, N.O. output, 8mm sensing distance, flush, 400 Hz switching frequency, IP65 IP66 IP67 IP68 IP69K, pigtail. | Stock | 21 | 22.5
PNK6-AP-3H | AutomationDirect inductive proximity sensor, tubular, 18mm diameter x 45mm body, bronze-plated brass housing, PNP, N.O. output, 8mm sensing distance, flush, 400 Hz switching frequency, IP65 IP66 IP67 IP68 IP69K, 4-pin M12 quick-disconnect. | Stock | 21 | 22.5
PNK6-AP-4A | AutomationDirect inductive proximity sensor, tubular, 18mm diameter x 45mm body, bronze-plated brass housing, PNP, N.O. output, 12mm sensing distance, non-flush, 300 Hz switching frequency, IP65 IP66 IP67 IP68 IP69K, pigtail. | Stock | 21 | 22.5
PNK6-AP-4H | AutomationDirect inductive proximity sensor, tubular, 18mm diameter x 45mm body, bronze-plated brass housing, PNP, N.O. output, 12mm sensing distance, non-flush, 300 Hz switching frequency, IP65 IP66 IP67 IP68 IP69K, 4-pin M12 quick-disconnect. | Stock | 21 | 22.5
PNK6-CN-3A | AutomationDirect inductive proximity sensor, tubular, 18mm diameter x 45mm body, bronze-plated brass housing, NPN, N.C. output, 8mm sensing distance, flush, 400 Hz switching frequency, IP65 IP66 IP67 IP68 IP69K, pigtail. | Stock | 21 | 22.5
PNK6-CN-3H | AutomationDirect inductive proximity sensor, tubular, 18mm diameter x 45mm body, bronze-plated brass housing, NPN, N.C. output, 8mm sensing distance, flush, 400 Hz switching frequency, IP65 IP66 IP67 IP68 IP69K, 4-pin M12 quick-disconnect. | Stock | 21 | 22.5
PNK6-CN-4A | AutomationDirect inductive proximity sensor, tubular, 18mm diameter x 45mm body, bronze-plated brass housing, NPN, N.C. output, 12mm sensing distance, non-flush, 300 Hz switching frequency, IP65 IP66 IP67 IP68 IP69K, pigtail. | Stock | 21 | 22.5
PNK6-CN-4H | AutomationDirect inductive proximity sensor, tubular, 18mm diameter x 45mm body, bronze-plated brass housing, NPN, N.C. output, 12mm sensing distance, non-flush, 300 Hz switching frequency, IP65 IP66 IP67 IP68 IP69K, 4-pin M12 quick-disconnect. | Stock | 21 | 22.5
PNK6-CP-3A | AutomationDirect inductive proximity sensor, tubular, 18mm diameter x 45mm body, bronze-plated brass housing, PNP, N.C. output, 8mm sensing distance, flush, 400 Hz switching frequency, IP65 IP66 IP67 IP68 IP69K, pigtail. | Stock | 21 | 22.5
PNK6-CP-3H | AutomationDirect inductive proximity sensor, tubular, 18mm diameter x 45mm body, bronze-plated brass housing, PNP, N.C. output, 8mm sensing distance, flush, 400 Hz switching frequency, IP65 IP66 IP67 IP68 IP69K, 4-pin M12 quick-disconnect. | Stock | 21 | 22.5
PNK6-CP-4A | AutomationDirect inductive proximity sensor, tubular, 18mm diameter x 45mm body, bronze-plated brass housing, PNP, N.C. output, 12mm sensing distance, non-flush, 300 Hz switching frequency, IP65 IP66 IP67 IP68 IP69K, pigtail. | Stock | 21 | 22.5
PNK6-CP-4H | AutomationDirect inductive proximity sensor, tubular, 18mm diameter x 45mm body, bronze-plated brass housing, PNP, N.C. output, 12mm sensing distance, non-flush, 300 Hz switching frequency, IP65 IP66 IP67 IP68 IP69K, 4-pin M12 quick-disconnect. | Stock | 21 | 22.5
PNK-AN-3A | AutomationDirect inductive proximity sensor, tubular, 18mm diameter x 65mm body, bronze-plated brass housing, NPN, N.O. output, 8mm sensing distance, flush, 400 Hz switching frequency, IP65 IP66 IP67 IP68 IP69K, pigtail. | Stock | 22.5 | 24
PNK-AN-3H | AutomationDirect inductive proximity sensor, tubular, 18mm diameter x 60mm body, bronze-plated brass housing, NPN, N.O. output, 8mm sensing distance, flush, 400 Hz switching frequency, IP65 IP66 IP67 IP68 IP69K, 4-pin M12 quick-disconnect. | Stock | 22.5 | 24
PNK-AN-4A | AutomationDirect inductive proximity sensor, tubular, 18mm diameter x 65mm body, bronze-plated brass housing, NPN, N.O. output, 12mm sensing distance, non-flush, 300 Hz switching frequency, IP65 IP66 IP67 IP68 IP69K, pigtail. | Stock | 22.5 | 24
PNK-AN-4H | AutomationDirect inductive proximity sensor, tubular, 18mm diameter x 60mm body, bronze-plated brass housing, NPN, N.O. output, 12mm sensing distance, non-flush, 300 Hz switching frequency, IP65 IP66 IP67 IP68 IP69K, 4-pin M12 quick-disconnect. | Stock | 22.5 | 24
PNK-AP-3A | AutomationDirect inductive proximity sensor, tubular, 18mm diameter x 65mm body, bronze-plated brass housing, PNP, N.O. output, 8mm sensing distance, flush, 400 Hz switching frequency, IP65 IP66 IP67 IP68 IP69K, pigtail. | Stock | 22.5 | 24
PNK-AP-3H | AutomationDirect inductive proximity sensor, tubular, 18mm diameter x 60mm body, bronze-plated brass housing, PNP, N.O. output, 8mm sensing distance, flush, 400 Hz switching frequency, IP65 IP66 IP67 IP68 IP69K, 4-pin M12 quick-disconnect. | Stock | 22.5 | 24
PNK-AP-4A | AutomationDirect inductive proximity sensor, tubular, 18mm diameter x 65mm body, bronze-plated brass housing, PNP, N.O. output, 12mm sensing distance, non-flush, 300 Hz switching frequency, IP65 IP66 IP67 IP68 IP69K, pigtail. | Stock | 22.5 | 24
PNK-AP-4H | AutomationDirect inductive proximity sensor, tubular, 18mm diameter x 60mm body, bronze-plated brass housing, PNP, N.O. output, 12mm sensing distance, non-flush, 300 Hz switching frequency, IP65 IP66 IP67 IP68 IP69K, 4-pin M12 quick-disconnect. | Stock | 22.5 | 24
PNK-CN-3A | AutomationDirect inductive proximity sensor, tubular, 18mm diameter x 65mm body, bronze-plated brass housing, NPN, N.C. output, 8mm sensing distance, flush, 400 Hz switching frequency, IP65 IP66 IP67 IP68 IP69K, pigtail. | Stock | 22.5 | 24
PNK-CN-3H | AutomationDirect inductive proximity sensor, tubular, 18mm diameter x 60mm body, bronze-plated brass housing, NPN, N.C. output, 8mm sensing distance, flush, 400 Hz switching frequency, IP65 IP66 IP67 IP68 IP69K, 4-pin M12 quick-disconnect. | Stock | 22.5 | 24
PNK-CN-4A | AutomationDirect inductive proximity sensor, tubular, 18mm diameter x 65mm body, bronze-plated brass housing, NPN, N.C. output, 12mm sensing distance, non-flush, 300 Hz switching frequency, IP65 IP66 IP67 IP68 IP69K, pigtail. | Stock | 22.5 | 24
PNK-CN-4H | AutomationDirect inductive proximity sensor, tubular, 18mm diameter x 60mm body, bronze-plated brass housing, NPN, N.C. output, 12mm sensing distance, non-flush, 300 Hz switching frequency, IP65 IP66 IP67 IP68 IP69K, 4-pin M12 quick-disconnect. | Stock | 22.5 | 24
PNK-CP-3A | AutomationDirect inductive proximity sensor, tubular, 18mm diameter x 65mm body, bronze-plated brass housing, PNP, N.C. output, 8mm sensing distance, flush, 400 Hz switching frequency, IP65 IP66 IP67 IP68 IP69K, pigtail. | Stock | 22.5 | 24
PNK-CP-3H | AutomationDirect inductive proximity sensor, tubular, 18mm diameter x 60mm body, bronze-plated brass housing, PNP, N.C. output, 8mm sensing distance, flush, 400 Hz switching frequency, IP65 IP66 IP67 IP68 IP69K, 4-pin M12 quick-disconnect. | Stock | 22.5 | 24
PNK-CP-4A | AutomationDirect inductive proximity sensor, tubular, 18mm diameter x 65mm body, bronze-plated brass housing, PNP, N.C. output, 12mm sensing distance, non-flush, 300 Hz switching frequency, IP65 IP66 IP67 IP68 IP69K, pigtail. | Stock | 22.5 | 24
PNK-CP-4H | AutomationDirect inductive proximity sensor, tubular, 18mm diameter x 60mm body, bronze-plated brass housing, PNP, N.C. output, 12mm sensing distance, non-flush, 300 Hz switching frequency, IP65 IP66 IP67 IP68 IP69K, 4-pin M12 quick-disconnect. | Stock | 22.5 | 24
PNM6-AN-3A | AutomationDirect inductive proximity sensor, tubular, 12mm diameter x 45mm body, bronze-plated brass housing, NPN, N.O. output, 4mm sensing distance, flush, 700 Hz switching frequency, IP65 IP66 IP67 IP68 IP69K, pigtail. | Stock | 20 | 21.5
PNM6-AN-3H | AutomationDirect inductive proximity sensor, tubular, 12mm diameter x 45mm body, bronze-plated brass housing, NPN, N.O. output, 4mm sensing distance, flush, 700 Hz switching frequency, IP65 IP66 IP67 IP68 IP69K, 4-pin M12 quick-disconnect. | Stock | 20 | 21.5
PNM6-AN-4A | AutomationDirect inductive proximity sensor, tubular, 12mm diameter x 45mm body, bronze-plated brass housing, NPN, N.O. output, 7mm sensing distance, non-flush, 700 Hz switching frequency, IP65 IP66 IP67 IP68 IP69K, pigtail. | Stock | 20 | 21.5
PNM6-AN-4H | AutomationDirect inductive proximity sensor, tubular, 12mm diameter x 45mm body, bronze-plated brass housing, NPN, N.O. output, 7mm sensing distance, non-flush, 700 Hz switching frequency, IP65 IP66 IP67 IP68 IP69K, 4-pin M12 quick-disconnect. | Stock | 20 | 21.5
PNM6-AP-3A | AutomationDirect inductive proximity sensor, tubular, 12mm diameter x 45mm body, bronze-plated brass housing, PNP, N.O. output, 4mm sensing distance, flush, 700 Hz switching frequency, IP65 IP66 IP67 IP68 IP69K, pigtail. | Stock | 20 | 21.5
PNM6-AP-3H | AutomationDirect inductive proximity sensor, tubular, 12mm diameter x 45mm body, bronze-plated brass housing, PNP, N.O. output, 4mm sensing distance, flush, 700 Hz switching frequency, IP65 IP66 IP67 IP68 IP69K, 4-pin M12 quick-disconnect. | Stock | 20 | 21.5
PNM6-AP-4A | AutomationDirect inductive proximity sensor, tubular, 12mm diameter x 45mm body, bronze-plated brass housing, PNP, N.O. output, 7mm sensing distance, non-flush, 700 Hz switching frequency, IP65 IP66 IP67 IP68 IP69K, pigtail. | Stock | 20 | 21.5
PNM6-AP-4H | AutomationDirect inductive proximity sensor, tubular, 12mm diameter x 45mm body, bronze-plated brass housing, PNP, N.O. output, 7mm sensing distance, non-flush, 700 Hz switching frequency, IP65 IP66 IP67 IP68 IP69K, 4-pin M12 quick-disconnect. | Stock | 20 | 21.5
PNM6-CN-3A | AutomationDirect inductive proximity sensor, tubular, 12mm diameter x 45mm body, bronze-plated brass housing, NPN, N.C. output, 4mm sensing distance, flush, 700 Hz switching frequency, IP65 IP66 IP67 IP68 IP69K, pigtail. | Stock | 20 | 21.5
PNM6-CN-3H | AutomationDirect inductive proximity sensor, tubular, 12mm diameter x 45mm body, bronze-plated brass housing, NPN, N.C. output, 4mm sensing distance, flush, 700 Hz switching frequency, IP65 IP66 IP67 IP68 IP69K, 4-pin M12 quick-disconnect. | Stock | 20 | 21.5
PNM6-CN-4A | AutomationDirect inductive proximity sensor, tubular, 12mm diameter x 45mm body, bronze-plated brass housing, NPN, N.C. output, 7mm sensing distance, non-flush, 700 Hz switching frequency, IP65 IP66 IP67 IP68 IP69K, pigtail. | Stock | 20 | 21.5
PNM6-CN-4H | AutomationDirect inductive proximity sensor, tubular, 12mm diameter x 45mm body, bronze-plated brass housing, NPN, N.C. output, 7mm sensing distance, non-flush, 700 Hz switching frequency, IP65 IP66 IP67 IP68 IP69K, 4-pin M12 quick-disconnect. | Stock | 20 | 21.5
PNM6-CP-3A | AutomationDirect inductive proximity sensor, tubular, 12mm diameter x 45mm body, bronze-plated brass housing, PNP, N.C. output, 4mm sensing distance, flush, 700 Hz switching frequency, IP65 IP66 IP67 IP68 IP69K, pigtail. | Stock | 20 | 21.5
PNM6-CP-3H | AutomationDirect inductive proximity sensor, tubular, 12mm diameter x 45mm body, bronze-plated brass housing, PNP, N.C. output, 4mm sensing distance, flush, 700 Hz switching frequency, IP65 IP66 IP67 IP68 IP69K, 4-pin M12 quick-disconnect. | Stock | 20 | 21.5
PNM6-CP-4A | AutomationDirect inductive proximity sensor, tubular, 12mm diameter x 45mm body, bronze-plated brass housing, PNP, N.C. output, 7mm sensing distance, non-flush, 700 Hz switching frequency, IP65 IP66 IP67 IP68 IP69K, pigtail. | Stock | 20 | 21.5
PNM6-CP-4H | AutomationDirect inductive proximity sensor, tubular, 12mm diameter x 45mm body, bronze-plated brass housing, PNP, N.C. output, 7mm sensing distance, non-flush, 700 Hz switching frequency, IP65 IP66 IP67 IP68 IP69K, 4-pin M12 quick-disconnect. | Stock | 20 | 21.5
PNM-AN-3A | AutomationDirect inductive proximity sensor, tubular, 12mm diameter x 65mm body, bronze-plated brass housing, NPN, N.O. output, 4mm sensing distance, flush, 700 Hz switching frequency, IP65 IP66 IP67 IP68 IP69K, pigtail. | Stock | 21 | 22.5
PNM-AN-3H | AutomationDirect inductive proximity sensor, tubular, 12mm diameter x 60mm body, bronze-plated brass housing, NPN, N.O. output, 4mm sensing distance, flush, 700 Hz switching frequency, IP65 IP66 IP67 IP68 IP69K, 4-pin M12 quick-disconnect. | Stock | 21 | 22.5
PNM-AN-4A | AutomationDirect inductive proximity sensor, tubular, 12mm diameter x 65mm body, bronze-plated brass housing, NPN, N.O. output, 7mm sensing distance, non-flush, 700 Hz switching frequency, IP65 IP66 IP67 IP68 IP69K, pigtail. | Stock | 21 | 22.5
PNM-AN-4H | AutomationDirect inductive proximity sensor, tubular, 12mm diameter x 60mm body, bronze-plated brass housing, NPN, N.O. output, 7mm sensing distance, non-flush, 700 Hz switching frequency, IP65 IP66 IP67 IP68 IP69K, 4-pin M12 quick-disconnect. | Stock | 21 | 22.5
PNM-AP-3A | AutomationDirect inductive proximity sensor, tubular, 12mm diameter x 65mm body, bronze-plated brass housing, PNP, N.O. output, 4mm sensing distance, flush, 700 Hz switching frequency, IP65 IP66 IP67 IP68 IP69K, pigtail. | Stock | 21 | 22.5
PNM-AP-3H | AutomationDirect inductive proximity sensor, tubular, 12mm diameter x 60mm body, bronze-plated brass housing, PNP, N.O. output, 4mm sensing distance, flush, 700 Hz switching frequency, IP65 IP66 IP67 IP68 IP69K, 4-pin M12 quick-disconnect. | Stock | 21 | 22.5
PNM-AP-4A | AutomationDirect inductive proximity sensor, tubular, 12mm diameter x 65mm body, bronze-plated brass housing, PNP, N.O. output, 7mm sensing distance, non-flush, 700 Hz switching frequency, IP65 IP66 IP67 IP68 IP69K, pigtail. | Stock | 21 | 22.5
PNM-AP-4H | AutomationDirect inductive proximity sensor, tubular, 12mm diameter x 60mm body, bronze-plated brass housing, PNP, N.O. output, 7mm sensing distance, non-flush, 700 Hz switching frequency, IP65 IP66 IP67 IP68 IP69K, 4-pin M12 quick-disconnect. | Stock | 21 | 22.5
PNM-CN-3A | AutomationDirect inductive proximity sensor, tubular, 12mm diameter x 65mm body, bronze-plated brass housing, NPN, N.C. output, 4mm sensing distance, flush, 700 Hz switching frequency, IP65 IP66 IP67 IP68 IP69K, pigtail. | Stock | 21 | 22.5
PNM-CN-3H | AutomationDirect inductive proximity sensor, tubular, 12mm diameter x 60mm body, bronze-plated brass housing, NPN, N.C. output, 4mm sensing distance, flush, 700 Hz switching frequency, IP65 IP66 IP67 IP68 IP69K, 4-pin M12 quick-disconnect. | Stock | 21 | 22.5
PNM-CN-4A | AutomationDirect inductive proximity sensor, tubular, 12mm diameter x 65mm body, bronze-plated brass housing, NPN, N.C. output, 7mm sensing distance, non-flush, 700 Hz switching frequency, IP65 IP66 IP67 IP68 IP69K, pigtail. | Stock | 21 | 22.5
PNM-CN-4H | AutomationDirect inductive proximity sensor, tubular, 12mm diameter x 60mm body, bronze-plated brass housing, NPN, N.C. output, 7mm sensing distance, non-flush, 700 Hz switching frequency, IP65 IP66 IP67 IP68 IP69K, 4-pin M12 quick-disconnect. | Stock | 21 | 22.5
PNM-CP-3A | AutomationDirect inductive proximity sensor, tubular, 12mm diameter x 65mm body, bronze-plated brass housing, PNP, N.C. output, 4mm sensing distance, flush, 700 Hz switching frequency, IP65 IP66 IP67 IP68 IP69K, pigtail. | Stock | 21 | 22.5
PNM-CP-3H | AutomationDirect inductive proximity sensor, tubular, 12mm diameter x 60mm body, bronze-plated brass housing, PNP, N.C. output, 4mm sensing distance, flush, 700 Hz switching frequency, IP65 IP66 IP67 IP68 IP69K, 4-pin M12 quick-disconnect. | Stock | 21 | 22.5
PNM-CP-4A | AutomationDirect inductive proximity sensor, tubular, 12mm diameter x 65mm body, bronze-plated brass housing, PNP, N.C. output, 7mm sensing distance, non-flush, 700 Hz switching frequency, IP65 IP66 IP67 IP68 IP69K, pigtail. | Stock | 21 | 22.5
PNM-CP-4H | AutomationDirect inductive proximity sensor, tubular, 12mm diameter x 60mm body, bronze-plated brass housing, PNP, N.C. output, 7mm sensing distance, non-flush, 700 Hz switching frequency, IP65 IP66 IP67 IP68 IP69K, 4-pin M12 quick-disconnect. | Stock | 21 | 22.5
PNT6-AN-3A | AutomationDirect inductive proximity sensor, tubular, 30mm diameter x 50mm body, bronze-plated brass housing, NPN, N.O. output, 15mm sensing distance, flush, 100 Hz switching frequency, IP65 IP66 IP67 IP68 IP69K, pigtail. | Stock | 27 | 29
PNT6-AN-3H | AutomationDirect inductive proximity sensor, tubular, 30mm diameter x 50mm body, bronze-plated brass housing, NPN, N.O. output, 15mm sensing distance, flush, 100 Hz switching frequency, IP65 IP66 IP67 IP68 IP69K, 4-pin M12 quick-disconnect. | Stock | 27 | 29
PNT6-AN-4A | AutomationDirect inductive proximity sensor, tubular, 30mm diameter x 50mm body, bronze-plated brass housing, NPN, N.O. output, 22mm sensing distance, non-flush, 100 Hz switching frequency, IP65 IP66 IP67 IP68 IP69K, pigtail. | Stock | 27 | 29
PNT6-AN-4H | AutomationDirect inductive proximity sensor, tubular, 30mm diameter x 50mm body, bronze-plated brass housing, NPN, N.O. output, 22mm sensing distance, non-flush, 100 Hz switching frequency, IP65 IP66 IP67 IP68 IP69K, 4-pin M12 quick-disconnect. | Stock | 27 | 29
PNT6-AP-3A | AutomationDirect inductive proximity sensor, tubular, 30mm diameter x 50mm body, bronze-plated brass housing, PNP, N.O. output, 15mm sensing distance, flush, 100 Hz switching frequency, IP65 IP66 IP67 IP68 IP69K, pigtail. | Stock | 27 | 29
PNT6-AP-3H | AutomationDirect inductive proximity sensor, tubular, 30mm diameter x 50mm body, bronze-plated brass housing, PNP, N.O. output, 15mm sensing distance, flush, 100 Hz switching frequency, IP65 IP66 IP67 IP68 IP69K, 4-pin M12 quick-disconnect. | Stock | 27 | 29
PNT6-AP-4A | AutomationDirect inductive proximity sensor, tubular, 30mm diameter x 50mm body, bronze-plated brass housing, PNP, N.O. output, 22mm sensing distance, non-flush, 100 Hz switching frequency, IP65 IP66 IP67 IP68 IP69K, pigtail. | Stock | 27 | 29
PNT6-AP-4H | AutomationDirect inductive proximity sensor, tubular, 30mm diameter x 50mm body, bronze-plated brass housing, PNP, N.O. output, 22mm sensing distance, non-flush, 100 Hz switching frequency, IP65 IP66 IP67 IP68 IP69K, 4-pin M12 quick-disconnect. | Stock | 27 | 29
PNT6-CP-3A | AutomationDirect inductive proximity sensor, tubular, 30mm diameter x 50mm body, bronze-plated brass housing, PNP, N.C. output, 15mm sensing distance, flush, 100 Hz switching frequency, IP65 IP66 IP67 IP68 IP69K, pigtail. | Stock | 27 | 29
PNT6-CP-3H | AutomationDirect inductive proximity sensor, tubular, 30mm diameter x 50mm body, bronze-plated brass housing, PNP, N.C. output, 15mm sensing distance, flush, 100 Hz switching frequency, IP65 IP66 IP67 IP68 IP69K, 4-pin M12 quick-disconnect. | Stock | 27 | 29
PNT6-CP-4A | AutomationDirect inductive proximity sensor, tubular, 30mm diameter x 50mm body, bronze-plated brass housing, PNP, N.C. output, 22mm sensing distance, non-flush, 100 Hz switching frequency, IP65 IP66 IP67 IP68 IP69K, pigtail. | Stock | 27 | 29
PNT6-CP-4H | AutomationDirect inductive proximity sensor, tubular, 30mm diameter x 50mm body, bronze-plated brass housing, PNP, N.C. output, 22mm sensing distance, non-flush, 100 Hz switching frequency, IP65 IP66 IP67 IP68 IP69K, 4-pin M12 quick-disconnect. | Stock | 27 | 29
PNT-AN-3A | AutomationDirect inductive proximity sensor, tubular, 30mm diameter x 65mm body, bronze-plated brass housing, NPN, N.O. output, 15mm sensing distance, flush, 100 Hz switching frequency, IP65 IP66 IP67 IP68 IP69K, pigtail. | Stock | 28 | 30
PNT-AN-3H | AutomationDirect inductive proximity sensor, tubular, 30mm diameter x 60mm body, bronze-plated brass housing, NPN, N.O. output, 15mm sensing distance, flush, 100 Hz switching frequency, IP65 IP66 IP67 IP68 IP69K, 4-pin M12 quick-disconnect. | Stock | 28 | 30
PNT-AN-4A | AutomationDirect inductive proximity sensor, tubular, 30mm diameter x 65mm body, bronze-plated brass housing, NPN, N.O. output, 22mm sensing distance, non-flush, 100 Hz switching frequency, IP65 IP66 IP67 IP68 IP69K, pigtail. | Stock | 28 | 30
PNT-AN-4H | AutomationDirect inductive proximity sensor, tubular, 30mm diameter x 60mm body, bronze-plated brass housing, NPN, N.O. output, 22mm sensing distance, non-flush, 100 Hz switching frequency, IP65 IP66 IP67 IP68 IP69K, 4-pin M12 quick-disconnect. | Stock | 28 | 30
PNT-AP-3A | AutomationDirect inductive proximity sensor, tubular, 30mm diameter x 65mm body, bronze-plated brass housing, PNP, N.O. output, 15mm sensing distance, flush, 100 Hz switching frequency, IP65 IP66 IP67 IP68 IP69K, pigtail. | Stock | 28 | 30
PNT-AP-3H | AutomationDirect inductive proximity sensor, tubular, 30mm diameter x 60mm body, bronze-plated brass housing, PNP, N.O. output, 15mm sensing distance, flush, 100 Hz switching frequency, IP65 IP66 IP67 IP68 IP69K, 4-pin M12 quick-disconnect. | Stock | 28 | 30
PNT-AP-4A | AutomationDirect inductive proximity sensor, tubular, 30mm diameter x 65mm body, bronze-plated brass housing, PNP, N.O. output, 22mm sensing distance, non-flush, 100 Hz switching frequency, IP65 IP66 IP67 IP68 IP69K, pigtail. | Stock | 28 | 30
PNT-AP-4H | AutomationDirect inductive proximity sensor, tubular, 30mm diameter x 60mm body, bronze-plated brass housing, PNP, N.O. output, 22mm sensing distance, non-flush, 100 Hz switching frequency, IP65 IP66 IP67 IP68 IP69K, 4-pin M12 quick-disconnect. | Stock | 28 | 30
PNT-CN-3A | AutomationDirect inductive proximity sensor, tubular, 30mm diameter x 65mm body, bronze-plated brass housing, NPN, N.C. output, 15mm sensing distance, flush, 100 Hz switching frequency, IP65 IP66 IP67 IP68 IP69K, pigtail. | Stock | 28 | 30
PNT-CN-3H | AutomationDirect inductive proximity sensor, tubular, 30mm diameter x 60mm body, bronze-plated brass housing, NPN, N.C. output, 15mm sensing distance, flush, 100 Hz switching frequency, IP65 IP66 IP67 IP68 IP69K, 4-pin M12 quick-disconnect. | Stock | 28 | 30
PNT-CP-3A | AutomationDirect inductive proximity sensor, tubular, 30mm diameter x 65mm body, bronze-plated brass housing, PNP, N.C. output, 15mm sensing distance, flush, 100 Hz switching frequency, IP65 IP66 IP67 IP68 IP69K, pigtail. | Stock | 28 | 30
PNT-CP-3H | AutomationDirect inductive proximity sensor, tubular, 30mm diameter x 60mm body, bronze-plated brass housing, PNP, N.C. output, 15mm sensing distance, flush, 100 Hz switching frequency, IP65 IP66 IP67 IP68 IP69K, 4-pin M12 quick-disconnect. | Stock | 28 | 30
PNT-CP-4A | AutomationDirect inductive proximity sensor, tubular, 30mm diameter x 65mm body, bronze-plated brass housing, PNP, N.C. output, 22mm sensing distance, non-flush, 100 Hz switching frequency, IP65 IP66 IP67 IP68 IP69K, pigtail. | Stock | 28 | 30
PNT-CP-4H | AutomationDirect inductive proximity sensor, tubular, 30mm diameter x 60mm body, bronze-plated brass housing, PNP, N.C. output, 22mm sensing distance, non-flush, 100 Hz switching frequency, IP65 IP66 IP67 IP68 IP69K, 4-pin M12 quick-disconnect. | Stock | 28 | 30
POC14-14N | NITRA pneumatic threaded fitting, pilot operated check valve, rotating, anodized aluminum body, nickel-plated brass threads, (1) #10-32 female threaded to (1) 1/4in male NPT to (1) 1/4in push-to-connect tubing. | Stock | 25.5 | 26.5
POC14-18N | NITRA pneumatic threaded fitting, pilot operated check valve, rotating, anodized aluminum body, zinc-plated brass threads, (1) 1/4in push-to-connect tubing to (1) 1/8in male NPT to (1) #10-32 female threaded connection(s). | Stock | 35 | 36.5
POC18N | NITRA pneumatic threaded fitting, pilot operated check valve, rotating, anodized aluminum body, zinc-plated brass threads, (1) 1/8in female NPT to (1) 1/8in male NPT to (1) #10-32 female threaded connection(s). | Stock | 34 | 35.5
POLE22-0100AN | Patlite mounting pole, 22mm diameter, 100mm length, silver, aluminum. For use with 40mm terminal elements. | Stock | 13.5 | 14
POLE22-0100AT | Patlite threaded mounting pole, 22mm diameter, 100mm length, M22 x 1.5mm thread, silver, aluminum. For use with 40mm terminal elements. Mounting hardware included. | Stock | 16.5 | 17
POLE22-0300AN | Patlite mounting pole, 22mm diameter, 300mm length, silver, aluminum. For use with 40mm terminal elements. | Stock | 16.5 | 17
POLE22-0300AT | Patlite threaded mounting pole, 22mm diameter, 300mm length, M22 x 1.5mm thread, silver, aluminum. For use with 40mm terminal elements. Mounting hardware included. | Stock | 21.5 | 22.5
POLE22-0500AN | Patlite mounting pole, 22mm diameter, 500mm length, silver, aluminum. For use with 40mm terminal elements. | Stock | 21.5 | 22.5
POLE22-0500AT | Patlite threaded mounting pole, 22mm diameter, 500mm length, M22 x 1.5mm thread, silver, aluminum. For use with 40mm terminal elements. Mounting hardware included. | Stock | 27 | 28
POLE22-0800AN | Patlite mounting pole, 22mm diameter, 800mm length, silver, aluminum. For use with 40mm terminal elements. | Stock | 23.5 | 24.5
POLE22-0800AT | Patlite threaded mounting pole, 22mm diameter, 800mm length, M22 x 1.5mm thread, silver, aluminum. For use with 40mm terminal elements. Mounting hardware included. | Stock | 31 | 32
POLE22-1000AN | Patlite mounting pole, 22mm diameter, 1000mm length, silver, aluminum. For use with 40mm terminal elements. | Stock | 31 | 32
POLE22-1000AT | Patlite threaded mounting pole, 22mm diameter, 1000mm length, M22 x 1.5mm thread, silver, aluminum. For use with 40mm terminal elements. Mounting hardware included. | Stock | 38 | 39.5
PPC5-1000 | ProSense advanced process controller, 1/4 DIN, 2-line alpha-numeric LCD, bar graph LCD, current, voltage, RTD, thermocouple, discrete input, current, voltage pulse, relay, retransmission output, 100-240 VAC operating voltage. | Stock | 325 | 338
PPC5-1001 | ProSense advanced process controller, 1/4 DIN, 2-line alpha-numeric LCD, bar graph LCD, current, voltage, RTD, thermocouple, discrete input, current, voltage pulse, relay, retransmission output, 100-240 VAC operating voltage, RS-485. | Stock | 385 | 400
PPC5-1002 | ProSense advanced process controller, 1/4 DIN, 2-line alpha-numeric LCD, bar graph LCD, current, voltage, RTD, thermocouple, discrete input, current, voltage pulse, relay, retransmission output, 100-240 VAC operating voltage, Ethernet. | Stock | 415 | 432
PPC5-1100 | ProSense advanced process controller, 1/4 DIN, 2-line alpha-numeric LCD, bar graph LCD, current, voltage, RTD, thermocouple, discrete, auxiliary analog input, current, voltage pulse, relay, retransmission output, 100-240 VAC operating voltage. | Stock | 380 | 395
PPC5-1101 | ProSense advanced process controller, 1/4 DIN, 2-line alpha-numeric LCD, bar graph LCD, current, voltage, RTD, thermocouple, discrete, auxiliary analog input, current, voltage pulse, relay, retransmission output, 100-240 VAC operating voltage, RS-485. | Stock | 440 | 458
PPC5-1102 | ProSense advanced process controller, 1/4 DIN, 2-line alpha-numeric LCD, bar graph LCD, current, voltage, RTD, thermocouple, discrete, auxiliary analog input, current, voltage pulse, relay, retransmission output, 100-240 VAC operating voltage, Ethernet. | Stock | 470 | 489
PPC5-CBL1 | ProSense configuration cable, USB to micro-USB. For use with PPC5 Series advanced process controllers. | Stock | 175 | 182
PPFS19001BK2 | Hammond rack panel, 1U, 19in rack width, flanged, perforated, carbon steel, black, powder coat finish. | Stock | 12.5 | 12.75
PPFS19001LG2 | Hammond rack panel, 1U, 19in rack width, flanged, perforated, carbon steel, RAL 7035 light gray, powder coat finish. | Stock | 12.5 | 12.75
PPFS19003BK2 | Hammond rack panel, 2U, 19in rack width, flanged, perforated, carbon steel, black, powder coat finish. | Stock | 16.5 | 16.75
PPFS19003LG2 | Hammond rack panel, 2U, 19in rack width, flanged, perforated, carbon steel, RAL 7035 light gray, powder coat finish. | Stock | 16.5 | 16.75
PPFS19005BK2 | Hammond rack panel, 3U, 19in rack width, flanged, perforated, carbon steel, black, powder coat finish. | Stock | 18 | 18.5
PPFS19005LG2 | Hammond rack panel, 3U, 19in rack width, flanged, perforated, carbon steel, RAL 7035 light gray, powder coat finish. | Stock | 18 | 18.5
PPFS19007BK2 | Hammond rack panel, 4U, 19in rack width, flanged, perforated, carbon steel, black, powder coat finish. | Stock | 20.5 | 21
PPFS19007LG2 | Hammond rack panel, 4U, 19in rack width, flanged, perforated, carbon steel, RAL 7035 light gray, powder coat finish. | Stock | 20.5 | 21
PPFS19008BK2 | Hammond rack panel, 5U, 19in rack width, flanged, perforated, carbon steel, black, powder coat finish. | Stock | 25 | 25.5
PPFS19008LG2 | Hammond rack panel, 5U, 19in rack width, flanged, perforated, carbon steel, RAL 7035 light gray, powder coat finish. | Stock | 25 | 25.5
PPFS19010BK2 | Hammond rack panel, 6U, 19in rack width, flanged, perforated, carbon steel, black, powder coat finish. | Stock | 28 | 29
PPFS19010LG2 | Hammond rack panel, 6U, 19in rack width, flanged, perforated, carbon steel, RAL 7035 light gray, powder coat finish. | Stock | 28 | 29
PPK100 | Quadritalia subpanel mounting hardware kit, replacement. Brackets, sliders, conic pins, and fasteners included. | Stock | 27.5 | 37.5
PR10M-8M | NITRA pneumatic push-to-connect fitting, plug-in reducer, thermoplastic (PBT) body, 10mm plug-in to 5/16in (8mm) tube connection(s). Package of 5. | Stock | 6.25 | 6.75
PR12-38 | NITRA pneumatic push-to-connect fitting, plug-in reducer, thermoplastic (PBT) body, 1/2in plug-in to 3/8in tube connection(s). Package of 5. | Stock | 6.5 | 7
PR12-38-P | HydroMode potable water push-to-connect fitting, plug-in reducer, acetal body, (1) 1/2in plug-in to (1) 3/8in tube connection(s), NSF/ANSI 61. Package of 5. | Stock | 6.25 | 6.75
PR12M-10M | NITRA pneumatic push-to-connect fitting, plug-in reducer, thermoplastic (PBT) body, 12mm plug-in to 10mm tube connection(s). Package of 5. | Stock | 6.5 | 7
PR14-18 | NITRA pneumatic push-to-connect fitting, plug-in reducer, thermoplastic (PBT) body, 1/4in plug-in to 1/8in tube connection(s). Package of 5. | Stock | 17.5 | 19
PR14-532 | NITRA pneumatic push-to-connect fitting, plug-in reducer, thermoplastic (PBT) body, 1/4in plug-in to 5/32in (4mm) tube connection(s). Package of 5. | Stock | 5 | 5.5
PR14-532-P | HydroMode potable water push-to-connect fitting, plug-in reducer, acetal body, (1) 1/4in plug-in to (1) 5/32in tube connection(s), NSF/ANSI 61. Package of 5. | Stock | 4.75 | 5.25
PR16M-12M | NITRA pneumatic push-to-connect fitting, plug-in reducer, thermoplastic (PBT) body, 16mm plug-in to 12mm tube connection(s). Package of 5. | Stock | 12 | 13
PR37-AD | AutomationDirect terminal shroud, line or load side, 3-pole. For use with GH15NT or GH15PT series contactors. | Stock | 27.5 | 28.5
PR38-14 | NITRA pneumatic push-to-connect fitting, plug-in reducer, thermoplastic (PBT) body, 3/8in plug-in to 1/4in tube connection(s). Package of 5. | Stock | 6 | 6.5
PR38-14-P | HydroMode potable water push-to-connect fitting, plug-in reducer, acetal body, (1) 3/8in plug-in to (1) 1/4in tube connection(s), NSF/ANSI 61. Package of 5. | Stock | 6 | 6.5
PR38-516 | NITRA pneumatic push-to-connect fitting, plug-in reducer, thermoplastic (PBT) body, 3/8in plug-in to 5/16in (8mm) tube connection(s). Package of 5. | Stock | 7.25 | 8
PR38-516-P | HydroMode potable water push-to-connect fitting, plug-in reducer, acetal body, (1) 3/8in plug-in to (1) 5/16in tube connection(s), NSF/ANSI 61. Package of 5. | Stock | 6.25 | 6.75
PR516-14 | NITRA pneumatic push-to-connect fitting, plug-in reducer, thermoplastic (PBT) body, 5/16in (8mm) plug-in to 1/4in tube connection(s). Package of 5. | Stock | 6.25 | 6.75
PR532-18 | NITRA pneumatic push-to-connect fitting, plug-in reducer, thermoplastic (PBT) body, 5/32in (4mm) plug-in to 1/8in tube connection(s). Package of 5. | Stock | 16.5 | 18
PR6M-4M | NITRA pneumatic push-to-connect fitting, plug-in reducer, thermoplastic (PBT) body, 6mm plug-in to 5/32in (4mm) tube connection(s). Package of 5. | Stock | 4.75 | 5.25
PR8M-6M | NITRA pneumatic push-to-connect fitting, plug-in reducer, thermoplastic (PBT) body, 5/16in (8mm) plug-in to 6mm tube connection(s). Package of 5. | Stock | 5 | 5.5
PROMOED1 | TUBE CUTTER, PROMOTIONAL ITEM | Stock | 4.25
PRT3-AD | AutomationDirect terminal shroud, line or load side, 3-pole. For use with GH15RT, GH15ST or GH15TT series contactors. | Stock | 27 | 28
PRU14 | NITRA pneumatic push-to-connect fitting, inline pressure regulator, technopolymer body, 1/4in tube inlet(s), 1/4in tube outlet(s), 15-120 psi adjustable range. | Stock | 23 | 24
PRU516 | NITRA pneumatic push-to-connect fitting, inline pressure regulator, technopolymer body, 5/16in (8mm) tube inlet(s), 5/16in (8mm) tube outlet(s), 15-120 psi adjustable range. | Stock | 24.5 | 25.5
PS12-050D | RHINO SELECT PS series switching power supply, 12-14 VDC output, 3.5A, 42W, 120/240 VAC nominal input, 1-phase, enclosed, metal housing, 35mm DIN rail mount, removable screw terminal. | Stock | 129 | 134
PS12-075D | RHINO SELECT PS series switching power supply, 12-14 VDC output, 6A, 72W, 120/240 VAC nominal input, switch selectable, 1-phase, enclosed, metal housing, 35mm DIN rail mount, removable screw terminal, hazardous location rated. | Stock | 188 | 196
PS24-050D | RHINO SELECT PS series switching power supply, 24-28 VDC output, 2A, 48W, 120/240 VAC nominal input, 1-phase, enclosed, metal housing, 35mm DIN rail mount, removable screw terminal. | Stock | 116 | 121
PS24-075D | RHINO SELECT PS series switching power supply, 24-28 VDC output, 3A, 72W, 120/240 VAC nominal input, switch selectable, 1-phase, enclosed, metal housing, 35mm DIN rail mount, removable screw terminal, hazardous location rated. | Stock | 128 | 133
PS24-150D | RHINO SELECT PS series switching power supply, 24-28 VDC output, 6A, 144W, 120/240 VAC nominal input, switch selectable, 1-phase, enclosed, metal housing, 35mm DIN rail mount, removable screw terminal, hazardous location rated. | Stock | 210 | 218
PS24-300D | RHINO SELECT PS series switching power supply, 24-28 VDC output, 12A, 288W, 120/240 VAC nominal input, switch selectable, 1-phase, enclosed, metal housing, 35mm DIN rail mount, removable screw terminal, hazardous location rated. | Stock | 260 | 270
PS24-500D | RHINO SELECT PS series switching power supply, 24-28 VDC output, 20A, 480W, 120 VAC nominal input, 1-phase, enclosed, metal housing, 35mm DIN rail mount, removable screw terminal. | Stock | 455 | 473
PS24-600D | RHINO SELECT PS series switching power supply, 24-28 VDC output, 24A, 576W, 120/240 VAC nominal input, switch selectable, 1-phase, enclosed, metal housing, 35mm DIN rail mount, removable screw terminal, hazardous location rated. | Stock | 451 | 469
PS24-PLUG-1 | Terminal blocks, replacement. For use with PS12-050D, PS24-050D, PS12-075D, PS24-075D and PS24-150D power supplies. | Stock | 14 | 14.5
PS24-PLUG-3 | Terminal blocks, replacement. For use with PS24-300D power supply. | Stock | 20 | 21
PS24-PLUG-5 | Terminal blocks, replacement. For use with PS24-500D power supply. | Stock | 18 | 18.5
PSA-117002 | IDEM standalone safety switch set, non-contact coded magnetic, manual or automatic restart, (2) N.C. safety output(s), (1) status monitoring output(s), polyester housing, 38mm x 95mm body, pigtail, 16.4ft/5m cable length. | Stock | 218 | 233
PSA-117003 | IDEM standalone safety switch set, non-contact coded magnetic, manual or automatic restart, (2) N.C. safety output(s), (1) status monitoring output(s), polyester housing, 38mm x 95mm body, pigtail, 32.8ft/10m cable length. | Stock | 231 | 247
PSA-117004 | IDEM standalone safety switch set, non-contact coded magnetic, automatic restart, (2) N.C. safety output(s), polyester housing, 38mm x 95mm body, 8-pin M12 quick-disconnect, 9.8in/250mm cable length. | Stock | 237 | 253
PSA-117005 | IDEM standalone safety switch set, non-contact coded magnetic, manual restart, (2) N.C. safety output(s), polyester housing, 38mm x 95mm body, 8-pin M12 quick-disconnect, 9.8in/250mm cable length. | Stock | 237 | 253
PSA-117200 | IDEM safety switch actuator, replacement, non-contact coded magnetic, polyester housing, 21mm x 95mm. | Stock | 31 | 38
PSA-D-117102 | IDEM standalone safety switch set, dual non-contact coded magnetic, manual or automatic restart, (2) N.C. safety output(s), (1) status monitoring output(s), polyester housing, 38mm x 95mm body, pigtail, 16.4ft/5m cable length. | Stock | 251 | 269
PSA-D-117103 | IDEM standalone safety switch set, dual non-contact coded magnetic, manual or automatic restart, (2) N.C. safety output(s), (1) status monitoring output(s), polyester housing, 38mm x 95mm body, pigtail, 32.8ft/10m cable length. | Stock | 264 | 283
PSA-D-117104 | IDEM standalone safety switch set, dual non-contact coded magnetic, automatic restart, (2) N.C. safety output(s), polyester housing, 38mm x 95mm body, 8-pin M12 quick-disconnect, 9.8in/250mm cable length. | Stock | 270 | 289
PSA-D-117105 | IDEM standalone safety switch set, dual non-contact coded magnetic, manual restart, (2) N.C. safety output(s), polyester housing, 38mm x 95mm body, 8-pin M12 quick-disconnect, 9.8in/250mm cable length. | Stock | 270 | 289
PS-AMC1 | ProductivityMotion 1-axis motion controller, 1 MHz maximum switching frequency, 6 high-speed input point(s), sinking, 1-channel, differential encoder input(s), 3 high-speed output point(s), sinking/sourcing, 1-channel, differential output(s). | Stock | 284
PS-AMC2 | ProductivityMotion 2-axis motion controller, 1 MHz maximum switching frequency, 12 high-speed input point(s), sinking, 2-channel, differential encoder input(s), 6 high-speed output point(s), sinking/sourcing, 2-channel, differential output(s). | Stock | 345
PS-AMC3 | ProductivityMotion 3-axis motion controller, 1 MHz maximum switching frequency, 18 high-speed input point(s), sinking, 3-channel, differential encoder input(s), 9 high-speed output point(s), sinking/sourcing, 3-channel, differential output(s). | Stock | 405
PS-AMC4 | ProductivityMotion 4-axis motion controller, 1 MHz maximum switching frequency, 24 high-speed input point(s), sinking, 4-channel, differential encoder input(s), 12 high-speed output point(s), sinking/sourcing, 4-channel, differential output(s). | Stock | 465
PSB12-015-P | RHINO PSB series switching power supply, 11-14 VDC output, 1.25A, 15W, 120/240 VAC or 120-375 VDC nominal input, 1-phase, enclosed, plastic housing, 35mm DIN rail mount, screw terminals. | Stock | 23 | 24
PSB12-030-P | RHINO PSB series switching power supply, 11-14 VDC output, 2.5A, 30W, 120/240 VAC or 120-375 VDC nominal input, 1-phase, enclosed, plastic housing, 35mm DIN rail mount, screw terminals. | Stock | 25 | 26
PSB12-060 | RHINO PSB series switching power supply, 11-14 VDC output, 5A, 60W, 120/240 VAC or 120-375 VDC nominal input, 1-phase, enclosed, aluminum housing, 35mm DIN rail mount, screw terminals. | Stock | 40.5 | 42
PSB12-100 | RHINO PSB series switching power supply, 11-14 VDC output, 8.3A, 100W, 120/240 VAC or 120-375 VDC nominal input, 1-phase, enclosed, aluminum housing, 35mm DIN rail mount, screw terminals. | Stock | 60 | 62
PSB24-060 | RHINO PSB series switching power supply, 22-28 VDC output, 2.5A, 60W, 120/240 VAC or 120-375 VDC nominal input, 1-phase, enclosed, aluminum housing, 35mm DIN rail mount, screw terminals. | Stock | 37.5 | 39
PSB24-060-P | RHINO PSB series switching power supply, 22-28 VDC output, 2.5A, 60W, 120/240 VAC or 120-375 VDC nominal input, 1-phase, enclosed, plastic housing, 35mm DIN rail mount, screw terminals. | Stock | 30 | 31
PSB24-060S | RHINO SELECT PSB series switching power supply, 22-28 VDC output, 2.5A, 60W, 120/240 VAC or 120-240 VDC nominal input, 1-phase, enclosed, aluminum housing, 35mm DIN rail mount, removable screw terminal, hazardous location rated. | Stock | 45.5 | 47.5
PSB24-060S-3 | RHINO SELECT PSB series switching power supply, 24-28 VDC output, 2.5A, 60W, 480 VAC nominal input, 3-phase, enclosed, aluminum housing, 35mm DIN rail mount, screw terminals. | Stock | 63 | 66
PSB24-060S-P | RHINO SELECT PSB series switching power supply, 22-28 VDC output, 2.5A, 60W, 120/240 VAC or 120-240 VDC nominal input, 1-phase, enclosed, plastic housing, 35mm DIN rail mount, screw terminals, NEC Class 2, hazardous location rated. | Stock | 38 | 39.5
PSB24-100-N | RHINO SELECT PSB series switching power supply, 22-24 VDC output, 3.8A, 91.2W, 120/240 VAC or 120-375 VDC nominal input, 1-phase, enclosed, aluminum housing, 35mm DIN rail mount, screw terminals, NEC Class 2. | Stock | 68 | 71
PSB24-120 | RHINO PSB series switching power supply, 22-28 VDC output, 5A, 120W, 120/240 VAC or 120-375 VDC nominal input, 1-phase, enclosed, aluminum housing, 35mm DIN rail mount, screw terminals. | Stock | 69 | 72
PSB24-120S | RHINO SELECT PSB series switching power supply, 22-28 VDC output, 5A, 120W, 120/240 VAC or 120-375 VDC nominal input, 1-phase, enclosed, aluminum housing, 35mm DIN rail mount, removable screw terminal, hazardous location rated. | Stock | 82 | 85
PSB24-120S-3 | RHINO SELECT PSB series switching power supply, 24-28 VDC output, 5A, 120W, 480 VAC nominal input, 3-phase, enclosed, aluminum housing, 35mm DIN rail mount, screw terminals. | Stock | 83 | 86
PSB24-240-1 | RHINO PSB series switching power supply, 24-28 VDC output, 10A, 240W, 120/240 VAC or 120-375 VDC nominal input, 1-phase, enclosed, aluminum housing, 35mm DIN rail mount, screw terminals. | Stock | 119
PSB24-240S | RHINO SELECT PSB series switching power supply, 22-28 VDC output, 10A, 240W, 120/240 VAC or 120-375 VDC nominal input, 1-phase, enclosed, aluminum housing, 35mm DIN rail mount, removable screw terminal, hazardous location rated. | Stock | 135 | 140
PSB24-240S-3 | RHINO SELECT PSB series switching power supply, 24-28 VDC output, 10A, 240W, 480 VAC nominal input, 3-phase, enclosed, aluminum housing, 35mm DIN rail mount, screw terminals. | Stock | 137 | 142
PSB24-480 | RHINO PSB series switching power supply, 22-28 VDC output, 20A, 480W, 120/240 VAC or 120-375 VDC nominal input, 1-phase, enclosed, aluminum housing, 35mm DIN rail mount, screw terminals. | Stock | 186 | 193
PSB24-480S | RHINO SELECT PSB series switching power supply, 22-28 VDC output, 20A, 480W, 120/240 VAC or 125-375 VDC nominal input, 1-phase, enclosed, aluminum housing, 35mm DIN rail mount, screw terminals, hazardous location rated. | Stock | 208 | 216
PSB24-480S-3 | RHINO SELECT PSB series switching power supply, 24-28 VDC output, 20A, 480W, 480 VAC nominal input, 3-phase, enclosed, aluminum housing, 35mm DIN rail mount, screw terminals. | Stock | 195 | 203
PSB24-960S-3 | RHINO SELECT PSB series switching power supply, 24-28 VDC output, 40A, 960W, 480 VAC nominal input, 3-phase, enclosed, aluminum housing, 35mm DIN rail mount, screw terminals. | Stock | 288 | 300
PSB24-BCM960S | RHINO battery control module, 1 input, 24 VDC nominal input, 23-28 VDC output, 40A, alarm contact for operation monitoring, screw terminals. Requires power supply, 24V battery (user-supplied). | Stock | 61 | 63
PSB24-BFM20S | RHINO buffer module, 1 input, 24 VDC nominal input, 23-28 VDC output, 20A, selection switch, alarm contact for operation monitoring, screw terminals, hazardous location rated. Requires PSB24 power supply. | Stock | 119 | 124
PSB48-120S | RHINO SELECT PSB series switching power supply, 48-56 VDC output, 2.5A, 120W, 120/240 VAC or 120-375 VDC nominal input, 1-phase, enclosed, aluminum housing, 35mm DIN rail mount, removable screw terminal, hazardous location rated. | Stock | 82 | 85
PSB48-240S | RHINO SELECT PSB series switching power supply, 48-56 VDC output, 5A, 240W, 120/240 VAC or 120-375 VDC nominal input, 1-phase, enclosed, aluminum housing, 35mm DIN rail mount, removable screw terminal, hazardous location rated. | Stock | 135 | 140
PSB48-480S | RHINO SELECT PSB series switching power supply, 48-56 VDC output, 10A, 480W, 120/240 VAC or 120-375 VDC nominal input, 1-phase, enclosed, aluminum housing, 35mm DIN rail mount, screw terminals, hazardous location rated. | Stock | 184 | 191
PSB60-REM20S | RHINO redundancy module, 2 inputs, 24/48 VDC nominal input, 24-48 VDC output, 20A, alarm contact for operation monitoring, screw terminals, hazardous location rated. Requires (2) matched 24 or 48 VDC power supplies. | Stock | 38 | 39.5
PSB60-REM40S | RHINO redundancy module, 2 inputs, 24/48 VDC nominal input, 24-48 VDC output, 40A, alarm contact for operation monitoring, screw terminals, hazardous location rated. Requires (2) matched 24 or 48 VDC power supplies. | Stock | 46.5 | 48.5
PSB-CVR | Terminal covers, replacement. For use with PSB series power supplies with fixed-screw terminal strips. | Stock | 5.5 | 5.75
PSC-05-012 | RHINO SELECT PSC series switching power supply, 5-5.2 VDC output, 2.4A, 12W, 120/240 VAC nominal input, 1-phase, enclosed, plastic housing, 35mm DIN rail mount, screw terminals, NEC Class 2. | Stock | 50 | 52
PSC-12-015 | RHINO SELECT PSC series switching power supply, 12-16 VDC output, 1.25A, 15W, 120/240 VAC nominal input, 1-phase, enclosed, plastic housing, 35mm DIN rail mount, screw terminals, NEC Class 2. | Stock | 50 | 52
PSC-12-030 | RHINO SELECT PSC series switching power supply, 12-16 VDC output, 2.5A, 30W, 120/240 VAC nominal input, 1-phase, enclosed, plastic housing, 35mm DIN rail mount, screw terminals, NEC Class 2. | Stock | 51 | 53
PSC-12-060 | RHINO SELECT PSC series switching power supply, 12-16 VDC output, 4.5A, 54W, 120/240 VAC nominal input, 1-phase, enclosed, plastic housing, 35mm DIN rail mount, screw terminals, NEC Class 2. | Stock | 63 | 66
PSC-24-015 | RHINO SELECT PSC series switching power supply, 24-28 VDC output, 0.63A, 15W, 120/240 VAC nominal input, 1-phase, enclosed, plastic housing, 35mm DIN rail mount, screw terminals, NEC Class 2. | Stock | 50 | 52
PSC-24-030 | RHINO SELECT PSC series switching power supply, 24-28 VDC output, 1.25A, 30W, 120/240 VAC nominal input, 1-phase, enclosed, plastic housing, 35mm DIN rail mount, screw terminals, NEC Class 2. | Stock | 63 | 66
PSC-24-060 | RHINO SELECT PSC series switching power supply, 24-28 VDC output, 2.5A, 60W, 120/240 VAC nominal input, 1-phase, enclosed, plastic housing, 35mm DIN rail mount, screw terminals, NEC Class 2. | Stock | 77 | 80
PSC-24-090 | RHINO SELECT PSC series switching power supply, 24-28 VDC output, 3.75A, 90W, 120/240 VAC nominal input, 1-phase, enclosed, plastic housing, 35mm DIN rail mount, screw terminals, NEC Class 2. | Stock | 97 | 101
PSD24-120-L | RHINO PRO PSD series switching power supply, 24-28 VDC output, 5A, 120W, 120/240 VAC or 110-300VDC nominal input, 1-phase, enclosed, aluminum housing, LCD display, 35mm DIN rail mount, screw terminals. | Stock | 188 | 196
PSD24-240-L | RHINO PRO PSD series switching power supply, 24-28 VDC output, 10A, 240W, 120/240 VAC or 110-300VDC nominal input, 1-phase, enclosed, aluminum housing, LCD display, 35mm DIN rail mount, screw terminals. | Stock | 262 | 272
PSD24-480-L | RHINO PRO PSD series switching power supply, 24-28 VDC output, 20A, 480W, 120/240 VAC or 110-300VDC nominal input, 1-phase, enclosed, aluminum housing, LCD display, 35mm DIN rail mount, screw terminals. | Stock | 332 | 345
PSD25-0P-0145H | ProSense electronic pressure switch, 7.5 to 145 psi set point, 316 stainless steel sensing element, PNP, N.O./N.C. complementary, 1/4in male NPT process connection, 9.6 to 32 VDC operating voltage, 4-pin M12 quick-disconnect. | Stock | 96 | 103
PSD25-0P-1450H | ProSense electronic pressure switch, 75 to 1450 psi set point, 316 stainless steel sensing element, PNP, N.O./N.C. complementary, 1/4in male NPT process connection, 9.6 to 32 VDC operating voltage, 4-pin M12 quick-disconnect. | Stock | 96 | 103
PSD25-0P-5800H | ProSense electronic pressure switch, 290 to 5800 psi set point, 316 stainless steel sensing element, PNP, N.O./N.C. complementary, 1/4in male NPT process connection, 9.6 to 32 VDC operating voltage, 4-pin M12 quick-disconnect. | Stock | 96 | 103
PSD-CV | Protective cover, plastic. For use with ProSense series PSD25 & TSD25 process switches. | Stock | 3.25 | 3.5
PSE05-115 | RHINO PSE series switching power supply, 5 VDC output, 3A, 15W, 120/240 (47-440 Hz) VAC or 120-370 VDC nominal input, 1-phase, encapsulated, plastic resin and fiberglass housing, panel mount, screw terminals. | Stock | 56 | 58
PSE05-130 | RHINO PSE series switching power supply, 5 VDC output, 6A, 30W, 120/240 (47-440 Hz) VAC or 120-370 VDC nominal input, 1-phase, encapsulated, plastic resin and fiberglass housing, panel mount, screw terminals. | Stock | 81 | 84
PSE05-150 | RHINO PSE series switching power supply, 5.1 VDC output, 10A, 51W, 120/240 (47-440 Hz) VAC or 120-370 VDC nominal input, 1-phase, encapsulated, plastic resin and fiberglass housing, panel mount, screw terminals. | Stock | 97 | 101
PSE05-DC12-40 | RHINO DC to DC converter, 9.5-36 VDC input, 5.1 VDC output, 8A, 40W, plastic housing, encapsulated, chassis mount, screw terminal. | Stock | 77 | 80
PSE05-DC12-60 | RHINO DC to DC converter, 9.5-36 VDC input, 5.1 VDC output, 12A, 60W, plastic housing, encapsulated, chassis mount, screw terminal. | Stock | 90 | 94
PSE05-DC24-40 | RHINO DC to DC converter, 18-75 VDC input, 5.1 VDC output, 8A, 40W, plastic housing, encapsulated, chassis mount, screw terminal. | Stock | 82 | 85
PSE05-DC24-60 | RHINO DC to DC converter, 18-75 VDC input, 5.1 VDC output, 12A, 60W, plastic housing, encapsulated, chassis mount, screw terminal. | Stock | 95 | 99
PSE12-115 | RHINO PSE series switching power supply, 12 VDC output, 1.25A, 15W, 120/240 (47-440 Hz) VAC or 120-370 VDC nominal input, 1-phase, encapsulated, plastic resin and fiberglass housing, panel mount, screw terminals. | Stock | 56 | 58
PSE12-130 | RHINO PSE series switching power supply, 12 VDC output, 2.5A, 30W, 120/240 (47-440 Hz) VAC or 120-370 VDC nominal input, 1-phase, encapsulated, plastic resin and fiberglass housing, panel mount, screw terminals. | Stock | 81 | 84
PSE12-160 | RHINO PSE series switching power supply, 12 VDC output, 5A, 60W, 120/240 VAC nominal input, 1-phase, encapsulated, plastic resin and fiberglass housing, panel mount, screw terminals. | Stock | 97 | 101
PSE12-215 | RHINO PSE series switching power supply, +/- 12 VDC output, 0.625A per output, 15W, 120/240 (47-440 Hz) VAC or 120-370 VDC nominal input, 1-phase, encapsulated, plastic resin and fiberglass housing, panel mount, screw terminals. | Stock | 58 | 60
PSE12-230 | RHINO PSE series switching power supply, +/- 12 VDC output, 1.3A per output, 30W, 120/240 (47-440 Hz) VAC or 120-370 VDC nominal input, 1-phase, encapsulated, plastic resin and fiberglass housing, panel mount, screw terminals. | Stock | 84 | 87
PSE12-DC12-40 | RHINO DC to DC converter, 9.5-36 VDC input, 12 VDC output, 3.33A, 40W, plastic housing, encapsulated, chassis mount, screw terminal. | Stock | 77 | 80
PSE12-DC12-60 | RHINO DC to DC converter, 9.5-36 VDC input, 12 VDC output, 5A, 60W, plastic housing, encapsulated, chassis mount, screw terminal. | Stock | 90 | 94
PSE12-DC24-40 | RHINO DC to DC converter, 18-75 VDC input, 12 VDC output, 3.33A, 40W, plastic housing, encapsulated, chassis mount, screw terminal. | Stock | 82 | 85
PSE12-DC24-60 | RHINO DC to DC converter, 18-75 VDC input, 12 VDC output, 5A, 60W, plastic housing, encapsulated, chassis mount, screw terminal. | Stock | 95 | 99
PSE15-115 | RHINO PSE series switching power supply, 15 VDC output, 1A, 15W, 120/240 (47-440 Hz) VAC or 120-370 VDC nominal input, 1-phase, encapsulated, plastic resin and fiberglass housing, panel mount, screw terminals. | Stock | 56 | 58
PSE15-130 | RHINO PSE series switching power supply, 15 VDC output, 2A, 30W, 120/240 (47-440 Hz) VAC or 120-370 VDC nominal input, 1-phase, encapsulated, plastic resin and fiberglass housing, panel mount, screw terminals. | Stock | 81 | 84
PSE15-160 | RHINO PSE series switching power supply, 15 VDC output, 4A, 60W, 120/240 VAC nominal input, 1-phase, encapsulated, plastic resin and fiberglass housing, panel mount, screw terminals. | Stock | 97 | 101
PSE15-215 | RHINO PSE series switching power supply, +/- 15 VDC output, 0.5A per output, 15W, 120/240 (47-440 Hz) VAC or 120-370 VDC nominal input, 1-phase, encapsulated, plastic resin and fiberglass housing, panel mount, screw terminals. | Stock | 58 | 60
PSE15-230 | RHINO PSE series switching power supply, +/- 15 VDC output, 1A per output, 30W, 120/240 (47-440 Hz) VAC or 120-370 VDC nominal input, 1-phase, encapsulated, plastic resin and fiberglass housing, panel mount, screw terminals. | Stock | 84 | 87
PSE24-115 | RHINO PSE series switching power supply, 24 VDC output, 0.625A, 15W, 120/240 (47-440 Hz) VAC or 120-370 VDC nominal input, 1-phase, encapsulated, plastic resin and fiberglass housing, panel mount, screw terminals. | Stock | 56 | 58
PSE24-130 | RHINO PSE series switching power supply, 24 VDC output, 1.25A, 30W, 120/240 (47-440 Hz) VAC or 120-370 VDC nominal input, 1-phase, encapsulated, plastic resin and fiberglass housing, panel mount, screw terminals. | Stock | 81 | 84
PSE24-160 | RHINO PSE series switching power supply, 24 VDC output, 2.5A, 60W, 120/240 VAC or 100-375 VDC nominal input, 1-phase, encapsulated, plastic resin and fiberglass housing, panel mount, screw terminals. | Stock | 97 | 101
PSE24-DC12-40 | RHINO DC to DC converter, 9.5-36 VDC input, 24 VDC output, 1.67A, 40W, plastic housing, encapsulated, chassis mount, screw terminal. | Stock | 77 | 80
PSE24-DC12-60 | RHINO DC to DC converter, 9.5-36 VDC input, 24 VDC output, 2.5A, 60W, plastic housing, encapsulated, chassis mount, screw terminal. | Stock | 90 | 94
PSE24-DC24-40 | RHINO DC to DC converter, 18-75 VDC input, 24 VDC output, 1.67A, 40W, plastic housing, encapsulated, chassis mount, screw terminal. | Stock | 82 | 85
PSE24-DC24-60 | RHINO DC to DC converter, 18-75 VDC input, 24 VDC output, 2.5A, 60W, plastic housing, encapsulated, chassis mount, screw terminal. | Stock | 95 | 99
PSE48-DC12-60 | RHINO DC to DC converter, 9.5-36 VDC input, 48 VDC output, 1.25A, 60W, plastic housing, encapsulated, chassis mount, screw terminal. | Stock | 90 | 94
PSE48-DC24-60 | RHINO DC to DC converter, 18-75 VDC input, 48 VDC output, 1.25A, 60W, plastic housing, encapsulated, chassis mount, screw terminal. | Stock | 95 | 99
PSE-BRKT-1 | DIN rail mounting bracket, for use with 15W PSE series encapsulated power supplies. Mounting hardware included. | Stock | 10 | 10.5
PSE-BRKT-2 | DIN rail mounting bracket, for use with 30W-60W PSE series encapsulated power supplies. Mounting hardware included. | Stock | 11.5 | 12
PSFA12-060-U | RHINO SELECT PSFA series switching power supply, 13.5-14 VDC output, 4.3A, 60W, 120-240 VAC nominal input, 1-phase, open frame, galvanized steel housing, panel mount, screw terminals. | Stock | 34
PSFA24-060-U | RHINO SELECT PSFA series switching power supply, 27-28 VDC output, 2.1A, 60W, 120-240 VAC nominal input, 1-phase, open frame, galvanized steel housing, panel mount, screw terminals. | Stock | 34
PSFR-1C-120A-TL | ProSense pump seal failure relay, socket mount, finger-safe, 120 VAC coil voltage, SPDT, 10A contact rating, 8-pin, LED indicator(s), single channel for (1) pump monitoring. Relay becomes UL listed when used with 70169-D relay socket. | Stock | 53 | 55
PSFR-2C-120A-TL | ProSense pump seal failure relay, socket mount, finger-safe, 120 VAC coil voltage, SPST, N.O., 5A contact rating, 8-pin, LED indicator(s), dual channel for (2) pump monitoring. Relay becomes UL listed when used with 70169-D relay socket. | Stock | 64 | 67
PSH-12-080 | RHINO PRO PSH series switching power supply, 11.8-15 VDC output, 6.6A, 80W, 120/240 VAC nominal input, 1-phase, enclosed, metal housing, 35mm DIN rail mount, screw terminals, hazardous location rated. | Stock | 103 | 107
PSH-12-120 | RHINO PRO PSH series switching power supply, 11.8-15 VDC output, 10A, 120W, 120/240 VAC nominal input, 1-phase, enclosed, metal housing, 35mm DIN rail mount, screw terminals, hazardous location rated. | Stock | 136 | 141
PSH-24-080 | RHINO PRO PSH series switching power supply, 23.5-28 VDC output, 3.4A, 80W, 120/240 VAC nominal input, 1-phase, enclosed, metal housing, 35mm DIN rail mount, screw terminals, hazardous location rated. | Stock | 96 | 100
PSH-24-120 | RHINO PRO PSH series switching power supply, 23.5-28 VDC output, 5A, 120W, 120/240 VAC nominal input, 1-phase, enclosed, metal housing, 35mm DIN rail mount, screw terminals, hazardous location rated. | Stock | 124 | 129
PSH-24-240 | RHINO PRO PSH series switching power supply, 23.5-28 VDC output, 10A, 240W, 120/240 VAC nominal input, 1-phase, enclosed, metal housing, 35mm DIN rail mount, screw terminals, hazardous location rated. | Stock | 162 | 168
PSH-24-480 | RHINO PRO PSH series switching power supply, 23.5-28 VDC output, 20A, 480W, 120/240 VAC nominal input, 1-phase, enclosed, metal housing, 35mm DIN rail mount, screw terminals, hazardous location rated. | Stock | 243 | 253
PSH-48-080 | RHINO PRO PSH series switching power supply, 47.5-56 VDC output, 1.7A, 80W, 120/240 VAC nominal input, 1-phase, enclosed, metal housing, 35mm DIN rail mount, screw terminals, hazardous location rated. | Stock | 92 | 96
PSH-48-120 | RHINO PRO PSH series switching power supply, 47.5-56 VDC output, 2.5A, 120W, 120/240 VAC nominal input, 1-phase, enclosed, metal housing, 35mm DIN rail mount, screw terminals, hazardous location rated. | Stock | 135 | 140
PSH-48-240 | RHINO PRO PSH series switching power supply, 47.5-56 VDC output, 5A, 240W, 120/240 VAC nominal input, 1-phase, enclosed, metal housing, 35mm DIN rail mount, screw terminals, hazardous location rated. | Stock | 172 | 179
PSH-48-480 | RHINO PRO PSH series switching power supply, 47.5-56 VDC output, 10A, 480W, 120/240 VAC nominal input, 1-phase, enclosed, metal housing, 35mm DIN rail mount, screw terminals, hazardous location rated. | Stock | 254 | 264
PSH-BCM360S | RHINO battery control module, 2 inputs, 24/48 VDC nominal input, 23-27 VDC / 47-55 VDC output, 15A at 24 VDC, 7.5A at 48 VDC, alarm contact for operation monitoring, screw terminals. Requires power supply, 12V battery (user-supplied). | Stock | 215 | 224
PSL-05-010 | RHINO PSL series switching power supply, 5 VDC output, 1.5A, 7.5W, 120/240 VAC or 125-375 VDC nominal input, 1-phase, enclosed, plastic housing, 35mm DIN rail mount, screw terminals, NEC Class 2. | Stock | 30 | 31
PSL1 | Wiegmann pushbutton enclosure, 1 hole, 30mm, NEMA 12/13, 4 x 3 x 3in (HxWxD), wall mount, carbon steel, ANSI 61 gray, powder coat finish, screw cover. | from vendor up to 0 business day | 61 | 63
PSL-12-010 | RHINO PSL series switching power supply, 12 VDC output, 0.83A, 9.96W, 120/240 VAC or 125-375 VDC nominal input, 1-phase, enclosed, plastic housing, 35mm DIN rail mount, screw terminals, NEC Class 2. | Stock | 27 | 28
PSL-12-030 | RHINO PSL series switching power supply, 11.5-14.5 VDC output, 2.1A, 25W, 120/240 VAC or 125-375 VDC nominal input, 1-phase, enclosed, plastic housing, 35mm DIN rail mount, screw terminals, NEC Class 2. | Stock | 35 | 36.5
PSL-12-060 | RHINO PSL series switching power supply, 11.5-14.5 VDC output, 4.5A, 54W, 120/240 VAC or 125-375 VDC nominal input, 1-phase, enclosed, plastic housing, 35mm DIN rail mount, screw terminals, NEC Class 2. | Stock | 48.5 | 50
PSL-12-090 | RHINO PSL series switching power supply, 12-14 VDC output, 6A, 72W, 120/240 VAC or 125-375 VDC nominal input, 1-phase, enclosed, plastic housing, 35mm DIN rail mount, screw terminals. | Stock | 61 | 63
PSL2 | Wiegmann pushbutton enclosure, 2 holes, 30mm, NEMA 12/13, 6 x 3 x 3in (HxWxD), wall mount, carbon steel, ANSI 61 gray, powder coat finish, screw cover. | from vendor up to 0 business day | 68 | 70
PSL-24-010 | RHINO PSL series switching power supply, 24 VDC output, 0.42A, 10W, 120/240 VAC or 125-375 VDC nominal input, 1-phase, enclosed, plastic housing, 35mm DIN rail mount, screw terminals, NEC Class 2. | Stock | 30 | 31
PSL-24-030 | RHINO PSL series switching power supply, 24-28 VDC output, 1.25A, 30W, 120/240 VAC or 125-375 VDC nominal input, 1-phase, enclosed, plastic housing, 35mm DIN rail mount, screw terminals, NEC Class 2. | Stock | 35 | 36.5
PSL-24-060 | RHINO PSL series switching power supply, 24-28 VDC output, 2.5A, 60W, 120/240 VAC or 125-375 VDC nominal input, 1-phase, enclosed, plastic housing, 35mm DIN rail mount, screw terminals, NEC Class 2. | Stock | 48.5 | 50
PSL-24-090 | RHINO PSL series switching power supply, 22-24 VDC output, 3.8A, 91.2W, 120/240 VAC or 125-250 VDC nominal input, 1-phase, enclosed, plastic housing, 35mm DIN rail mount, screw terminals, NEC Class 2. | Stock | 61 | 63
PSL-24-BCM240 | RHINO battery control module, 1 input, 24 VDC nominal input, 23-28 VDC output, 10A, alarm contact for operation monitoring, screw terminals. Requires power supply, 24V battery (user-supplied). | Stock | 31.5 | 33
PSL3 | Wiegmann pushbutton enclosure, 3 holes, 30mm, NEMA 12/13, 9 x 3 x 3in (HxWxD), wall mount, carbon steel, ANSI 61 gray, powder coat finish, screw cover. | Stock | 77 | 79
PSL4 | Wiegmann pushbutton enclosure, 4 holes, 30mm, NEMA 12/13, 11 x 3 x 3in (HxWxD), wall mount, carbon steel, ANSI 61 gray, powder coat finish, screw cover. | Stock | 85 | 87
PSM12-078S | RHINO SELECT PSM series switching power supply, 12-14 VDC output, 6.5A, 78W, 120/240 VAC nominal input, 1-phase, enclosed, metal housing, 35mm DIN rail mount, removable screw terminal. | Stock | 147 | 153
PSM12-156S | RHINO SELECT PSM series switching power supply, 12-14 VDC output, 13A, 156W, 120/240 VAC nominal input, 1-phase, enclosed, metal housing, 35mm DIN rail mount, removable screw terminal. | Stock | 176 | 183
PSM24-090S | RHINO SELECT PSM series switching power supply, 24-28 VDC output, 3.75A, 90W, 120/240 VAC nominal input, 1-phase, enclosed, metal housing, 35mm DIN rail mount, removable screw terminal. | Stock | 109 | 113
PSM24-090S-N | RHINO SELECT PSM series switching power supply, 24-28 VDC output, 3.75A, 90W, 120/240 VAC nominal input, 1-phase, enclosed, metal housing, 35mm DIN rail mount, removable screw terminal, NEC Class 2. | Stock | 152 | 158
PSM24-180S | RHINO SELECT PSM series switching power supply, 24-28 VDC output, 7.5A, 180W, 120/240 VAC nominal input, 1-phase, enclosed, metal housing, 35mm DIN rail mount, removable screw terminal. | Stock | 170 | 177
PSM24-360S | RHINO SELECT PSM series switching power supply, 24-28 VDC output, 15A, 360W, 120/240 VAC nominal input, 1-phase, enclosed, metal housing, 35mm DIN rail mount, removable screw terminal. | Stock | 256 | 266
PSM24-600S | RHINO SELECT PSM series switching power supply, 24-28 VDC output, 25A, 600W, 120/240 VAC nominal input, 1-phase, enclosed, metal housing, 35mm DIN rail mount, screw terminals. | Stock | 382 | 397
PSM24-BCM360S | RHINO battery control module, 1 input, 24 VDC nominal input, 24-28 VDC output, 15A, alarm contact for operation monitoring, removable screw terminals. Requires PSM24 power supply, 24V battery (user-supplied). | Stock | 175 | 182
PSM24-BFM600S | RHINO buffer module, 1 input, 24 VDC nominal input, 22-28 VDC output, 25A, potentiometer, alarm contact for operation monitoring, removable screw terminals. Requires 24 VDC power supply. | Stock | 205 | 213
PSM24-REM360S | RHINO redundancy module, 2 inputs, 24 VDC nominal input, 24-27 VDC output, 15A, alarm contact for operation monitoring, active current sharing, removable screw terminals. Requires (2) PSM24 power supplies. | Stock | 178 | 185
PSM-JC01 | Link cable, replacement. For use with PSM24-BCM360S and PSM24-REM360S specialty modules. | Stock | 8.25 | 8.5
PSM-PANEL1 | Panel mounting bracket, for use with all PSM series power supplies up to 180W. | Stock | 33.5 | 35
PSM-PANEL2 | Panel mounting bracket, for use with PSM24-360S and PSM24-600S power supplies. | Stock | 30 | 31
PSM-PK1 | Terminal blocks, replacement. For use with PSM12-078S, PSM24-090S, PSM24-090S-N power supplies. | Stock | 7.75 | 8
PSM-PK2 | Terminal blocks, replacement. For use with PSM12-156S, PSM24-180S, PSM24-360S power supplies. | Stock | 11 | 11.5
PSM-TS | Temperature sensor, for use with PSM24-BCM360S battery control module. | Stock | 30 | 31
PSN24-080 | RHINO PRO PSN series switching power supply, 24-28 VDC output, 3.4A, 81.6W, 120/240 VAC or 110-300VDC nominal input, 1-phase, enclosed, aluminum housing, 35mm DIN rail mount, screw terminals. | Stock | 89 | 93
PSN24-120 | RHINO PRO PSN series switching power supply, 24-28 VDC output, 5A, 120W, 120/240 VAC or 110-300VDC nominal input, 1-phase, enclosed, aluminum housing, 35mm DIN rail mount, screw terminals. | Stock | 119 | 124
PSN24-240 | RHINO PRO PSN series switching power supply, 24-28 VDC output, 10A, 240W, 120/240 VAC or 110-300VDC nominal input, 1-phase, enclosed, aluminum housing, 35mm DIN rail mount, screw terminals. | Stock | 175 | 182
PSN24-480 | RHINO PRO PSN series switching power supply, 24-28 VDC output, 20A, 480W, 120/240 VAC or 110-300VDC nominal input, 1-phase, enclosed, aluminum housing, 35mm DIN rail mount, screw terminals. | Stock | 267 | 278
PSN24-480-3 | RHINO PRO PSN series switching power supply, 24-28 VDC output, 20A, 480W, 480 VAC nominal input, 3-phase, enclosed, aluminum housing, 35mm DIN rail mount, screw terminals. | Stock | 270 | 281
PSN24-960 | RHINO PRO PSN series switching power supply, 24-28 VDC output, 40A, 960W, 120/240 VAC nominal input, 1-phase, enclosed, aluminum housing, 35mm DIN rail mount, screw terminals. | Stock | 408 | 424
PSN24-960-3 | RHINO PRO PSN series switching power supply, 24-28 VDC output, 40A, 960W, 480 VAC nominal input, 3-phase, enclosed, aluminum housing, 35mm DIN rail mount, screw terminals. | Stock | 428 | 445
PSP05-020S | RHINO SELECT PSP series switching power supply, 5-5.25 VDC output, 4A, 20W, 120/240 VAC or 85-375 VDC nominal input, 1-phase, enclosed, plastic housing, 35mm DIN rail or panel mount, removable screw terminal. | Stock | 67 | 70
PSP05-DC24-5 | RHINO DC to DC converter, 18-75 VDC input, 5 VDC output, 5A, 25W, plastic housing, 35mm DIN rail mount, screw terminal, removable. DIN rail insert for panel mounting included. | Stock | 87 | 90
PSP12-024S | RHINO SELECT PSP series switching power supply, 12-16 VDC output, 2A, 24W, 120/240 VAC or 85-375 VDC nominal input, 1-phase, enclosed, plastic housing, 35mm DIN rail or panel mount, removable screw terminal. | Stock | 83 | 86
PSP12-060C | RHINO SELECT PSP series switching power supply, 12-15 VDC output, 4A, 48W, 120/240 VAC or 85-375 VDC nominal input, 1-phase, enclosed, plastic housing, 35mm DIN rail or panel mount, spring clamp terminals. | Stock | 120 | 125
PSP12-060S | RHINO SELECT PSP series switching power supply, 12-15 VDC output, 4A, 48W, 120/240 VAC or 85-375 VDC nominal input, 1-phase, enclosed, plastic housing, 35mm DIN rail or panel mount, removable screw terminal. | Stock | 107 | 111
PSP12-120C | RHINO SELECT PSP series switching power supply, 12-15 VDC output, 8A, 96W, 120/240 VAC or 85-375 VDC nominal input, 1-phase, enclosed, plastic housing, 35mm DIN rail or panel mount, spring clamp terminals. | Stock | 137 | 142
PSP12-120S | RHINO SELECT PSP series switching power supply, 12-15 VDC output, 8A, 96W, 120/240 VAC or 85-375 VDC nominal input, 1-phase, enclosed, plastic housing, 35mm DIN rail or panel mount, removable screw terminal. | Stock | 171 | 178
PSP12-DC24-2 | RHINO DC to DC converter, 18-75 VDC input, 12 VDC output, 2A, 25W, plastic housing, 35mm DIN rail mount, screw terminal, removable. DIN rail insert for panel mounting included. | Stock | 71 | 74
PSP12-DC24-5 | RHINO DC to DC converter, 18-75 VDC input, 12 VDC output, 5A, 60W, plastic housing, 35mm DIN rail mount, screw terminal, removable. DIN rail insert for panel mounting included. | Stock | 102 | 106
PSP24-024C | RHINO SELECT PSP series switching power supply, 24-28 VDC output, 1A, 24W, 120/240 VAC or 85-375 VDC nominal input, 1-phase, enclosed, plastic housing, 35mm DIN rail or panel mount, spring clamp terminals. | Stock | 65 | 68
PSP24-024S | RHINO SELECT PSP series switching power supply, 24-28 VDC output, 1A, 24W, 120/240 VAC or 85-375 VDC nominal input, 1-phase, enclosed, plastic housing, 35mm DIN rail or panel mount, removable screw terminal. | Stock | 62 | 64
PSP24-060C | RHINO SELECT PSP series switching power supply, 24-28 VDC output, 2.5A, 60W, 120/240 VAC or 85-375 VDC nominal input, 1-phase, enclosed, plastic housing, 35mm DIN rail or panel mount, spring clamp terminals. | Stock | 96 | 100
PSP24-060S | RHINO SELECT PSP series switching power supply, 24-28 VDC output, 2.5A, 60W, 120/240 VAC or 85-375 VDC nominal input, 1-phase, enclosed, plastic housing, 35mm DIN rail or panel mount, removable screw terminal. | Stock | 95 | 99
PSP24-120C | RHINO SELECT PSP series switching power supply, 24-28 VDC output, 5A, 120W, 120/240 VAC or 85-375 VDC nominal input, 1-phase, enclosed, plastic housing, 35mm DIN rail or panel mount, spring clamp terminals. | Stock | 159 | 165
PSP24-120S | RHINO SELECT PSP series switching power supply, 24-28 VDC output, 5A, 120W, 120/240 VAC or 85-375 VDC nominal input, 1-phase, enclosed, plastic housing, 35mm DIN rail or panel mount, removable screw terminal. | Stock | 150 | 156
PSP24-240S | RHINO SELECT PSP series switching power supply, 24-28 VDC output, 10A, 240W, 120/240 VAC nominal input, 1-phase, enclosed, plastic housing, 35mm DIN rail or panel mount, removable screw terminal. | Stock | 201 | 209
PSP24-DC12-1 | RHINO DC to DC converter, 9.5-18 VDC input, 24 VDC output, 1A, 25W, plastic housing, 35mm DIN rail mount, screw terminal, removable. DIN rail insert for panel mounting included. | Stock | 88 | 92
PSP24-DC24-1 | RHINO DC to DC converter, 18-75 VDC input, 24 VDC output, 1A, 25W, plastic housing, 35mm DIN rail mount, screw terminal, removable. DIN rail insert for panel mounting included. | Stock | 85 | 88
PSP24-DC24-2 | RHINO DC to DC converter, 18-75 VDC input, 24 VDC output, 2.5A, 60W, plastic housing, 35mm DIN rail mount, screw terminal, removable. DIN rail insert for panel mounting included. | Stock | 105 | 109
PSP24-REM240S | RHINO redundancy module, 2 inputs, 5/12/24 VDC nominal input, 4-59 VDC output, 8A, removable screw terminals. Requires (2) matched 24 VDC power supplies. | Stock | 53 | 55
PS-PGMSW | Productivity Suite programming and documentation software, CD or free download. For use with Productivity Series CPUs. | Stock | 20 | 21
PSS0524-100 | RHINO PSS series switching power supply, 22.8-26.4 VDC output, 2.7A (24 VDC), 7A (5 VDC), 100W, 120/240 VAC or 125-375 VDC nominal input, 1-phase, enclosed, aluminum housing, panel mount, screw terminals. | Stock | 45.5 | 47.5
PSS12-035 | RHINO PSS series switching power supply, 11-14 VDC output, 3A, 35W, 120/240 VAC or 100-375 VDC nominal input, 1-phase, enclosed, aluminum housing, panel mount, screw terminals. | Stock | 19 | 20
PSS12-050 | RHINO PSS series switching power supply, 11-14 VDC output, 4.17A, 50W, 120/240 VAC or 100-375 VDC nominal input, 1-phase, enclosed, aluminum housing, panel mount, screw terminals. | Stock | 21 | 22
PSS12-100 | RHINO PSS series switching power supply, 11-14 VDC output, 8.3A, 100W, 120/240 VAC or 100-375 VDC nominal input, 1-phase, enclosed, aluminum housing, panel mount, screw terminals. | Stock | 32.5 | 34
PSS12-155-U | RHINO SELECT PSS series switching power supply, 12-14 VDC output, 11A, 151W, 120/240 VAC nominal input, switch selectable, 1-phase, enclosed, galvanized steel housing, panel mount, screw terminals. | Stock | 42
PSS24-035 | RHINO PSS series switching power supply, 22-28 VDC output, 1.46A, 35W, 120/240 VAC or 100-375 VDC nominal input, 1-phase, enclosed, aluminum housing, panel mount, screw terminals. | Stock | 19 | 20
PSS24-050 | RHINO PSS series switching power supply, 22-28 VDC output, 2.1A, 50W, 120/240 VAC or 100-375 VDC nominal input, 1-phase, enclosed, aluminum housing, panel mount, screw terminals. | Stock | 21 | 22
PSS24-100 | RHINO PSS series switching power supply, 22-28 VDC output, 4.17A, 100W, 120/240 VAC or 100-375 VDC nominal input, 1-phase, enclosed, aluminum housing, panel mount, screw terminals. | Stock | 32.5 | 34
PSS24-155-U | RHINO SELECT PSS series switching power supply, 24-28 VDC output, 5.5A, 151W, 120/240 VAC nominal input, switch selectable, 1-phase, enclosed, galvanized steel housing, panel mount, screw terminals. | Stock | 42
PSTI-0N-4F | AutomationDirect photoelectric fork sensor, U-frame, die-cast zinc housing, through-beam, liquid detection, infrared light emission, 0-30mm sensing distance, 10-30 VDC operating voltage, selectable light-on/dark-on, NPN, 3-pin M8 quick-disconnect. | Stock | 153 | 177
PSTI-0N-6F | AutomationDirect photoelectric fork sensor, U-frame, die-cast zinc housing, through-beam, liquid detection, infrared light emission, 0-80mm sensing distance, 10-30 VDC operating voltage, selectable light-on/dark-on, NPN, 3-pin M8 quick-disconnect. | Stock | 176 | 204
PSTI-0P-4F | AutomationDirect photoelectric fork sensor, U-frame, die-cast zinc housing, through-beam, liquid detection, infrared light emission, 0-30mm sensing distance, 10-30 VDC operating voltage, selectable light-on/dark-on, PNP, 3-pin M8 quick-disconnect. | Stock | 153 | 177
PSTI-0P-6F | AutomationDirect photoelectric fork sensor, U-frame, die-cast zinc housing, through-beam, liquid detection, infrared light emission, 0-80mm sensing distance, 10-30 VDC operating voltage, selectable light-on/dark-on, PNP, 3-pin M8 quick-disconnect. | Stock | 176 | 204
PSTL-0P-6F | AutomationDirect photoelectric fork sensor, U-frame, die-cast zinc housing, through-beam, clear object detection, Class 1 laser light emission, 0-80mm sensing distance, 10-30 VDC operating voltage, selectable light-on/dark-on, PNP, 3-pin M8 quick-disconnect. | Stock | 181 | 209
PSUFR-0P-5F | AutomationDirect photoelectric fork sensor, U-frame, stainless steel housing, through-beam, visible red light emission, 0-50mm sensing distance, 10-30 VDC operating voltage, complementary light-on/dark-on, PNP, 4-pin M12 quick-disconnect. | Stock | 286 | 331
PSUFR-0P-6F | AutomationDirect photoelectric fork sensor, U-frame, stainless steel housing, through-beam, visible red light emission, 0-80mm sensing distance, 10-30 VDC operating voltage, complementary light-on/dark-on, PNP, 4-pin M12 quick-disconnect. | Stock | 304 | 352
PSUI-0N-1F | AutomationDirect photoelectric fork sensor, U-frame, die-cast zinc housing, through-beam, infrared light emission, 0-5mm sensing distance, 10-30 VDC operating voltage, selectable light-on/dark-on, NPN, 3-pin M8 quick-disconnect. | Stock | 105 | 122
PSUI-0N-2F | AutomationDirect photoelectric fork sensor, U-frame, die-cast zinc housing, through-beam, infrared light emission, 0-10mm sensing distance, 10-30 VDC operating voltage, selectable light-on/dark-on, NPN, 3-pin M8 quick-disconnect. | Stock | 109 | 126
PSUI-0N-3F | AutomationDirect photoelectric fork sensor, U-frame, die-cast zinc housing, through-beam, infrared light emission, 0-20mm sensing distance, 10-30 VDC operating voltage, selectable light-on/dark-on, NPN, 3-pin M8 quick-disconnect. | Stock | 119 | 138
PSUI-0N-4F | AutomationDirect photoelectric fork sensor, U-frame, die-cast zinc housing, through-beam, infrared light emission, 0-30mm sensing distance, 10-30 VDC operating voltage, selectable light-on/dark-on, NPN, 3-pin M8 quick-disconnect. | Stock | 126 | 146
PSUI-0N-5F | AutomationDirect photoelectric fork sensor, U-frame, die-cast zinc housing, through-beam, infrared light emission, 0-50mm sensing distance, 10-30 VDC operating voltage, selectable light-on/dark-on, NPN, 3-pin M8 quick-disconnect. | Stock | 139 | 161
PSUI-0N-6F | AutomationDirect photoelectric fork sensor, U-frame, die-cast zinc housing, through-beam, infrared light emission, 0-80mm sensing distance, 10-30 VDC operating voltage, selectable light-on/dark-on, NPN, 3-pin M8 quick-disconnect. | Stock | 152 | 176
PSUI-0P-1F | AutomationDirect photoelectric fork sensor, U-frame, die-cast zinc housing, through-beam, infrared light emission, 0-5mm sensing distance, 10-30 VDC operating voltage, selectable light-on/dark-on, PNP, 3-pin M8 quick-disconnect. | Stock | 105 | 122
PSUI-0P-2F | AutomationDirect photoelectric fork sensor, U-frame, die-cast zinc housing, through-beam, infrared light emission, 0-10mm sensing distance, 10-30 VDC operating voltage, selectable light-on/dark-on, PNP, 3-pin M8 quick-disconnect. | Stock | 109 | 126
PSUI-0P-3F | AutomationDirect photoelectric fork sensor, U-frame, die-cast zinc housing, through-beam, infrared light emission, 0-20mm sensing distance, 10-30 VDC operating voltage, selectable light-on/dark-on, PNP, 3-pin M8 quick-disconnect. | Stock | 119 | 138
PSUI-0P-4F | AutomationDirect photoelectric fork sensor, U-frame, die-cast zinc housing, through-beam, infrared light emission, 0-30mm sensing distance, 10-30 VDC operating voltage, selectable light-on/dark-on, PNP, 3-pin M8 quick-disconnect. | Stock | 126 | 146
PSUI-0P-5F | AutomationDirect photoelectric fork sensor, U-frame, die-cast zinc housing, through-beam, infrared light emission, 0-50mm sensing distance, 10-30 VDC operating voltage, selectable light-on/dark-on, PNP, 3-pin M8 quick-disconnect. | Stock | 139 | 161
PSUI-0P-6F | AutomationDirect photoelectric fork sensor, U-frame, die-cast zinc housing, through-beam, infrared light emission, 0-80mm sensing distance, 10-30 VDC operating voltage, selectable light-on/dark-on, PNP, 3-pin M8 quick-disconnect. | Stock | 152 | 176
PSUI-0P-7F | AutomationDirect photoelectric fork sensor, U-frame, die-cast zinc housing, through-beam, infrared light emission, 0-120mm sensing distance, 10-30 VDC operating voltage, selectable light-on/dark-on, PNP, 3-pin M8 quick-disconnect. | Stock | 165 | 191
PSUI-0P-8F | AutomationDirect photoelectric fork sensor, U-frame, die-cast zinc housing, through-beam, infrared light emission, 0-180mm sensing distance, 10-30 VDC operating voltage, selectable light-on/dark-on, PNP, 3-pin M8 quick-disconnect. | Stock | 241 | 279
PSUI-0P-9F | AutomationDirect photoelectric fork sensor, U-frame, die-cast zinc housing, through-beam, infrared light emission, 0-220mm sensing distance, 10-30 VDC operating voltage, selectable light-on/dark-on, PNP, 3-pin M8 quick-disconnect. | Stock | 241 | 279
PSUL-0N-4F | AutomationDirect photoelectric fork sensor, U-frame, die-cast zinc housing, through-beam, Class 1 laser light emission, 0-30mm sensing distance, 10-30 VDC operating voltage, selectable light-on/dark-on, NPN, 3-pin M8 quick-disconnect. | Stock | 152 | 176
PSUL-0N-5F | AutomationDirect photoelectric fork sensor, U-frame, die-cast zinc housing, through-beam, Class 1 laser light emission, 0-50mm sensing distance, 10-30 VDC operating voltage, selectable light-on/dark-on, NPN, 3-pin M8 quick-disconnect. | Stock | 152 | 176
PSUL-0N-6F | AutomationDirect photoelectric fork sensor, U-frame, die-cast zinc housing, through-beam, Class 1 laser light emission, 0-80mm sensing distance, 10-30 VDC operating voltage, selectable light-on/dark-on, NPN, 3-pin M8 quick-disconnect. | Stock | 176 | 204
PSUL-0N-7F | AutomationDirect photoelectric fork sensor, U-frame, die-cast zinc housing, through-beam, Class 1 laser light emission, 0-120mm sensing distance, 10-30 VDC operating voltage, selectable light-on/dark-on, NPN, 3-pin M8 quick-disconnect. | Stock | 176 | 204
PSUL-0P-4F | AutomationDirect photoelectric fork sensor, U-frame, die-cast zinc housing, through-beam, Class 1 laser light emission, 0-30mm sensing distance, 10-30 VDC operating voltage, selectable light-on/dark-on, PNP, 3-pin M8 quick-disconnect. | Stock | 152 | 176
PSUL-0P-5F | AutomationDirect photoelectric fork sensor, U-frame, die-cast zinc housing, through-beam, Class 1 laser light emission, 0-50mm sensing distance, 10-30 VDC operating voltage, selectable light-on/dark-on, PNP, 3-pin M8 quick-disconnect. | Stock | 152 | 176
PSUL-0P-6F | AutomationDirect photoelectric fork sensor, U-frame, die-cast zinc housing, through-beam, Class 1 laser light emission, 0-80mm sensing distance, 10-30 VDC operating voltage, selectable light-on/dark-on, PNP, 3-pin M8 quick-disconnect. | Stock | 176 | 204
PSUL-0P-7F | AutomationDirect photoelectric fork sensor, U-frame, die-cast zinc housing, through-beam, Class 1 laser light emission, 0-120mm sensing distance, 10-30 VDC operating voltage, selectable light-on/dark-on, PNP, 3-pin M8 quick-disconnect. | Stock | 176 | 204
PSUR-0N-1F | AutomationDirect photoelectric fork sensor, U-frame, die-cast zinc housing, through-beam, visible red light emission, 0-5mm sensing distance, 10-30 VDC operating voltage, selectable light-on/dark-on, NPN, 3-pin M8 quick-disconnect. | Stock | 96 | 111
PSUR-0N-2F | AutomationDirect photoelectric fork sensor, U-frame, die-cast zinc housing, through-beam, visible red light emission, 0-10mm sensing distance, 10-30 VDC operating voltage, selectable light-on/dark-on, NPN, 3-pin M8 quick-disconnect. | Stock | 96 | 111
PSUR-0N-3F | AutomationDirect photoelectric fork sensor, U-frame, die-cast zinc housing, through-beam, visible red light emission, 0-20mm sensing distance, 10-30 VDC operating voltage, selectable light-on/dark-on, NPN, 3-pin M8 quick-disconnect. | Stock | 96 | 111
PSUR-0N-4F | AutomationDirect photoelectric fork sensor, U-frame, die-cast zinc housing, through-beam, visible red light emission, 0-30mm sensing distance, 10-30 VDC operating voltage, selectable light-on/dark-on, NPN, 3-pin M8 quick-disconnect. | Stock | 109 | 126
PSUR-0N-5F | AutomationDirect photoelectric fork sensor, U-frame, die-cast zinc housing, through-beam, visible red light emission, 0-50mm sensing distance, 10-30 VDC operating voltage, selectable light-on/dark-on, NPN, 3-pin M8 quick-disconnect. | Stock | 116 | 134
PSUR-0N-6F | AutomationDirect photoelectric fork sensor, U-frame, die-cast zinc housing, through-beam, visible red light emission, 0-80mm sensing distance, 10-30 VDC operating voltage, selectable light-on/dark-on, NPN, 3-pin M8 quick-disconnect. | Stock | 122 | 141
PSUR-0P-1F | AutomationDirect photoelectric fork sensor, U-frame, die-cast zinc housing, through-beam, visible red light emission, 0-5mm sensing distance, 10-30 VDC operating voltage, selectable light-on/dark-on, PNP, 3-pin M8 quick-disconnect. | Stock | 96 | 111
PSUR-0P-2F | AutomationDirect photoelectric fork sensor, U-frame, die-cast zinc housing, through-beam, visible red light emission, 0-10mm sensing distance, 10-30 VDC operating voltage, selectable light-on/dark-on, PNP, 3-pin M8 quick-disconnect. | Stock | 96 | 111
PSUR-0P-3F | AutomationDirect photoelectric fork sensor, U-frame, die-cast zinc housing, through-beam, visible red light emission, 0-20mm sensing distance, 10-30 VDC operating voltage, selectable light-on/dark-on, PNP, 3-pin M8 quick-disconnect. | Stock | 96 | 111
PSUR-0P-4F | AutomationDirect photoelectric fork sensor, U-frame, die-cast zinc housing, through-beam, visible red light emission, 0-30mm sensing distance, 10-30 VDC operating voltage, selectable light-on/dark-on, PNP, 3-pin M8 quick-disconnect. | Stock | 109 | 126
PSUR-0P-5F | AutomationDirect photoelectric fork sensor, U-frame, die-cast zinc housing, through-beam, visible red light emission, 0-50mm sensing distance, 10-30 VDC operating voltage, selectable light-on/dark-on, PNP, 3-pin M8 quick-disconnect. | Stock | 116 | 134
PSUR-0P-6F | AutomationDirect photoelectric fork sensor, U-frame, die-cast zinc housing, through-beam, visible red light emission, 0-80mm sensing distance, 10-30 VDC operating voltage, selectable light-on/dark-on, PNP, 3-pin M8 quick-disconnect. | Stock | 122 | 141
PSUR-0P-7F | AutomationDirect photoelectric fork sensor, U-frame, die-cast zinc housing, through-beam, visible red light emission, 0-120mm sensing distance, 10-30 VDC operating voltage, selectable light-on/dark-on, PNP, 3-pin M8 quick-disconnect. | Stock | 127 | 147
PSUR-0P-8F | AutomationDirect photoelectric fork sensor, U-frame, die-cast zinc housing, through-beam, visible red light emission, 0-180mm sensing distance, 10-30 VDC operating voltage, selectable light-on/dark-on, PNP, 3-pin M8 quick-disconnect. | Stock | 146 | 169
PSUR-0P-9F | AutomationDirect photoelectric fork sensor, U-frame, die-cast zinc housing, through-beam, visible red light emission, 0-220mm sensing distance, 10-30 VDC operating voltage, selectable light-on/dark-on, PNP, 3-pin M8 quick-disconnect. | Stock | 152 | 176
PSV12-50S | RHINO PSV series switching power supply, 12-15 VDC output, 4A, 48W, 120/240 VAC or 120-375 VDC nominal input, 1-phase, enclosed, plastic housing, 35mm DIN rail mount, screw terminals, NEC Class 2. | Stock | 47.5 | 49.5
PSV24-100S | RHINO PSV series switching power supply, 22-24 VDC output, 3.8A, 91W, 120/240 VAC or 120-375 VDC nominal input, 1-phase, enclosed, plastic housing, 35mm DIN rail mount, screw terminals, NEC Class 2. | Stock | 60 | 62
PSV24-120S | RHINO PSV series switching power supply, 22-28 VDC output, 5A, 120W, 120/240 VAC or 120-375 VDC nominal input, 1-phase, enclosed, metal housing, 35mm DIN rail mount, screw terminals. | Stock | 56 | 58
PSV24-240S | RHINO PSV series switching power supply, 22-28 VDC output, 10A, 240W, 120/240 VAC or 120-375 VDC nominal input, 1-phase, enclosed, metal housing, 35mm DIN rail mount, screw terminals. | Stock | 81 | 84
PSV24-30S | RHINO PSV series switching power supply, 24-28 VDC output, 1.25A, 30W, 120/240 VAC or 120-375 VDC nominal input, 1-phase, enclosed, plastic housing, 35mm DIN rail mount, screw terminals, NEC Class 2. | Stock | 34 | 35.5
PSV24-480S | RHINO PSV series switching power supply, 22-28 VDC output, 20A, 480W, 120/240 VAC or 120-375 VDC nominal input, 1-phase, enclosed, metal housing, 35mm DIN rail mount, screw terminals. | Stock | 142 | 148
PSV24-50S | RHINO PSV series switching power supply, 24-28 VDC output, 2.1A, 50W, 120/240 VAC or 120-375 VDC nominal input, 1-phase, enclosed, plastic housing, 35mm DIN rail mount, screw terminals, NEC Class 2. | Stock | 44.5 | 46.5
PSV48-120S | RHINO PSV series switching power supply, 44-56 VDC output, 2.5A, 120W, 120/240 VAC or 120-375 VDC nominal input, 1-phase, enclosed, metal housing, 35mm DIN rail mount, screw terminals. | Stock | 56 | 58
PSV5-15S | RHINO PSV series switching power supply, 5-5.5 VDC output, 3A, 15W, 120/240 VAC or 120-375 VDC nominal input, 1-phase, enclosed, plastic housing, 35mm DIN rail mount, screw terminals, NEC Class 2. | Stock | 34 | 35.5
PSV5-25S | RHINO PSV series switching power supply, 5-5.5 VDC output, 5A, 25W, 120/240 VAC or 120-375 VDC nominal input, 1-phase, enclosed, plastic housing, 35mm DIN rail mount, screw terminals, NEC Class 2. | Stock | 47.5 | 49.5
PSWI-0P-4F | AutomationDirect photoelectric fork sensor, L-frame, die-cast zinc housing, through-beam, infrared light emission, 0-60mm sensing distance, 10-30 VDC operating voltage, selectable light-on/dark-on, PNP, 3-pin M8 quick-disconnect. | Stock | 136 | 157
PSWI-0P-5F | AutomationDirect photoelectric fork sensor, L-frame, die-cast zinc housing, through-beam, infrared light emission, 0-80mm sensing distance, 10-30 VDC operating voltage, selectable light-on/dark-on, PNP, 3-pin M8 quick-disconnect. | Stock | 139 | 161
PSWI-0P-6F | AutomationDirect photoelectric fork sensor, L-frame, die-cast zinc housing, through-beam, infrared light emission, 0-100mm sensing distance, 10-30 VDC operating voltage, selectable light-on/dark-on, PNP, 3-pin M8 quick-disconnect. | Stock | 142 | 164
PSWI-0P-7F | AutomationDirect photoelectric fork sensor, L-frame, die-cast zinc housing, through-beam, infrared light emission, 0-130mm sensing distance, 10-30 VDC operating voltage, selectable light-on/dark-on, PNP, 3-pin M8 quick-disconnect. | Stock | 171 | 198
PSWI-0P-8F | AutomationDirect photoelectric fork sensor, L-frame, die-cast zinc housing, through-beam, infrared light emission, 0-160mm sensing distance, 10-30 VDC operating voltage, selectable light-on/dark-on, PNP, 3-pin M8 quick-disconnect. | Stock | 183 | 212
PSWR-0N-4F | AutomationDirect photoelectric fork sensor, L-frame, die-cast zinc housing, through-beam, visible red light emission, 0-60mm sensing distance, 10-30 VDC operating voltage, selectable light-on/dark-on, NPN, 3-pin M8 quick-disconnect. | Stock | 109 | 126
PSWR-0N-5F | AutomationDirect photoelectric fork sensor, L-frame, die-cast zinc housing, through-beam, visible red light emission, 0-80mm sensing distance, 10-30 VDC operating voltage, selectable light-on/dark-on, NPN, 3-pin M8 quick-disconnect. | Stock | 122 | 141
PSWR-0N-6F | AutomationDirect photoelectric fork sensor, L-frame, die-cast zinc housing, through-beam, visible red light emission, 0-100mm sensing distance, 10-30 VDC operating voltage, selectable light-on/dark-on, NPN, 3-pin M8 quick-disconnect. | Stock | 133 | 154
PSWR-0N-7F | AutomationDirect photoelectric fork sensor, L-frame, die-cast zinc housing, through-beam, visible red light emission, 0-130mm sensing distance, 10-30 VDC operating voltage, selectable light-on/dark-on, NPN, 3-pin M8 quick-disconnect. | Stock | 142 | 164
PSWR-0N-8F | AutomationDirect photoelectric fork sensor, L-frame, die-cast zinc housing, through-beam, visible red light emission, 0-160mm sensing distance, 10-30 VDC operating voltage, selectable light-on/dark-on, NPN, 3-pin M8 quick-disconnect. | Stock | 157 | 182
PSWR-0P-4F | AutomationDirect photoelectric fork sensor, L-frame, die-cast zinc housing, through-beam, visible red light emission, 0-60mm sensing distance, 10-30 VDC operating voltage, selectable light-on/dark-on, PNP, 3-pin M8 quick-disconnect. | Stock | 109 | 126
PSWR-0P-5F | AutomationDirect photoelectric fork sensor, L-frame, die-cast zinc housing, through-beam, visible red light emission, 0-80mm sensing distance, 10-30 VDC operating voltage, selectable light-on/dark-on, PNP, 3-pin M8 quick-disconnect. | Stock | 122 | 141
PSWR-0P-6F | AutomationDirect photoelectric fork sensor, L-frame, die-cast zinc housing, through-beam, visible red light emission, 0-100mm sensing distance, 10-30 VDC operating voltage, selectable light-on/dark-on, PNP, 3-pin M8 quick-disconnect. | Stock | 133 | 154
PSWR-0P-7F | AutomationDirect photoelectric fork sensor, L-frame, die-cast zinc housing, through-beam, visible red light emission, 0-130mm sensing distance, 10-30 VDC operating voltage, selectable light-on/dark-on, PNP, 3-pin M8 quick-disconnect. | Stock | 142 | 164
PSWR-0P-8F | AutomationDirect photoelectric fork sensor, L-frame, die-cast zinc housing, through-beam, visible red light emission, 0-160mm sensing distance, 10-30 VDC operating voltage, selectable light-on/dark-on, PNP, 3-pin M8 quick-disconnect. | Stock | 157 | 182
PSX-12-100 | RHINO TOUGH PSX series switching power supply, 12-15 VDC output, 8A, 96W, 120/240 VAC or 85-375 VDC nominal input, 1-phase, NEMA 4X, die-cast aluminum housing, panel mount, screw connectors, hazardous location rated. | Stock | 277 | 288
PSX-24-120 | RHINO TOUGH PSX series switching power supply, 24-28 VDC output, 5A, 120W, 120/240 VAC or 85-375 VDC nominal input, 1-phase, NEMA 4X, die-cast aluminum housing, panel mount, screw connectors, hazardous location rated. | Stock | 257 | 267
PSX-CON1 | Field wireable connector, PG13.5 thread nut 4-pin female axial, accepts cable diameter size 10-12mm, 20 - 14 AWG, screw terminal connection, IP67. | Stock | 31.5 | 33
PSX-CON2 | Field wireable connector, PG16 thread nut 7-pin male axial, accepts cable diameter size 12-14mm, 22 - 16 AWG, screw terminal connection, IP67. | Stock | 31.5 | 33
PT06A-10-6S-SR | Alliance Sensors connector, PT0 6-pin solder, straight cable entry, 6-pole. For use with GHSx linear position sensors. | Stock | 35 | 36.5
PT10MNAT100 | NITRA pneumatic tubing, PTFE, natural, 10mm outside diameter, 5/16in (8mm) inside diameter, 100ft package. | Stock | 403 | 478
PT14-18NAT100 | NITRA pneumatic tubing, PTFE, natural, 1/4in outside diameter, 1/8in inside diameter, 100ft package. | Stock | 248 | 294
PT14-316NAT100 | NITRA pneumatic tubing, PTFE, natural, 1/4in outside diameter, 3/16in inside diameter, 100ft package. | Stock | 147 | 174
PT14-532NAT100 | NITRA pneumatic tubing, PTFE, natural, 1/4in outside diameter, 5/32in (4mm) inside diameter, 100ft package. | Stock | 193 | 229
PT38NAT100 | NITRA pneumatic tubing, PTFE, natural, 3/8in outside diameter, 0.250in inside diameter, 100ft package. | Stock | 418 | 496
PT4MNAT100 | NITRA pneumatic tubing, PTFE, natural, 5/32in (4mm) outside diameter, 2.5mm inside diameter, 100ft package. | Stock | 187 | 194
PT5M3CB-L | Metrol limit switch, precision touch, 5mm diameter, threaded, 0.5mm pitch, 18.5mm length, 2mm radius head, stainless steel, 1.5mm plunger, 0.5N contact force, dry contact(s), N.C., 6.5ft/2m cable length, pigtail. | Stock | 72 | 75
PT5M3WA | Metrol limit switch, precision touch, 5mm diameter, threaded, 0.5mm pitch, 21.5mm length, 2mm radius head, stainless steel, 1.5mm plunger, 0.5N contact force, dry contact(s), N.O., 1.6ft/0.5m cable length, core wire. | Stock | 61 | 63
PT5M3WB | Metrol limit switch, precision touch, 5mm diameter, threaded, 0.5mm pitch, 18.5mm length, 2mm radius head, stainless steel, 1.5mm plunger, 0.5N contact force, dry contact(s), N.C., 1.6ft/0.5m cable length, core wire. | Stock | 61 | 63
PT5S3CB-L | Metrol limit switch, precision touch, 5mm diameter, smooth, 18.5mm length, 2mm radius head, stainless steel, 1.5mm plunger, 0.5N contact force, dry contact(s), N.C., 6.5ft/2m cable length, pigtail. | Stock | 68 | 71
PT6MNAT100 | NITRA pneumatic tubing, PTFE, natural, 6mm outside diameter, 5/32in (4mm) inside diameter, 100ft package. | Stock | 257 | 267
PT8MNAT100 | NITRA pneumatic tubing, PTFE, natural, 5/16in (8mm) outside diameter, 6mm inside diameter, 100ft package. | Stock | 332 | 345
PTD25-10-0015H | ProSense pressure transmitter, 0 to 15 psig range, ceramic sensing element, Viton seal(s), 0-10 VDC analog output, 1/4in male NPT process connection, 16 to 32 VDC operating voltage, 4-pin M12 quick-disconnect. | Stock | 135 | 145
PTD25-10-0030H | ProSense pressure transmitter, 0 to 30 psig range, ceramic sensing element, Viton seal(s), 0-10 VDC analog output, 1/4in male NPT process connection, 16 to 32 VDC operating voltage, 4-pin M12 quick-disconnect. | Stock | 135 | 145
PTD25-10-0100H | ProSense pressure transmitter, 0 to 100 psig range, ceramic sensing element, Viton seal(s), 0-10 VDC analog output, 1/4in male NPT process connection, 16 to 32 VDC operating voltage, 4-pin M12 quick-disconnect. | Stock | 135 | 145
PTD25-10-0100WCH | ProSense pressure transmitter, 0 to 100in of water column range, ceramic sensing element, Viton seal(s), 0-10 VDC analog output, 1/4in male NPT process connection, 16 to 32 VDC operating voltage, 4-pin M12 quick-disconnect. | Stock | 135 | 145
PTD25-10-0200H | ProSense pressure transmitter, 0 to 200 psig range, ceramic sensing element, Viton seal(s), 0-10 VDC analog output, 1/4in male NPT process connection, 16 to 32 VDC operating voltage, 4-pin M12 quick-disconnect. | Stock | 135 | 145
PTD25-10-0500H | ProSense pressure transmitter, 0 to 500 psig range, ceramic sensing element, Viton seal(s), 0-10 VDC analog output, 1/4in male NPT process connection, 16 to 32 VDC operating voltage, 4-pin M12 quick-disconnect. | Stock | 135 | 145
PTD25-10-1000H | ProSense pressure transmitter, 0 to 1000 psig range, ceramic sensing element, Viton seal(s), 0-10 VDC analog output, 1/4in male NPT process connection, 16 to 32 VDC operating voltage, 4-pin M12 quick-disconnect. | Stock | 135 | 145
PTD25-10-3000H | ProSense pressure transmitter, 0 to 3000 psig range, ceramic sensing element, Viton seal(s), 0-10 VDC analog output, 1/4in male NPT process connection, 16 to 32 VDC operating voltage, 4-pin M12 quick-disconnect. | Stock | 135 | 145
PTD25-10-5000H | ProSense pressure transmitter, 0 to 5000 psig range, ceramic sensing element, Viton seal(s), 0-10 VDC analog output, 1/4in male NPT process connection, 16 to 32 VDC operating voltage, 4-pin M12 quick-disconnect. | Stock | 135 | 145
PTD25-10-VH | ProSense vacuum transmitter, -14.5 to 0 psig range, ceramic sensing element, Viton seal(s), 10-0 VDC analog output, 1/4in male NPT process connection, 16 to 32 VDC operating voltage, 4-pin M12 quick-disconnect. | Stock | 135 | 145
PTD25-20-0015H | ProSense pressure transmitter, 0 to 15 psig range, ceramic sensing element, Viton seal(s), 4-20 mA analog output, 1/4in male NPT process connection, 9.6 to 32 VDC operating voltage, 4-pin M12 quick-disconnect. | Stock | 135 | 145
PTD25-20-0030H | ProSense pressure transmitter, 0 to 30 psig range, ceramic sensing element, Viton seal(s), 4-20 mA analog output, 1/4in male NPT process connection, 9.6 to 32 VDC operating voltage, 4-pin M12 quick-disconnect. | Stock | 135 | 145
PTD25-20-0100H | ProSense pressure transmitter, 0 to 100 psig range, ceramic sensing element, Viton seal(s), 4-20 mA analog output, 1/4in male NPT process connection, 9.6 to 32 VDC operating voltage, 4-pin M12 quick-disconnect. | Stock | 135 | 145
PTD25-20-0100WCH | ProSense pressure transmitter, 0 to 100in of water column range, ceramic sensing element, Viton seal(s), 4-20 mA analog output, 1/4in male NPT process connection, 9.6 to 32 VDC operating voltage, 4-pin M12 quick-disconnect. | Stock | 135 | 145
PTD25-20-0200H | ProSense pressure transmitter, 0 to 200 psig range, ceramic sensing element, Viton seal(s), 4-20 mA analog output, 1/4in male NPT process connection, 9.6 to 32 VDC operating voltage, 4-pin M12 quick-disconnect. | Stock | 135 | 145
PTD25-20-0500H | ProSense pressure transmitter, 0 to 500 psig range, ceramic sensing element, Viton seal(s), 4-20 mA analog output, 1/4in male NPT process connection, 9.6 to 32 VDC operating voltage, 4-pin M12 quick-disconnect. | Stock | 135 | 145
PTD25-20-1000H | ProSense pressure transmitter, 0 to 1000 psig range, ceramic sensing element, Viton seal(s), 4-20 mA analog output, 1/4in male NPT process connection, 9.6 to 32 VDC operating voltage, 4-pin M12 quick-disconnect. | Stock | 135 | 145
PTD25-20-3000H | ProSense pressure transmitter, 0 to 3000 psig range, ceramic sensing element, Viton seal(s), 4-20 mA analog output, 1/4in male NPT process connection, 9.6 to 32 VDC operating voltage, 4-pin M12 quick-disconnect. | Stock | 135 | 145
PTD25-20-5000H | ProSense pressure transmitter, 0 to 5000 psig range, ceramic sensing element, Viton seal(s), 4-20 mA analog output, 1/4in male NPT process connection, 9.6 to 32 VDC operating voltage, 4-pin M12 quick-disconnect. | Stock | 135 | 145
PTD25-20-VH | ProSense vacuum transmitter, -14.5 to 0 psig range, ceramic sensing element, Viton seal(s), 20-4 mA analog output, 1/4in male NPT process connection, 9.6 to 32 VDC operating voltage, 4-pin M12 quick-disconnect. | Stock | 135 | 145
PTP5M3CB-L | Metrol limit switch, precision touch, 5mm diameter, threaded, 0.5mm pitch, 25mm length, 2mm radius head, stainless steel, 1.5mm plunger, 0.8N contact force, dry contact(s), N.C., 6.5ft/2m cable length, pigtail. | Stock | 79 | 82
PTP5S3CB-L | Metrol limit switch, precision touch, 5mm diameter, smooth, 25mm length, 2mm radius head, stainless steel, 1.5mm plunger, 0.8N contact force, dry contact(s), N.C., 6.5ft/2m cable length, pigtail. | Stock | 74 | 77
PTW2-AP-3H | ProSense inductive proximity sensor, tubular, 30mm diameter x 50mm body, stainless steel housing, PNP, N.O. output, 15mm sensing distance, flush, 50 Hz switching frequency, IP65 IP66 IP67 IP68 IP69K, 4-pin M12 quick-disconnect. | Stock | 43
PTW2-AP-4H | ProSense inductive proximity sensor, tubular, 30mm diameter x 65mm body, stainless steel housing, PNP, N.O. output, 25mm sensing distance, non-flush, 100 Hz switching frequency, IP65 IP66 IP67 IP68 IP69K, 4-pin M12 quick-disconnect. | Stock | 43
PTW-AN-5A | AutomationDirect inductive proximity sensor, tubular, 30mm diameter x 50mm body, stainless steel housing, NPN, N.O. output, 20mm sensing distance, flush, 100 Hz switching frequency, IP68, pigtail. | Stock | 112 | 116
PTW-AN-5H | AutomationDirect inductive proximity sensor, tubular, 30mm diameter x 63.5mm body, stainless steel housing, NPN, N.O. output, 20mm sensing distance, flush, 100 Hz switching frequency, IP67, 4-pin M12 quick-disconnect. | Stock | 112 | 116
PTW-AP-5A | AutomationDirect inductive proximity sensor, tubular, 30mm diameter x 50mm body, stainless steel housing, PNP, N.O. output, 20mm sensing distance, flush, 100 Hz switching frequency, IP68, pigtail. | Stock | 112 | 116
PTW-AP-5H | AutomationDirect inductive proximity sensor, tubular, 30mm diameter x 63.5mm body, stainless steel housing, PNP, N.O. output, 20mm sensing distance, flush, 100 Hz switching frequency, IP67, 4-pin M12 quick-disconnect. | Stock | 112 | 116
PU10MBLK100 | NITRA pneumatic tubing, ether-based polyurethane, black, 10mm outside diameter, 6.5mm inside diameter, 100ft package. | Stock | 46.5 | 52
PU10MBLK500 | NITRA pneumatic tubing, ether-based polyurethane, black, 10mm outside diameter, 6.5mm inside diameter, 500ft reel. | Stock | 231 | 252
PU10MBLU100 | NITRA pneumatic tubing, ether-based polyurethane, blue, 10mm outside diameter, 6.5mm inside diameter, 100ft package. | Stock | 46.5 | 52
PU10MBLU500 | NITRA pneumatic tubing, ether-based polyurethane, blue, 10mm outside diameter, 6.5mm inside diameter, 500ft reel. | Stock | 231 | 252
PU10MCBL100 | NITRA pneumatic tubing, ether-based polyurethane, clear blue, 10mm outside diameter, 6.5mm inside diameter, 100ft package. | Stock | 46.5 | 52
PU10MCLR100 | NITRA pneumatic tubing, ether-based polyurethane, clear, 10mm outside diameter, 6.5mm inside diameter, 100ft package. | Stock | 46.5 | 52
PU10MCLR500 | NITRA pneumatic tubing, ether-based polyurethane, clear, 10mm outside diameter, 6.5mm inside diameter, 500ft reel. | Stock | 231 | 252
PU10MRED100 | NITRA pneumatic tubing, ether-based polyurethane, red, 10mm outside diameter, 6.5mm inside diameter, 100ft package. | Stock | 46.5 | 52
PU10MYEL100 | NITRA pneumatic tubing, ether-based polyurethane, yellow, 10mm outside diameter, 6.5mm inside diameter, 100ft package. | Stock | 46.5 | 52
PU12BLK100 | NITRA pneumatic tubing, ether-based polyurethane, black, 1/2in outside diameter, 0.328in inside diameter, 100ft package. | Stock | 83 | 92
PU12BLK500 | NITRA pneumatic tubing, ether-based polyurethane, black, 1/2in outside diameter, 0.328in inside diameter, 500ft reel. | Stock | 411 | 448
PU12BLU100 | NITRA pneumatic tubing, ether-based polyurethane, blue, 1/2in outside diameter, 0.328in inside diameter, 100ft package. | Stock | 83 | 92
PU12BLU500 | NITRA pneumatic tubing, ether-based polyurethane, blue, 1/2in outside diameter, 0.328in inside diameter, 500ft reel. | Stock | 411 | 448
PU12CBL100 | NITRA pneumatic tubing, ether-based polyurethane, clear blue, 1/2in outside diameter, 0.328in inside diameter, 100ft package. | Stock | 83 | 92
PU12CLR100 | NITRA pneumatic tubing, ether-based polyurethane, clear, 1/2in outside diameter, 0.328in inside diameter, 100ft package. | Stock | 83 | 92
PU12CLR500 | NITRA pneumatic tubing, ether-based polyurethane, clear, 1/2in outside diameter, 0.328in inside diameter, 500ft reel. | Stock | 411 | 448
PU12MBLK100 | NITRA pneumatic tubing, ether-based polyurethane, black, 12mm outside diameter, 5/16in (8mm) inside diameter, 100ft package. | Stock | 80 | 89
PU12MBLU100 | NITRA pneumatic tubing, ether-based polyurethane, blue, 12mm outside diameter, 5/16in (8mm) inside diameter, 100ft package. | Stock | 80 | 89
PU12MCBL100 | NITRA pneumatic tubing, ether-based polyurethane, clear blue, 12mm outside diameter, 5/16in (8mm) inside diameter, 100ft package. | Stock | 80 | 89
PU12MCLR100 | NITRA pneumatic tubing, ether-based polyurethane, clear, 12mm outside diameter, 5/16in (8mm) inside diameter, 100ft package. | Stock | 80 | 89
PU12MRED100 | NITRA pneumatic tubing, ether-based polyurethane, red, 12mm outside diameter, 5/16in (8mm) inside diameter, 100ft package. | Stock | 80 | 89
PU12MYEL100 | NITRA pneumatic tubing, ether-based polyurethane, yellow, 12mm outside diameter, 5/16in (8mm) inside diameter, 100ft package. | Stock | 80 | 89
PU12RED100 | NITRA pneumatic tubing, ether-based polyurethane, red, 1/2in outside diameter, 0.328in inside diameter, 100ft package. | Stock | 83 | 92
PU12YEL100 | NITRA pneumatic tubing, ether-based polyurethane, yellow, 1/2in outside diameter, 0.328in inside diameter, 100ft package. | Stock | 83 | 92
PU14BLK100 | NITRA pneumatic tubing, ether-based polyurethane, black, 1/4in outside diameter, 0.156in inside diameter, 100ft package. | Stock | 22 | 24.5
PU14BLK500 | NITRA pneumatic tubing, ether-based polyurethane, black, 1/4in outside diameter, 0.156in inside diameter, 500ft reel. | Stock | 109 | 119
PU14BLU100 | NITRA pneumatic tubing, ether-based polyurethane, blue, 1/4in outside diameter, 0.156in inside diameter, 100ft package. | Stock | 22 | 24.5
PU14BLU500 | NITRA pneumatic tubing, ether-based polyurethane, blue, 1/4in outside diameter, 0.156in inside diameter, 500ft reel. | Stock | 109 | 119
PU14CBL100 | NITRA pneumatic tubing, ether-based polyurethane, clear blue, 1/4in outside diameter, 0.156in inside diameter, 100ft package. | Stock | 22 | 24.5
PU14CBL500 | NITRA pneumatic tubing, ether-based polyurethane, clear blue, 1/4in outside diameter, 0.156in inside diameter, 500ft reel. | Stock | 109 | 119
PU14CLR100 | NITRA pneumatic tubing, ether-based polyurethane, clear, 1/4in outside diameter, 0.156in inside diameter, 100ft package. | Stock | 22 | 24.5
PU14CLR500 | NITRA pneumatic tubing, ether-based polyurethane, clear, 1/4in outside diameter, 0.156in inside diameter, 500ft reel. | Stock | 109 | 119
PU14RED100 | NITRA pneumatic tubing, ether-based polyurethane, red, 1/4in outside diameter, 0.156in inside diameter, 100ft package. | Stock | 22 | 24.5
PU14RED500 | NITRA pneumatic tubing, ether-based polyurethane, red, 1/4in outside diameter, 0.156in inside diameter, 500ft reel. | Stock | 109 | 119
PU14YEL100 | NITRA pneumatic tubing, ether-based polyurethane, yellow, 1/4in outside diameter, 0.156in inside diameter, 100ft package. | Stock | 22 | 24.5
PU14YEL500 | NITRA pneumatic tubing, ether-based polyurethane, yellow, 1/4in outside diameter, 0.156in inside diameter, 500ft reel. | Stock | 109 | 119
PU16MBLK100 | NITRA pneumatic tubing, ether-based polyurethane, black, 16mm outside diameter, 11mm inside diameter, 100ft package. | Stock | 137 | 152
PU16MBLU100 | NITRA pneumatic tubing, ether-based polyurethane, blue, 16mm outside diameter, 11mm inside diameter, 100ft package. | Stock | 137 | 152
PU16MCBL100 | NITRA pneumatic tubing, ether-based polyurethane, clear blue, 16mm outside diameter, 11mm inside diameter, 100ft package. | Stock | 137 | 152
PU16MCLR100 | NITRA pneumatic tubing, ether-based polyurethane, clear, 16mm outside diameter, 11mm inside diameter, 100ft package. | Stock | 137 | 152
PU18BLK100 | NITRA pneumatic tubing, ether-based polyurethane, black, 1/8in outside diameter, 0.062in inside diameter, 100ft package. | Stock | 16.5 | 18.5
PU18BLK500 | NITRA pneumatic tubing, ether-based polyurethane, black, 1/8in outside diameter, 0.062in inside diameter, 500ft reel. | Stock | 82 | 89
PU18BLU100 | NITRA pneumatic tubing, ether-based polyurethane, blue, 1/8in outside diameter, 0.062in inside diameter, 100ft package. | Stock | 16.5 | 18.5
PU18BLU500 | NITRA pneumatic tubing, ether-based polyurethane, blue, 1/8in outside diameter, 0.062in inside diameter, 500ft reel. | Stock | 82 | 89
PU18CBL100 | NITRA pneumatic tubing, ether-based polyurethane, clear blue, 1/8in outside diameter, 0.062in inside diameter, 100ft package. | Stock | 16.5 | 18.5
PU18CLR100 | NITRA pneumatic tubing, ether-based polyurethane, clear, 1/8in outside diameter, 0.062in inside diameter, 100ft package. | Stock | 16.5 | 18.5
PU18CLR500 | NITRA pneumatic tubing, ether-based polyurethane, clear, 1/8in outside diameter, 0.062in inside diameter, 500ft reel. | Stock | 82 | 89
PU18RED100 | NITRA pneumatic tubing, ether-based polyurethane, red, 1/8in outside diameter, 0.062in inside diameter, 100ft package. | Stock | 16.5 | 18.5
PU18YEL100 | NITRA pneumatic tubing, ether-based polyurethane, yellow, 1/8in outside diameter, 0.062in inside diameter, 100ft package. | Stock | 16.5 | 18.5
PU38BLK100 | NITRA pneumatic tubing, ether-based polyurethane, black, 3/8in outside diameter, 0.250in inside diameter, 100ft package. | Stock | 45 | 50
PU38BLK500 | NITRA pneumatic tubing, ether-based polyurethane, black, 3/8in outside diameter, 0.250in inside diameter, 500ft reel. | Stock | 225 | 245
PU38BLU100 | NITRA pneumatic tubing, ether-based polyurethane, blue, 3/8in outside diameter, 0.250in inside diameter, 100ft package. | Stock | 45 | 50
PU38BLU500 | NITRA pneumatic tubing, ether-based polyurethane, blue, 3/8in outside diameter, 0.250in inside diameter, 500ft reel. | Stock | 225 | 245
PU38CBL100 | NITRA pneumatic tubing, ether-based polyurethane, clear blue, 3/8in outside diameter, 0.250in inside diameter, 100ft package. | Stock | 45 | 50
PU38CBL500 | NITRA pneumatic tubing, ether-based polyurethane, clear blue, 3/8in outside diameter, 0.250in inside diameter, 500ft reel. | Stock | 225 | 245
PU38CLR100 | NITRA pneumatic tubing, ether-based polyurethane, clear, 3/8in outside diameter, 0.250in inside diameter, 100ft package. | Stock | 45 | 50
PU38CLR500 | NITRA pneumatic tubing, ether-based polyurethane, clear, 3/8in outside diameter, 0.250in inside diameter, 500ft reel. | Stock | 225 | 245
PU38RED100 | NITRA pneumatic tubing, ether-based polyurethane, red, 3/8in outside diameter, 0.250in inside diameter, 100ft package. | Stock | 45 | 50
PU38RED500 | NITRA pneumatic tubing, ether-based polyurethane, red, 3/8in outside diameter, 0.250in inside diameter, 500ft reel. | Stock | 225 | 245
PU38YEL100 | NITRA pneumatic tubing, ether-based polyurethane, yellow, 3/8in outside diameter, 0.250in inside diameter, 100ft package. | Stock | 45 | 50
PU38YEL500 | NITRA pneumatic tubing, ether-based polyurethane, yellow, 3/8in outside diameter, 0.250in inside diameter, 500ft reel. | Stock | 225 | 245
PU532BLK100 | NITRA pneumatic tubing, ether-based polyurethane, black, 5/32in (4mm) outside diameter, 0.093in inside diameter, 100ft package. | Stock | 12.5 | 14
PU532BLK500 | NITRA pneumatic tubing, ether-based polyurethane, black, 5/32in (4mm) outside diameter, 0.093in inside diameter, 500ft reel. | Stock | 61 | 66
PU532BLU100 | NITRA pneumatic tubing, ether-based polyurethane, blue, 5/32in (4mm) outside diameter, 0.093in inside diameter, 100ft package. | Stock | 12.5 | 14
PU532BLU500 | NITRA pneumatic tubing, ether-based polyurethane, blue, 5/32in (4mm) outside diameter, 0.093in inside diameter, 500ft reel. | Stock | 61 | 66
PU532CBL100 | NITRA pneumatic tubing, ether-based polyurethane, clear blue, 5/32in (4mm) outside diameter, 0.093in inside diameter, 100ft package. | Stock | 12.5 | 14
PU532CBL500 | NITRA pneumatic tubing, ether-based polyurethane, clear blue, 5/32in (4mm) outside diameter, 0.093in inside diameter, 500ft reel. | Stock | 61 | 66
PU532CLR100 | NITRA pneumatic tubing, ether-based polyurethane, clear, 5/32in (4mm) outside diameter, 0.093in inside diameter, 100ft package. | Stock | 12.5 | 14
PU532CLR500 | NITRA pneumatic tubing, ether-based polyurethane, clear, 5/32in (4mm) outside diameter, 0.093in inside diameter, 500ft reel. | Stock | 61 | 66
PU532RED100 | NITRA pneumatic tubing, ether-based polyurethane, red, 5/32in (4mm) outside diameter, 0.093in inside diameter, 100ft package. | Stock | 12.5 | 14
PU532RED500 | NITRA pneumatic tubing, ether-based polyurethane, red, 5/32in (4mm) outside diameter, 0.093in inside diameter, 500ft reel. | Stock | 61 | 66
PU532YEL100 | NITRA pneumatic tubing, ether-based polyurethane, yellow, 5/32in (4mm) outside diameter, 0.093in inside diameter, 100ft package. | Stock | 12.5 | 14
PU532YEL500 | NITRA pneumatic tubing, ether-based polyurethane, yellow, 5/32in (4mm) outside diameter, 0.093in inside diameter, 500ft reel. | Stock | 61 | 66
PU6MBLK100 | NITRA pneumatic tubing, ether-based polyurethane, black, 6mm outside diameter, 5/32in (4mm) inside diameter, 100ft package. | Stock | 22 | 24.5
PU6MBLK500 | NITRA pneumatic tubing, ether-based polyurethane, black, 6mm outside diameter, 5/32in (4mm) inside diameter, 500ft reel. | Stock | 108 | 118
PU6MBLU100 | NITRA pneumatic tubing, ether-based polyurethane, blue, 6mm outside diameter, 5/32in (4mm) inside diameter, 100ft package. | Stock | 22 | 24.5
PU6MBLU500 | NITRA pneumatic tubing, ether-based polyurethane, blue, 6mm outside diameter, 5/32in (4mm) inside diameter, 500ft reel. | Stock | 108 | 118
PU6MCBL100 | NITRA pneumatic tubing, ether-based polyurethane, clear blue, 6mm outside diameter, 5/32in (4mm) inside diameter, 100ft package. | Stock | 22 | 24.5
PU6MCBL500 | NITRA pneumatic tubing, ether-based polyurethane, clear blue, 6mm outside diameter, 5/32in (4mm) inside diameter, 500ft reel. | Stock | 108 | 118
PU6MCLR100 | NITRA pneumatic tubing, ether-based polyurethane, clear, 6mm outside diameter, 5/32in (4mm) inside diameter, 100ft package. | Stock | 22 | 24.5
PU6MCLR500 | NITRA pneumatic tubing, ether-based polyurethane, clear, 6mm outside diameter, 5/32in (4mm) inside diameter, 500ft reel. | Stock | 108 | 118
PU6MRED100 | NITRA pneumatic tubing, ether-based polyurethane, red, 6mm outside diameter, 5/32in (4mm) inside diameter, 100ft package. | Stock | 22 | 24.5
PU6MRED500 | NITRA pneumatic tubing, ether-based polyurethane, red, 6mm outside diameter, 5/32in (4mm) inside diameter, 500ft reel. | Stock | 108 | 118
PU6MYEL100 | NITRA pneumatic tubing, ether-based polyurethane, yellow, 6mm outside diameter, 5/32in (4mm) inside diameter, 100ft package. | Stock | 22 | 24.5
PU6MYEL500 | NITRA pneumatic tubing, ether-based polyurethane, yellow, 6mm outside diameter, 5/32in (4mm) inside diameter, 500ft reel. | Stock | 108 | 118
PU8MBLK100 | NITRA pneumatic tubing, ether-based polyurethane, black, 5/16in (8mm) outside diameter, 5mm inside diameter, 100ft package. | Stock | 34 | 37.5
PU8MBLK500 | NITRA pneumatic tubing, ether-based polyurethane, black, 5/16in (8mm) outside diameter, 5mm inside diameter, 500ft reel. | Stock | 168 | 183
PU8MBLU100 | NITRA pneumatic tubing, ether-based polyurethane, blue, 5/16in (8mm) outside diameter, 5mm inside diameter, 100ft package. | Stock | 34 | 37.5
PU8MBLU500 | NITRA pneumatic tubing, ether-based polyurethane, blue, 5/16in (8mm) outside diameter, 5mm inside diameter, 500ft reel. | Stock | 168 | 183
PU8MCBL100 | NITRA pneumatic tubing, ether-based polyurethane, clear blue, 5/16in (8mm) outside diameter, 5mm inside diameter, 100ft package. | Stock | 34 | 37.5
PU8MCLR100 | NITRA pneumatic tubing, ether-based polyurethane, clear, 5/16in (8mm) outside diameter, 5mm inside diameter, 100ft package. | Stock | 34 | 37.5
PU8MCLR500 | NITRA pneumatic tubing, ether-based polyurethane, clear, 5/16in (8mm) outside diameter, 5mm inside diameter, 500ft reel. | Stock | 168 | 183
PU8MRED100 | NITRA pneumatic tubing, ether-based polyurethane, red, 5/16in (8mm) outside diameter, 5mm inside diameter, 100ft package. | Stock | 34 | 37.5
PU8MYEL100 | NITRA pneumatic tubing, ether-based polyurethane, yellow, 5/16in (8mm) outside diameter, 5mm inside diameter, 100ft package. | Stock | 34 | 37.5
PVCBP108-IMP-P10 | Integra subpanel, PVC, gray. For use with 10x8 (HxW) P10086-P10 & P10086C-P10 Impact series enclosures. | Stock | 20.5 | 22
PVCBP108-P10 | Integra subpanel, PVC, gray. For use with 10x8 (HxW) H10084xxxxx-P10 and H10086xxxxx-P10 Premium series enclosures. | Stock | 20.5 | 22
PVCBP1210-P10 | Integra subpanel, PVC, gray. For use with 12x10 (HxW) H12104xxxxx-P10 and H12106xxxxx-P10 Premium series enclosures. | Stock | 24.5 | 25.5
PVCBP-1412-P10 | Integra subpanel, PVC, gray. For use with 14x12 (HxW) H141206xxxxx-P10 Premium series enclosures. | Stock | 35.5 | 37.5
PVCBP-1614-P10 | Integra subpanel, PVC, gray. For use with 16x14 (HxW) H161407xxxxx-P10 Premium series enclosures. | Stock | 42.5 | 45
PVCBP-1816-P10 | Integra subpanel, PVC, gray. For use with 18x16 (HxW) H181610xxxxx-P10 Premium series enclosures. | Stock | 77 | 81
PVCBP-2016-P10 | Integra subpanel, PVC, gray. For use with 20x16 (HxW) G201608E-P10 & G201608CE-P10 Genesis series enclosures. | Stock | 103 | 108
PVCBP-2424-P10 | Integra subpanel, PVC, gray. For use with 24x24 (HxW) G242410E-P10 & G242410CE-P10 Genesis series enclosures. | Stock | 137 | 145
PVCBP44-IMP-P10 | Integra subpanel, PVC, gray. For use with 4x4 (HxW) P4043-P10 & P4043C-P10 Impact series enclosures. | Stock | 13.25 | 13.75
PVCBP66-IMP-P10 | Integra subpanel, PVC, gray. For use with 6x6 (HxW) P6063-P10 & P6063C-P10 Impact series enclosures. | Stock | 13.75 | 14.25
PVCBP66-P10 | Integra subpanel, PVC, gray. For use with 6x6 (HxW) H6064xxxxx-P10 Premium series enclosures. | Stock | 13.75 | 14.25
PVCBP86-IMP-P10 | Integra subpanel, PVC, gray. For use with 8x6 (HxW) P8063-P10 & P8063C-P10 Impact series enclosures. | Stock | 14.75 | 15.5
PVCBP86-P10 | Integra subpanel, PVC, gray. For use with 8x6 (HxW) H8064xxxxx-P10 Premium series enclosures. | Stock | 14.75 | 15.5
PVCBP88-P10 | Integra subpanel, PVC, gray. For use with 8x8 (HxW) H8084xxxxx-P10 Premium series enclosures. | Stock | 17 | 18
PVCBP98-IMP-P10 | Integra subpanel, PVC, gray. For use with 9x8 (HxW) P9082-P10 & P9082C-P10 Impact series enclosures. | Stock | 17 | 18
PX-144 | Protos X discrete input module, 4-point, 24 VDC, sinking, 2 common(s), 2 point(s) per common. | Stock | 42 | 43.5
PX-148 | Protos X discrete input module, 8-point, 24 VDC, sinking. | Stock | 67 | 70
PX-149 | Protos X discrete input module, 16-point, 24 VDC, sinking. | Stock | 115 | 120
PX-172-1 | Protos X discrete input module, 2-point, 120-230 VAC, 2 common(s), 1 point(s) per common. | Stock | 45 | 47
PX-172-2 | Protos X discrete input module, 2-point, 120 VAC/VDC, 2 common(s), 1 point(s) per common. | Stock | 45 | 47
PX-244-1 | Protos X discrete output module, 4-point, 24 VDC, sourcing, 2 common(s), 2 point(s) per common, 0.5A/point, short circuit and overload protection. | Stock | 62 | 64
PX-244-2 | Protos X discrete output module, 4-point, 24 VDC, sourcing, 4 common(s), 1 point(s) per common, 2A/point, short circuit and overload protection. | Stock | 76 | 79
PX-248 | Protos X discrete output module, 8-point, 24 VDC, sourcing, 0.5A/point, short circuit and overload protection. | Stock | 78 | 81
PX-249 | Protos X discrete output module, 16-point, 24 VDC, sinking, 0.5A/point, short circuit and overload protection. | Stock | 109 | 113
PX-272-1 | Protos X relay output module, 2-point, 230 VAC/VDC, solid state, 2 common(s), 1 point(s) per common, 0.3A/point. | Stock | 84 | 87
PX-272-2 | Protos X relay output module, 2-point, 230 VAC/30 VDC, (2) Form A, 1 common(s), 2 point(s) per common, 5A/point. | Stock | 65 | 68
PX-302 | Protos X analog input terminal, 2-channel, current, 12-bit, input current signal range(s) of 4-20 mA, external 24 VDC required. | Stock | 263 | 274
PX-304 | Protos X analog input terminal, 4-channel, current, 12-bit, input current signal range(s) of 4-20 mA. | Stock | 235 | 244
PX-308 | Protos X analog input terminal, 8-channel, current, 12-bit, input current signal range(s) of 4-20 mA, external 24 VDC required. | Stock | 300 | 312
PX-312 | Protos X analog input terminal, 2-channel, voltage, 12-bit, input voltage signal range(s) of +/- 10 VDC. | Stock | 263 | 274
PX-314 | Protos X analog input terminal, 4-channel, voltage, 12-bit, input voltage signal range(s) of +/- 10 VDC. | Stock | 235 | 244
PX-318 | Protos X analog input terminal, 8-channel, voltage, 12-bit, input voltage signal range(s) of +/- 10 VDC. | Stock | 300 | 312
PX-322-1 | Protos X temperature input terminal, RTD, 2-channel, 16-bit resolution, input RTD type(s): Pt100. | Stock | 289 | 301
PX-324-1 | Protos X temperature input terminal, RTD, 4-channel, 16-bit resolution, input RTD type(s): Pt100. | Stock | 331 | 344
PX-332-J | Protos X temperature input terminal, thermocouple, 2-channel, 16-bit resolution, input thermocouple type(s): J. | Stock | 294 | 306
PX-332-K | Protos X temperature input terminal, thermocouple, 2-channel, 16-bit resolution, input thermocouple type(s): K. | Stock | 294 | 306
PX-334-J | Protos X temperature input terminal, thermocouple, 4-channel, 16-bit resolution, input thermocouple type(s): J. | Stock | 339 | 353
PX-334-K | Protos X temperature input terminal, thermocouple, 4-channel, 16-bit resolution, input thermocouple type(s): K. | Stock | 339 | 353
PX-402 | Protos X analog output terminal, 2-channel, current, 12-bit, output current signal range(s) of 4-20 mA. | Stock | 250 | 260
PX-404 | Protos X analog output terminal, 4-channel, current, 12-bit, output current signal range(s) of 4-20 mA. | Stock | 235 | 244
PX-408 | Protos X analog output terminal, 8-channel, current, 12-bit, output current signal range(s) of 4-20 mA. | Stock | 300 | 312
PX-412 | Protos X analog output terminal, 2-channel, voltage, 12-bit, output voltage signal range(s) of 0-10 VDC. | Stock | 250 | 260
PX-414 | Protos X analog output terminal, 4-channel, voltage, 12-bit, output voltage signal range(s) of 0-10 VDC. | Stock | 213 | 222
PX-418 | Protos X analog output terminal, 8-channel, voltage, 12-bit, output voltage signal range(s) of +/- 10 VDC. | Stock | 300 | 312
PX-549 | Protos X discrete combo module, Input: 8-point, 24 VDC, sinking, Output: 8-point, 24 VDC, sourcing, 0.5A/point. | Stock | 119 | 124
PX-901 | Protos X bus end terminal, for use with Protos X I/O systems. Installs at the right end of the terminal assembly. Required for proper communications between the I/O terminals and the bus coupler. | Stock | 16.5 | 17
PX-902 | Protos X bus expansion end terminal, (1) Ethernet (RJ45) port(s). For use with Protos X I/O systems. Requires Ethernet (RJ45) cable. Used only with bus coupler, replaces PX-901 bus end terminal. | Stock | 67 | 70
PX-903 | Protos X bus expansion coupler, (2) Ethernet (RJ45) port(s). For use with Protos X I/O systems. Requires Ethernet (RJ45) cable. Functions as bus coupler for expanded configuration. | Stock | 106 | 110
PX-908 | Protos X power separation terminal, 24 VDC. For use with Protos X I/O systems. Interrupts the power flow of power bus to the left. | Stock | 21 | 22
PX-940 | Protos X power feed terminal, 24 VDC. For use with Protos X I/O systems. Introduces power into I/O terminals power bus or switches from one voltage source to another for power flow to the right. | Stock | 22 | 23
PX-949 | Protos X power distribution terminal, 24 VDC. For use with Protos X I/O systems. Provides (8) 24 VDC and (8) 0 VDC connections. | Stock | 31.5 | 33
PX-970 | Protos X power feed terminal, 120-230 VAC. For use with Protos X I/O systems. Introduces power into I/O terminals power bus or switches from one voltage source to another for power flow to the right. | Stock | 29 | 30
PX-CFGSW | Protos X configuration software, CD or free download. Requires PX-USB-232 programming cable. | Stock | 20.5 | 21.5
PX-EIP1 | Protos X compact bus coupler, 24 VDC, (1) Ethernet (RJ45) port(s), EtherNet/IP, 10/100 Mbps. For use with Protos X I/O systems. | Stock | 300 | 312
PX-MOD | Protos X bus coupler, 24 VDC, (1) RS-485 (9-pin D-sub) port(s), Modbus RTU and ASCII, up to 38.4k baud. For use with Protos X I/O systems. | Stock | 331 | 344
PX-TCP1 | Protos X compact bus coupler, 24 VDC, (1) Ethernet (RJ45) port(s), Modbus TCP, 10/100 Mbps. For use with Protos X I/O systems. | Stock | 300 | 312
PX-TCP2 | Protos X bus coupler, 24 VDC, (2) Ethernet (RJ45) port(s), Modbus TCP, 10/100 Mbps. For use with Protos X I/O systems. | Stock | 472 | 491
PX-USB-232 | Protos X programming cable, USB A to 4-pin custom Micro connector, 9.8ft/3m cable length. For use with Protos X bus couplers. | Stock | 60 | 62
PX-USER-M | Protos X user manual, free download only. For use with all Protos X I/O systems. | Stock | 0
PY2-F-0010-S-L | Gefran potentiometer linear position sensor, spring loaded, 10mm stroke, 6mm shaft diameter, 26.5 x 22 x 48mm body, channel mount, pigtail, 3.2ft/1m cable length. | Stock | 157
PY2-F-0025-S-L | Gefran potentiometer linear position sensor, spring loaded, 25mm stroke, 6mm shaft diameter, 26.5 x 22 x 63mm body, channel mount, pigtail, 3.2ft/1m cable length. | Stock | 162
PY2-F-0050-S-L | Gefran potentiometer linear position sensor, spring loaded, 50mm stroke, 6mm shaft diameter, 26.5 x 22 x 88mm body, channel mount, pigtail, 3.2ft/1m cable length. | Stock | 167
PY2-F-0075-S-L | Gefran potentiometer linear position sensor, spring loaded, 76mm stroke, 6mm shaft diameter, 26.5 x 22 x 113mm body, channel mount, pigtail, 3.2ft/1m cable length. | Stock | 172
PY2-F-0100-S-L | Gefran potentiometer linear position sensor, spring loaded, 101mm stroke, 6mm shaft diameter, 26.5 x 22 x 138mm body, channel mount, pigtail, 3.2ft/1m cable length. | Stock | 176
PY3-AN-1A | AutomationDirect inductive proximity sensor, tubular, 3mm diameter x 22mm body, stainless steel housing, NPN, N.O. output, 0.6mm sensing distance, flush, 5 kHz switching frequency, IP67, pigtail. | Stock | 80 | 83
PY3-AN-3A | AutomationDirect inductive proximity sensor, tubular, 3mm diameter x 22mm body, stainless steel housing, NPN, N.O. output, 1mm sensing distance, flush, 3 kHz switching frequency, IP67, pigtail. | Stock | 88 | 92
PY3-AP-1A | AutomationDirect inductive proximity sensor, tubular, 3mm diameter x 22mm body, stainless steel housing, PNP, N.O. output, 0.6mm sensing distance, flush, 5 kHz switching frequency, IP67, pigtail. | Stock | 80 | 83
PY3-AP-3A | AutomationDirect inductive proximity sensor, tubular, 3mm diameter x 22mm body, stainless steel housing, PNP, N.O. output, 1mm sensing distance, flush, 3 kHz switching frequency, IP67, pigtail. | Stock | 88 | 92
PY4-AN-1A | AutomationDirect inductive proximity sensor, tubular, 4mm diameter x 22mm body, stainless steel housing, NPN, N.O. output, 0.6mm sensing distance, flush, 5 kHz switching frequency, IP67, pigtail. | Stock | 80 | 83
PY4-AN-3A | AutomationDirect inductive proximity sensor, tubular, 4mm diameter x 22mm body, stainless steel housing, NPN, N.O. output, 1mm sensing distance, flush, 3 kHz switching frequency, IP67, pigtail. | Stock | 88 | 92
PY4-AP-1A | AutomationDirect inductive proximity sensor, tubular, 4mm diameter x 22mm body, stainless steel housing, PNP, N.O. output, 0.6mm sensing distance, flush, 5 kHz switching frequency, IP67, pigtail. | Stock | 80 | 83
PY4-AP-3A | AutomationDirect inductive proximity sensor, tubular, 4mm diameter x 22mm body, stainless steel housing, PNP, N.O. output, 1mm sensing distance, flush, 3 kHz switching frequency, IP67, pigtail. | Stock | 88 | 92
PZ12-A-0025-L | Gefran potentiometer linear position sensor, slide, 25mm stroke, 4mm shaft diameter, 12.7mm diameter x 102mm body, rod eyes mount, pigtail, 3.2ft/1m cable length. | Stock | 200
PZ12-A-0050-L | Gefran potentiometer linear position sensor, slide, 50mm stroke, 4mm shaft diameter, 12.7mm diameter x 127mm body, rod eyes mount, pigtail, 3.2ft/1m cable length. | Stock | 260
PZ12-A-0075-L | Gefran potentiometer linear position sensor, slide, 75mm stroke, 4mm shaft diameter, 12.7mm diameter x 152mm body, rod eyes mount, pigtail, 3.2ft/1m cable length. | Stock | 265
PZ12-A-0100-L | Gefran potentiometer linear position sensor, slide, 100mm stroke, 4mm shaft diameter, 12.7mm diameter x 177mm body, rod eyes mount, pigtail, 3.2ft/1m cable length. | Stock | 270
PZ12-A-0200-L | Gefran potentiometer linear position sensor, slide, 200mm stroke, 4mm shaft diameter, 12.7mm diameter x 277mm body, rod eyes mount, pigtail, 3.2ft/1m cable length. | Stock | 283
PZ12-F-0025-L | Gefran potentiometer linear position sensor, slide, 25mm stroke, 4mm shaft diameter, 12.7mm diameter x 74.5mm body, flange mount, pigtail, 3.2ft/1m cable length. | Stock | 146
PZ12-F-0050-L | Gefran potentiometer linear position sensor, slide, 50mm stroke, 4mm shaft diameter, 12.7mm diameter x 99.5mm body, flange mount, pigtail, 3.2ft/1m cable length. | Stock | 155
PZ12-F-0075-L | Gefran potentiometer linear position sensor, slide, 75mm stroke, 4mm shaft diameter, 12.7mm diameter x 124.5mm body, flange mount, pigtail, 3.2ft/1m cable length. | Stock | 159
PZ12-F-0100-L | Gefran potentiometer linear position sensor, slide, 100mm stroke, 4mm shaft diameter, 12.7mm diameter x 149.5mm body, flange mount, pigtail, 3.2ft/1m cable length. | Stock | 164
PZ12-F-0200-L | Gefran potentiometer linear position sensor, slide, 200mm stroke, 4mm shaft diameter, 12.7mm diameter x 249.5mm body, flange mount, pigtail, 3.2ft/1m cable length. | Stock | 178
PZ12-S-0025-L | Gefran potentiometer linear position sensor, slide, 25mm stroke, 4mm shaft diameter, 12.7mm diameter x 74.5mm body, clamp brackets mount, pigtail, 3.2ft/1m cable length. | Stock | 155
PZ12-S-0050-L | Gefran potentiometer linear position sensor, slide, 50mm stroke, 4mm shaft diameter, 12.7mm diameter x 99.5mm body, clamp brackets mount, pigtail, 3.2ft/1m cable length. | Stock | 170
PZ12-S-0075-L | Gefran potentiometer linear position sensor, slide, 75mm stroke, 4mm shaft diameter, 12.7mm diameter x 124.5mm body, clamp brackets mount, pigtail, 3.2ft/1m cable length. | Stock | 175
PZ12-S-0100-L | Gefran potentiometer linear position sensor, slide, 100mm stroke, 4mm shaft diameter, 12.7mm diameter x 149.5mm body, clamp brackets mount, pigtail, 3.2ft/1m cable length. | Stock | 180
PZ12-S-0200-L | Gefran potentiometer linear position sensor, slide, 200mm stroke, 4mm shaft diameter, 12.7mm diameter x 249.5mm body, clamp brackets mount, pigtail, 3.2ft/1m cable length. | Stock | 194
PZ34-A-0025-L | Gefran potentiometer linear position sensor, slide, 25mm stroke, 5mm shaft diameter, 19mm diameter x 110mm body, rod eyes mount, pigtail, 3.2ft/1m cable length. | Stock | 185
PZ34-A-0050-L | Gefran potentiometer linear position sensor, slide, 50mm stroke, 5mm shaft diameter, 19mm diameter x 135mm body, rod eyes mount, pigtail, 3.2ft/1m cable length. | Stock | 192
PZ34-A-0075-L | Gefran potentiometer linear position sensor, slide, 75mm stroke, 5mm shaft diameter, 19mm diameter x 160mm body, rod eyes mount, pigtail, 3.2ft/1m cable length. | Stock | 195
PZ34-A-0100-L | Gefran potentiometer linear position sensor, slide, 100mm stroke, 5mm shaft diameter, 19mm diameter x 185mm body, rod eyes mount, pigtail, 3.2ft/1m cable length. | Stock | 200
PZ34-A-0125-L | Gefran potentiometer linear position sensor, slide, 125mm stroke, 5mm shaft diameter, 19mm diameter x 210mm body, rod eyes mount, pigtail, 3.2ft/1m cable length. | Stock | 203
PZ34-A-0150-L | Gefran potentiometer linear position sensor, slide, 150mm stroke, 5mm shaft diameter, 19mm diameter x 235mm body, rod eyes mount, pigtail, 3.2ft/1m cable length. | Stock | 206
PZ34-A-0200-L | Gefran potentiometer linear position sensor, slide, 200mm stroke, 5mm shaft diameter, 19mm diameter x 285mm body, rod eyes mount, pigtail, 3.2ft/1m cable length. | Stock | 210
PZ34-A-0250-L | Gefran potentiometer linear position sensor, slide, 250mm stroke, 5mm shaft diameter, 19mm diameter x 385mm body, rod eyes mount, pigtail, 3.2ft/1m cable length. | Stock | 218
Q0140-1 | Quabbin control and signal cable, 2 conductors, 18 AWG, PVC conductor insulation material, black and red, unshielded, PVC jacket, gray, cut to length. | Stock | 0.28 | 0.3262
Q0165-1 | Quabbin control and signal cable, 2 conductors, 20 AWG, PVC conductor insulation material, black and red, shielded, PVC jacket, gray, cut to length. | Stock | 0.45 | 0.52425
Q0170-1 | Quabbin control and signal cable, 1 twisted pair, 18 AWG, PVC conductor insulation material, black and red, shielded, PVC jacket, gray, cut to length. | Stock | 0.35 | 0.40775
Q0220-1 | Quabbin control and signal cable, 3 conductors, 20 AWG, PVC conductor insulation material, black, white and red, shielded, PVC jacket, gray, cut to length. | Stock | 0.54 | 0.6291
Q3100-1 | Quabbin control and signal cable, 4 conductors, 16 AWG, PVC conductor insulation material, black, white, red and green, unshielded, PVC jacket, gray, cut to length. | Stock | 0.79 | 0.92035
Q4100-1 | Quabbin control and signal cable, 4 conductors, 18 AWG, PVC conductor insulation material, black, white, red and green, unshielded, PVC jacket, gray, cut to length. | Stock | 0.66 | 0.7689
Q4105-1 | Quabbin control and signal cable, 5 conductors, 18 AWG, PVC conductor insulation material, black, white, red, green and brown, unshielded, PVC jacket, gray, cut to length. | Stock | 0.54 | 0.6291
Q4165-1 | Quabbin control and signal cable, 2 conductors, 18 AWG, PVC conductor insulation material, black and clear, shielded, PVC jacket, gray, cut to length. | Stock | 0.51 | 0.59415
Q4170-1 | Quabbin control and signal cable, 3 conductors, 18 AWG, PVC conductor insulation material, black, red and clear, shielded, PVC jacket, gray, cut to length. | Stock | 0.69 | 0.80385
Q4175-1 | Quabbin control and signal cable, 4 conductors, 18 AWG, PVC conductor insulation material, black, white, red and green, shielded, PVC jacket, gray, cut to length. | Stock | 0.49 | 0.57085
Q4177-1 | Quabbin control and signal cable, 6 conductors, 18 AWG, PVC conductor insulation material, black, white, red, green, brown and blue, shielded, PVC jacket, gray, cut to length. | Stock | 0.71 | 0.82715
Q4560-1 | Quabbin control and signal cable, 2 conductors, 18 AWG, PVC conductor insulation material, black and red, unshielded, PVC jacket, gray, cut to length. | Stock | 0.4 | 0.466
Q5025-1 | Quabbin continuous flexing Cat5e industrial Ethernet cable, 2 twisted pairs, 24 AWG, overall foil and braid shielded, flame retardant thermoplastic elastomer (FR-TPE) pressure extruded jacket, teal, cut to length. | Stock | 0.96 | 1.1184
Q5026-1 | Quabbin continuous flexing Cat6/6a industrial Ethernet cable, 4 twisted pairs, 26 AWG, shielded, TPE jacket, teal, cut to length. | Stock | 1.21 | 1.4096
Q5090-1 | Quabbin continuous flexing Cat5e industrial Ethernet cable, 4 twisted pairs, 24 AWG, overall foil and braid shielded, flame retardant thermoplastic elastomer (FR-TPE) pressure extruded jacket, teal, cut to length. | Stock | 1.07 | 1.2466
Q5094-1 | Quabbin continuous flexing profinet bus cable, Profinet Type B/C, Ethernet/IP CAT 5e, Type PLTC, Type CL3 and AWM Style 2464, 4 conductors, 22 AWG, shielded, TPE jacket, green, cut to length. | Stock | 1.09 | 1.2699
Q5099-1 | Quabbin continuous flexing profinet bus cable, Profinet Type B/C, Ethernet/IP CAT 5e, Type PLTC-ER and Type CM, 4 conductors, 22 AWG, shielded, TPE jacket, green, cut to length. | Stock | 1.18 | 1.3747
Q5752-1 | Quabbin continuous flexing Cat5e industrial Ethernet cable, 4 twisted pairs, 24 AWG, unshielded, flame retardant thermoplastic elastomer (FR-TPE) pressure extruded jacket, teal, cut to length. | Stock | 0.65 | 0.75725
Q5772-1 | Quabbin continuous flexing Cat5e industrial Ethernet cable, 2 twisted pairs, 24 AWG, unshielded, flame retardant thermoplastic elastomer (FR-TPE) pressure extruded jacket, teal, cut to length. | Stock | 0.64 | 0.7456
Q5922-1 | Quabbin continuous flexing Cat6/6a industrial Ethernet cable, 4 twisted pairs, 24 AWG, shielded, TPE jacket, teal, cut to length. | Stock | 1.31 | 1.5262
Q5941-1 | Quabbin Cat5e industrial Ethernet cable, 4 twisted pairs, 22 AWG, unshielded, PVC jacket, black, cut to length. | Stock | 0.57 | 0.66405
Q5942-1 | Quabbin Cat5e industrial Ethernet cable, 4 twisted pairs, 22 AWG, unshielded, PVC jacket, teal, cut to length. | Stock | 0.57 | 0.66405
Q6100-1 | Quabbin control and signal cable, 4 conductors, 20 AWG, PVC conductor insulation material, black, white, red and green, unshielded, PVC jacket, gray, cut to length. | Stock | 0.59 | 0.68735
Q6130-1 | Quabbin control and signal cable, 1 twisted pair, 20 AWG, PVC conductor insulation material, black and red, unshielded, PVC jacket, gray, cut to length. | Stock | 0.23 | 0.26795
Q6135-1 | Quabbin data cable, 3 twisted pairs, 20 AWG, PVC conductor insulation material, unshielded, PVC jacket, gray, cut to length. | Stock | 0.63
Q6140-1 | Quabbin control and signal cable, 2 conductors, 20 AWG, PVC conductor insulation material, black and clear, shielded, PVC jacket, gray, cut to length. | Stock | 0.47 | 0.54755
Q6145-1 | Quabbin control and signal cable, 3 conductors, 20 AWG, PVC conductor insulation material, black, red and clear, shielded, PVC jacket, gray, cut to length. | Stock | 0.35 | 0.40775
Q6155-1 | Quabbin data cable, 3 twisted pairs, 20 AWG, PVC conductor insulation material, individual shielded, PVC jacket, gray, cut to length. | Stock | 0.77
Q7115-1 | Quabbin control and signal cable, 2 conductors, 22 AWG, PVC conductor insulation material, black and red, unshielded, PVC jacket, gray, cut to length. | Stock | 0.21 | 0.24465
Q7120-1 | Quabbin control and signal cable, 3 conductors, 22 AWG, PVC conductor insulation material, black, white and red, unshielded, PVC jacket, gray, cut to length. | Stock | 0.2 | 0.233
Q7121-1 | Quabbin control and signal cable, 3 conductors, 22 AWG, PVC conductor insulation material, black, red and green, unshielded, PVC jacket, gray, cut to length. | Stock | 0.32 | 0.3728
Q7125-1 | Quabbin control and signal cable, 4 conductors, 22 AWG, PVC conductor insulation material, black, white, red and green, unshielded, PVC jacket, gray, cut to length. | Stock | 0.39 | 0.45435
Q7135-1 | Quabbin control and signal cable, 6 conductors, 22 AWG, PVC conductor insulation material, black, white, red, green, orange and blue, unshielded, PVC jacket, gray, cut to length. | Stock | 0.32 | 0.3728
Q7145-1 | Quabbin control and signal cable, 8 conductors, 22 AWG, PVC conductor insulation material, black, white, red, green, orange, blue, brown and yellow, unshielded, PVC jacket, gray, cut to length. | Stock | 0.43 | 0.50095
Q7160-1 | Quabbin control and signal cable, 12 conductors, 22 AWG, PVC conductor insulation material, black, red, white, green, orange, blue, brown, yellow, violet, gray, pink and tan, unshielded, PVC jacket, gray, cut to length. | Stock | 0.58 | 0.6757
Q7315-1 | Quabbin control and signal cable, 2 conductors, 22 AWG, PVC conductor insulation material, black and red, shielded, PVC jacket, gray, cut to length. | Stock | 0.28 | 0.3262
Q7325-1 | Quabbin control and signal cable, 3 conductors, 22 AWG, PVC conductor insulation material, black, red and clear, shielded, PVC jacket, gray, cut to length. | Stock | 0.27 | 0.31455
Q7380-1 | Quabbin data cable, 3 twisted pairs, 22 AWG, PVC conductor insulation material, individual shielded, PVC jacket, gray, cut to length. | Stock | 0.57
Q7395-1 | Quabbin control and signal cable, 2 twisted pairs, 22 AWG, PVC conductor insulation material, Pair 1: black, red and Pair 2: white, green, shielded, PVC jacket, gray, cut to length. | Stock | 0.26 | 0.3029
Q7525-1 | Quabbin control and signal cable, 4 conductors, 22 AWG, PVC conductor insulation material, black, white, red and green, shielded, PVC jacket, gray, cut to length. | Stock | 0.28 | 0.3262
Q7535-1 | Quabbin control and signal cable, 6 conductors, 22 AWG, PVC conductor insulation material, black, white, red, green, orange and blue, shielded, PVC jacket, gray, cut to length. | Stock | 0.37 | 0.43105
Q8105-1 | Quabbin RS-232 low capacitance data cable, 1 twisted pair, 24 AWG, PVC conductor insulation material, shielded, PVC jacket, gray, cut to length. | Stock | 0.22
Q8165-1 | Quabbin control and signal cable, 3 conductors, 24 AWG, PVC conductor insulation material, black, white and red, shielded, PVC jacket, gray, cut to length. | Stock | 0.21 | 0.24465
Q8170-1 | Quabbin control and signal cable, 4 conductors, 24 AWG, PVC conductor insulation material, black, white, red and green, shielded, PVC jacket, gray, cut to length. | Stock | 0.23 | 0.26795
Q8175-1 | Quabbin control and signal cable, 5 conductors, 24 AWG, PVC conductor insulation material, black, white, red, green and brown, shielded, PVC jacket, gray, cut to length. | Stock | 0.27 | 0.31455
Q8180-1 | Quabbin control and signal cable, 6 conductors, 24 AWG, PVC conductor insulation material, black, white, red, green, brown and blue, shielded, PVC jacket, gray, cut to length. | Stock | 0.29 | 0.33785
Q8302-1 | Quabbin RS-422/RS-485 low capacitance data cable, 1 twisted pair, 24 AWG, polyethylene conductor insulation material, shielded, PVC jacket, gray, cut to length. | Stock | 0.46
Q8304-1 | Quabbin RS-422/RS-485 low capacitance data cable, 2 twisted pairs, 24 AWG, polyethylene conductor insulation material, shielded, PVC jacket, gray, cut to length. | Stock | 0.57
Q8306-1 | Quabbin RS-485 low capacitance data cable, 3 twisted pairs, 24 AWG, polyethylene conductor insulation material, shielded, PVC jacket, gray, cut to length. | Stock | 0.63
Q8308-1 | Quabbin RS-485 low capacitance data cable, 4 twisted pairs, 24 AWG, polyethylene conductor insulation material, shielded, PVC jacket, gray, cut to length. | Stock | 0.74
Q8504-1 | Quabbin RS-232 low capacitance data cable, 2 twisted pairs, 24 AWG, PVC conductor insulation material, shielded, PVC jacket, gray, cut to length. | Stock | 0.37
Q8506-1 | Quabbin RS-232 low capacitance data cable, 3 twisted pairs, 24 AWG, PVC conductor insulation material, shielded, PVC jacket, gray, cut to length. | Stock | 0.42
Q8508-1 | Quabbin control and signal cable, 4 twisted pairs, 24 AWG, PVC conductor insulation material, Pair 1: black, black/white, Pair 2: white, white/black, Pair 3: red, white/red and Pair 4: green, white/green, shielded, PVC jacket, gray, cut to length. | Stock | 0.48 | 0.5592
Q8602-1 | Quabbin RS-422 low capacitance data cable, 1 twisted pair, 24 AWG, foam polypropylene conductor insulation material, shielded, PVC jacket, gray, cut to length. | Stock | 0.24
Q8604-1 | Quabbin RS-422 low capacitance data cable, 2 twisted pairs, 24 AWG, foam polypropylene conductor insulation material, shielded, PVC jacket, gray, cut to length. | Stock | 0.53
Q8606-1 | Quabbin RS-422 low capacitance data cable, 3 twisted pairs, 24 AWG, foam polypropylene conductor insulation material, shielded, PVC jacket, gray, cut to length. | Stock | 0.62
Q8804-1 | Quabbin RS-422 low capacitance data cable, 2 twisted pairs, 24 AWG, polyethylene conductor insulation material, shielded, PVC jacket, gray, cut to length. | Stock | 0.52
Q8806-1 | Quabbin RS-422 low capacitance data cable, 3 twisted pairs, 24 AWG, polyethylene conductor insulation material, shielded, PVC jacket, gray, cut to length. | Stock | 0.59
QD-JA-0500 | SureMotion QD bushing, JA size, 0.500in bore, steel. | Stock | 12 | 13.5
QD-JA-0625 | SureMotion QD bushing, JA size, 0.625in bore, steel. | Stock | 11.5 | 12.5
QD-JA-0750 | SureMotion QD bushing, JA size, 0.750in bore, steel. | Stock | 11.5 | 12.5
QD-JA-0875 | SureMotion QD bushing, JA size, 0.875in bore, steel. | Stock | 11.5 | 12.5
QD-SD-0750 | SureMotion QD bushing, SD size, 0.750in bore, steel. | Stock | 23.5 | 26
QD-SD-0875 | SureMotion QD bushing, SD size, 0.875in bore, steel. | Stock | 23.5 | 26
QD-SD-1000 | SureMotion QD bushing, SD size, 1.000in bore, steel. | Stock | 23.5 | 26
QD-SD-1125 | SureMotion QD bushing, SD size, 1.125in bore, steel. | Stock | 23.5 | 26
QD-SD-1250 | SureMotion QD bushing, SD size, 1.250in bore, steel. | Stock | 23.5 | 26
QD-SDS-0625 | SureMotion QD bushing, SDS size, 0.625in bore, steel. | Stock | 20.5 | 22.5
QD-SDS-0750 | SureMotion QD bushing, SDS size, 0.750in bore, steel. | Stock | 20.5 | 22.5
QD-SDS-0875 | SureMotion QD bushing, SDS size, 0.875in bore, steel. | Stock | 20.5 | 22.5
QD-SDS-1000 | SureMotion QD bushing, SDS size, 1.000in bore, steel. | Stock | 20.5 | 22.5
QD-SDS-1125 | SureMotion QD bushing, SDS size, 1.125in bore, steel. | Stock | 20.5 | 22.5
QD-SH-0500 | SureMotion QD bushing, SH size, 0.500in bore, steel. | Stock | 16.5 | 18
QD-SH-0625 | SureMotion QD bushing, SH size, 0.625in bore, steel. | Stock | 16.5 | 18
QD-SH-0750 | SureMotion QD bushing, SH size, 0.750in bore, steel. | Stock | 16.5 | 18
QD-SH-0875 | SureMotion QD bushing, SH size, 0.875in bore, steel. | Stock | 16.5 | 18
QD-SH-1000 | SureMotion QD bushing, SH size, 1.000in bore, steel. | Stock | 16.5 | 18
QEU14 | NITRA pneumatic push-to-connect fitting, inline quick exhaust valve, technopolymer body, 1/4in tube inlet(s), 1/4in tube outlet(s), 1/4in tube exhaust(s). | Stock | 10 | 10.5
QEU14-S | NITRA pneumatic push-to-connect fitting, inline quick exhaust valve, technopolymer body, 1/4in tube inlet(s), 1/4in tube outlet(s), silenced exhaust(s). | Stock | 10.25 | 10.5
QEU516 | NITRA pneumatic push-to-connect fitting, inline quick exhaust valve, technopolymer body, 5/16in (8mm) tube inlet(s), 5/16in (8mm) tube outlet(s), 5/16in (8mm) tube exhaust(s). | Stock | 10.25 | 10.5
QEU516-S | NITRA pneumatic push-to-connect fitting, inline quick exhaust valve, technopolymer body, 5/16in (8mm) tube inlet(s), 5/16in (8mm) tube outlet(s), silenced exhaust(s). | Stock | 11.25 | 11.5
QMI7-0N-0A | AutomationDirect photoelectric sensor, rectangular, diffuse, infrared light emission, 0-400mm sensing distance, selectable light-on/dark-on, NPN, potentiometer, 2 kHz switching frequency, plastic housing, pigtail. | Stock | 38 | 39.5
QMI7-0N-0F | AutomationDirect photoelectric sensor, rectangular, diffuse, infrared light emission, 0-400mm sensing distance, selectable light-on/dark-on, NPN, potentiometer, 2 kHz switching frequency, plastic housing, 4-pin M8 quick-disconnect. | Stock | 38 | 39.5
QMI7-0P-0A | AutomationDirect photoelectric sensor, rectangular, diffuse, infrared light emission, 0-400mm sensing distance, selectable light-on/dark-on, PNP, potentiometer, 2 kHz switching frequency, plastic housing, pigtail. | Stock | 38 | 39.5
QMI7-0P-0F | AutomationDirect photoelectric sensor, rectangular, diffuse, infrared light emission, 0-400mm sensing distance, selectable light-on/dark-on, PNP, potentiometer, 2 kHz switching frequency, plastic housing, 4-pin M8 quick-disconnect. | Stock | 38 | 39.5
QMI9-0N-0A | AutomationDirect photoelectric sensor, rectangular, diffuse, infrared light emission, 0-1.5m sensing distance, selectable light-on/dark-on, NPN, potentiometer, 1 kHz switching frequency, plastic housing, pigtail. | Stock | 42.5 | 44
QMI9-0N-0F | AutomationDirect photoelectric sensor, rectangular, diffuse, infrared light emission, 0-1.5m sensing distance, selectable light-on/dark-on, NPN, potentiometer, 1 kHz switching frequency, plastic housing, 4-pin M8 quick-disconnect. | Stock | 42.5 | 44
QMI9-0P-0A | AutomationDirect photoelectric sensor, rectangular, diffuse, infrared light emission, 0-1.5m sensing distance, selectable light-on/dark-on, PNP, potentiometer, 1 kHz switching frequency, plastic housing, pigtail. | Stock | 42.5 | 44
QMI9-0P-0F | AutomationDirect photoelectric sensor, rectangular, diffuse, infrared light emission, 0-1.5m sensing distance, selectable light-on/dark-on, PNP, potentiometer, 1 kHz switching frequency, plastic housing, 4-pin M8 quick-disconnect. | Stock | 42.5 | 44
QMIC-0N-0A | AutomationDirect photoelectric sensor, rectangular, retroreflective, infrared light emission, 0.1-7m sensing distance, selectable light-on/dark-on, NPN, potentiometer, 3-wire, pigtail. | Stock | 46.5 | 48.5
QMIC-0N-0F | AutomationDirect photoelectric sensor, rectangular, retroreflective, infrared light emission, 0.1-7m sensing distance, selectable light-on/dark-on, NPN, potentiometer, 3-wire, 4-pin M8 quick-disconnect. | Stock | 46.5 | 48.5
QMIC-0P-0A | AutomationDirect photoelectric sensor, rectangular, retroreflective, infrared light emission, 0.1-7m sensing distance, selectable light-on/dark-on, PNP, potentiometer, 3-wire, pigtail. | Stock | 46.5 | 48.5
QMIC-0P-0F | AutomationDirect photoelectric sensor, rectangular, retroreflective, infrared light emission, 0.1-7m sensing distance, selectable light-on/dark-on, PNP, potentiometer, 3-wire, 4-pin M8 quick-disconnect. | Stock | 46.5 | 48.5
QMIG-0N-0A | AutomationDirect photoelectric sensor, rectangular, retroreflective, infrared light emission, 0.05-1m sensing distance, selectable light-on/dark-on, NPN, potentiometer, 3-wire, pigtail. | Stock | 53 | 55
QMIG-0N-0F | AutomationDirect photoelectric sensor, rectangular, retroreflective, infrared light emission, 0.05-1m sensing distance, selectable light-on/dark-on, NPN, potentiometer, 3-wire, 4-pin M8 quick-disconnect. | Stock | 53 | 55
QMIG-0P-0A | AutomationDirect photoelectric sensor, rectangular, retroreflective, infrared light emission, 0.05-1m sensing distance, selectable light-on/dark-on, PNP, potentiometer, 3-wire, pigtail. | Stock | 53 | 55
QMIG-0P-0F | AutomationDirect photoelectric sensor, rectangular, retroreflective, infrared light emission, 0.05-1m sensing distance, selectable light-on/dark-on, PNP, potentiometer, 3-wire, 4-pin M8 quick-disconnect. | Stock | 53 | 55
QMIHD-0N-0A | AutomationDirect photoelectric sensor, rectangular, plastic housing, through-beam pair, infrared light emission, 0-30m sensing distance, 10-30 VDC operating voltage, selectable light-on/dark-on, NPN, 3-wire, pigtail. | Stock | 63 | 66
QMIHD-0N-0F | AutomationDirect photoelectric sensor, rectangular, plastic housing, through-beam pair, infrared light emission, 0-30m sensing distance, 10-30 VDC operating voltage, selectable light-on/dark-on, NPN, 3-wire, 4-pin M8 quick-disconnect. | Stock | 63 | 66
QMIHD-0P-0A | AutomationDirect photoelectric sensor, rectangular, plastic housing, through-beam pair, infrared light emission, 0-30m sensing distance, 10-30 VDC operating voltage, selectable light-on/dark-on, PNP, 3-wire, pigtail. | Stock | 63 | 66
QMIHD-0P-0F | AutomationDirect photoelectric sensor, rectangular, plastic housing, through-beam pair, infrared light emission, 0-30m sensing distance, 10-30 VDC operating voltage, selectable light-on/dark-on, PNP, 3-wire, 4-pin M8 quick-disconnect. | Stock | 63 | 66
QMIS-0N-0A | AutomationDirect photoelectric sensor, rectangular, plastic, diffuse with background suppression, 30-400mm sensing distance, selectable light-on/dark-on, NPN, potentiometer, 1 kHz switching frequency, 6.5ft/2m cable length, pigtail. | Stock | 54 | 56
QMIS-0N-0F | AutomationDirect photoelectric sensor, rectangular, plastic, diffuse with background suppression, 30-400mm sensing distance, selectable light-on/dark-on, NPN, potentiometer, 1 kHz switching frequency, 4-pin M8 quick-disconnect. | Stock | 54 | 56
QMIS-0P-0A | AutomationDirect photoelectric sensor, rectangular, plastic, diffuse with background suppression, 30-400mm sensing distance, selectable light-on/dark-on, PNP, potentiometer, 1 kHz switching frequency, 6.5ft/2m cable length, pigtail. | Stock | 54 | 56
QMIS-0P-0F | AutomationDirect photoelectric sensor, rectangular, plastic, diffuse with background suppression, 30-400mm sensing distance, selectable light-on/dark-on, PNP, potentiometer, 1 kHz switching frequency, 4-pin M8 quick-disconnect. | Stock | 54 | 56
QMR7-0N-0A | AutomationDirect photoelectric sensor, rectangular, diffuse, visible red light emission, 0-400mm sensing distance, selectable light-on/dark-on, NPN, potentiometer, 2 kHz switching frequency, plastic housing, pigtail. | Stock | 38 | 39.5
QMR7-0N-0F | AutomationDirect photoelectric sensor, rectangular, diffuse, visible red light emission, 0-400mm sensing distance, selectable light-on/dark-on, NPN, potentiometer, 2 kHz switching frequency, plastic housing, 4-pin M8 quick-disconnect. | Stock | 38 | 39.5
QMR7-0P-0A | AutomationDirect photoelectric sensor, rectangular, diffuse, visible red light emission, 0-400mm sensing distance, selectable light-on/dark-on, PNP, potentiometer, 2 kHz switching frequency, plastic housing, pigtail. | Stock | 38 | 39.5
QMR7-0P-0F | AutomationDirect photoelectric sensor, rectangular, diffuse, visible red light emission, 0-400mm sensing distance, selectable light-on/dark-on, PNP, potentiometer, 2 kHz switching frequency, plastic housing, 4-pin M8 quick-disconnect. | Stock | 38 | 39.5
QMR8-0N-0A | AutomationDirect photoelectric sensor, rectangular, diffuse, visible red light emission, 0-1m sensing distance, selectable light-on/dark-on, NPN, potentiometer, 1 kHz switching frequency, plastic housing, pigtail. | Stock | 41.5 | 43
QMR8-0N-0F | AutomationDirect photoelectric sensor, rectangular, diffuse, visible red light emission, 0-1m sensing distance, selectable light-on/dark-on, NPN, potentiometer, 1 kHz switching frequency, plastic housing, 4-pin M8 quick-disconnect. | Stock | 41.5 | 43
QMR8-0P-0A | AutomationDirect photoelectric sensor, rectangular, diffuse, visible red light emission, 0-1m sensing distance, selectable light-on/dark-on, PNP, potentiometer, 1 kHz switching frequency, plastic housing, pigtail. | Stock | 41.5 | 43
QMR8-0P-0F | AutomationDirect photoelectric sensor, rectangular, diffuse, visible red light emission, 0-1m sensing distance, selectable light-on/dark-on, PNP, potentiometer, 1 kHz switching frequency, plastic housing, 4-pin M8 quick-disconnect. | Stock | 41.5 | 43
QMRB-0N-0A | AutomationDirect photoelectric sensor, rectangular, diffuse, visible red light emission, 5-100mm sensing distance, selectable light-on/dark-on, NPN, potentiometer, 1 kHz switching frequency, plastic housing, pigtail. | Stock | 38 | 39.5
QMRB-0N-0F | AutomationDirect photoelectric sensor, rectangular, diffuse, visible red light emission, 5-100mm sensing distance, selectable light-on/dark-on, NPN, potentiometer, 1 kHz switching frequency, plastic housing, 4-pin M8 quick-disconnect. | Stock | 38 | 39.5
QMRB-0P-0A | AutomationDirect photoelectric sensor, rectangular, diffuse, visible red light emission, 5-100mm sensing distance, selectable light-on/dark-on, PNP, potentiometer, 1 kHz switching frequency, plastic housing, pigtail. | Stock | 38 | 39.5
QMRB-0P-0F | AutomationDirect photoelectric sensor, rectangular, diffuse, visible red light emission, 5-100mm sensing distance, selectable light-on/dark-on, PNP, potentiometer, 1 kHz switching frequency, plastic housing, 4-pin M8 quick-disconnect. | Stock | 38 | 39.5
QMRG-0N-0A | AutomationDirect photoelectric sensor, rectangular, retroreflective, visible red light emission, 0.05-1m sensing distance, selectable light-on/dark-on, NPN, potentiometer, 3-wire, pigtail. | Stock | 53 | 55
QMRG-0N-0F | AutomationDirect photoelectric sensor, rectangular, retroreflective, visible red light emission, 0.05-1m sensing distance, selectable light-on/dark-on, NPN, potentiometer, 3-wire, 4-pin M8 quick-disconnect. | Stock | 53 | 55
QMRG-0P-0A | AutomationDirect photoelectric sensor, rectangular, retroreflective, visible red light emission, 0.05-1m sensing distance, selectable light-on/dark-on, PNP, potentiometer, 3-wire, pigtail. | Stock | 53 | 55
QMRG-0P-0F | AutomationDirect photoelectric sensor, rectangular, retroreflective, visible red light emission, 0.05-1m sensing distance, selectable light-on/dark-on, PNP, potentiometer, 3-wire, 4-pin M8 quick-disconnect. | Stock | 53 | 55
QMRHD-0N-0A | AutomationDirect photoelectric sensor, rectangular, plastic housing, through-beam pair, visible red light emission, 0-20m sensing distance, 10-30 VDC operating voltage, selectable light-on/dark-on, NPN, 3-wire, pigtail. | Stock | 61 | 63
QMRHD-0N-0F | AutomationDirect photoelectric sensor, rectangular, plastic housing, through-beam pair, visible red light emission, 0-20m sensing distance, 10-30 VDC operating voltage, selectable light-on/dark-on, NPN, 3-wire, 4-pin M8 quick-disconnect. | Stock | 61 | 63
QMRHD-0P-0A | AutomationDirect photoelectric sensor, rectangular, plastic housing, through-beam pair, visible red light emission, 0-20m sensing distance, 10-30 VDC operating voltage, selectable light-on/dark-on, PNP, 3-wire, pigtail. | Stock | 61 | 63
QMRHD-0P-0F | AutomationDirect photoelectric sensor, rectangular, plastic housing, through-beam pair, visible red light emission, 0-20m sensing distance, 10-30 VDC operating voltage, selectable light-on/dark-on, PNP, 3-wire, 4-pin M8 quick-disconnect. | Stock | 61 | 63
QMRL-0N-0A | AutomationDirect photoelectric sensor, rectangular, retroreflective, visible red light emission, 0.4-4m sensing distance, selectable light-on/dark-on, NPN, potentiometer, 3-wire, pigtail. | Stock | 53 | 55
QMRL-0N-0F | AutomationDirect photoelectric sensor, rectangular, retroreflective, visible red light emission, 0.4-4m sensing distance, selectable light-on/dark-on, NPN, potentiometer, 3-wire, 4-pin M8 quick-disconnect. | Stock | 53 | 55
QMRL-0P-0A | AutomationDirect photoelectric sensor, rectangular, retroreflective, visible red light emission, 0.4-4m sensing distance, selectable light-on/dark-on, PNP, potentiometer, 3-wire, pigtail. | Stock | 53 | 55
QMRL-0P-0F | AutomationDirect photoelectric sensor, rectangular, retroreflective, visible red light emission, 0.4-4m sensing distance, selectable light-on/dark-on, PNP, potentiometer, 3-wire, 4-pin M8 quick-disconnect. | Stock | 53 | 55
QMRN-0N-0A | AutomationDirect photoelectric sensor, rectangular, polarized retroreflective, visible red light emission, 0.1-5m sensing distance, selectable light-on/dark-on, NPN, potentiometer, 3-wire, pigtail. | Stock | 46.5 | 48.5
QMRN-0N-0F | AutomationDirect photoelectric sensor, rectangular, polarized retroreflective, visible red light emission, 0.1-5m sensing distance, selectable light-on/dark-on, NPN, potentiometer, 3-wire, 4-pin M8 quick-disconnect. | Stock | 46.5 | 48.5
QMRN-0P-0A | AutomationDirect photoelectric sensor, rectangular, polarized retroreflective, visible red light emission, 0.1-5m sensing distance, selectable light-on/dark-on, PNP, potentiometer, 3-wire, pigtail. | Stock | 46.5 | 48.5
QMRN-0P-0F | AutomationDirect photoelectric sensor, rectangular, polarized retroreflective, visible red light emission, 0.1-5m sensing distance, selectable light-on/dark-on, PNP, potentiometer, 3-wire, 4-pin M8 quick-disconnect. | Stock | 46.5 | 48.5
QMRS-0N-0A | AutomationDirect photoelectric sensor, rectangular, plastic, diffuse with background suppression, 30-200mm sensing distance, selectable light-on/dark-on, NPN, potentiometer, 1 kHz switching frequency, 6.5ft/2m cable length, pigtail. | Stock | 53 | 55
QMRS-0N-0F | AutomationDirect photoelectric sensor, rectangular, plastic, diffuse with background suppression, 30-200mm sensing distance, selectable light-on/dark-on, NPN, potentiometer, 1 kHz switching frequency, 4-pin M8 quick-disconnect. | Stock | 53 | 55
QMRS-0P-0A | AutomationDirect photoelectric sensor, rectangular, plastic, diffuse with background suppression, 30-200mm sensing distance, selectable light-on/dark-on, PNP, potentiometer, 1 kHz switching frequency, 6.5ft/2m cable length, pigtail. | Stock | 53 | 55
QMRS-0P-0F | AutomationDirect photoelectric sensor, rectangular, plastic, diffuse with background suppression, 30-200mm sensing distance, selectable light-on/dark-on, PNP, potentiometer, 1 kHz switching frequency, 4-pin M8 quick-disconnect. | Stock | 53 | 55
QPS-CBL | ProSense cable, replacement, 6.6ft/2m cable length. For use with ProSense QPS series digital pressure sensors. | Stock | 27 | 28
QPS-FMK | ProSense mounting bracket, for use with ProSense QPS series pressure switches/transmitters. Mounting hardware included. | Stock | 2
QPSH-AN-42 | ProSense digital pressure sensor, -14.5 to 145 psig range, Output: switch (N.O./N.C.), NPN selectable, Output 2: switch (N.O./N.C.), NPN selectable, Output 3: analog, 4-20 mA, 1/8in male NPT process connection. | Stock | 76 | 84
QPSH-AP-42 | ProSense digital pressure sensor, -14.5 to 145 psig range, Output: switch (N.O./N.C.), PNP selectable, Output 2: switch (N.O./N.C.), PNP selectable, Output 3: analog, 4-20 mA, 1/8in male NPT process connection. | Stock | 76 | 84
QPSL-AN-42 | ProSense digital pressure sensor, -14.5 to 14.5 psig range, Output: switch (N.O./N.C.), NPN selectable, Output 2: switch (N.O./N.C.), NPN selectable, Output 3: analog, 4-20 mA, 1/8in male NPT process connection. | Stock | 76 | 84
QPSL-AP-42 | ProSense digital pressure sensor, -14.5 to 14.5 psig range, Output: switch (N.O./N.C.), PNP selectable, Output 2: switch (N.O./N.C.), PNP selectable, Output 3: analog, 4-20 mA, 1/8in male NPT process connection. | Stock | 76 | 84
QPS-PMK | ProSense panel mounting bracket, for use with ProSense QPS series pressure switches/transmitters. Mounting hardware included. | Stock | 2
QTA-E180604CSBD | Quadritalia OKK series enclosure kit, NEMA 12, 1800 x 600 x 400mm (HxWxD), freestanding, dual access, carbon steel, RAL 7035 light gray, powder coat finish, single-door. | Stock | 798 | 1076
QTA-E180604CSBF | Quadritalia OKK series enclosure kit, NEMA 12, 1800 x 600 x 400mm (HxWxD), freestanding, carbon steel, RAL 7035 light gray, powder coat finish, single-door. | Stock | 648 | 875
QTA-E180606CSBD | Quadritalia OKK series enclosure kit, NEMA 12, 1800 x 600 x 600mm (HxWxD), freestanding, dual access, carbon steel, RAL 7035 light gray, powder coat finish, single-door. | Stock | 885 | 1191
QTA-E180606CSBF | Quadritalia OKK series enclosure kit, NEMA 12, 1800 x 600 x 600mm (HxWxD), freestanding, carbon steel, RAL 7035 light gray, powder coat finish, single-door. | Stock | 735 | 990
QTA-E180608CSBD | Quadritalia OKK series enclosure kit, NEMA 12, 1800 x 600 x 800mm (HxWxD), freestanding, dual access, carbon steel, RAL 7035 light gray, powder coat finish, single-door. | Stock | 987 | 1330
QTA-E180608CSBF | Quadritalia OKK series enclosure kit, NEMA 12, 1800 x 600 x 800mm (HxWxD), freestanding, carbon steel, RAL 7035 light gray, powder coat finish, single-door. | Stock | 837 | 1129
QTA-E180804CSBD | Quadritalia OKK series enclosure kit, NEMA 12, 1800 x 800 x 400mm (HxWxD), freestanding, dual access, carbon steel, RAL 7035 light gray, powder coat finish, single-door. | Stock | 910 | 1227
QTA-E180804CSBF | Quadritalia OKK series enclosure kit, NEMA 12, 1800 x 800 x 400mm (HxWxD), freestanding, carbon steel, RAL 7035 light gray, powder coat finish, single-door. | Stock | 736 | 993
QTA-E180804CSWF | Quadritalia OKK series enclosure kit, NEMA 12, 1800 x 800 x 400mm (HxWxD), freestanding, carbon steel, RAL 7035 light gray, powder coat finish, single-door, acrylic window. | Stock | 888 | 1197
QTA-E180806CSBD | Quadritalia OKK series enclosure kit, NEMA 12, 1800 x 800 x 600mm (HxWxD), freestanding, dual access, carbon steel, RAL 7035 light gray, powder coat finish, single-door. | Stock | 965 | 1300
QTA-E180806CSBF | Quadritalia OKK series enclosure kit, NEMA 12, 1800 x 800 x 600mm (HxWxD), freestanding, carbon steel, RAL 7035 light gray, powder coat finish, single-door. | Stock | 791 | 1066
QTA-E180806CSWF | Quadritalia OKK series enclosure kit, NEMA 12, 1800 x 800 x 600mm (HxWxD), freestanding, carbon steel, RAL 7035 light gray, powder coat finish, single-door, acrylic window. | Stock | 943 | 1270
QTA-E180808CSBD | Quadritalia OKK series enclosure kit, NEMA 12, 1800 x 800 x 800mm (HxWxD), freestanding, dual access, carbon steel, RAL 7035 light gray, powder coat finish, single-door. | Stock | 1071 | 1445
QTA-E180808CSBF | Quadritalia OKK series enclosure kit, NEMA 12, 1800 x 800 x 800mm (HxWxD), freestanding, carbon steel, RAL 7035 light gray, powder coat finish, single-door. | Stock | 897 | 1211
QTA-E180808CSWF | Quadritalia OKK series enclosure kit, NEMA 12, 1800 x 800 x 800mm (HxWxD), freestanding, carbon steel, RAL 7035 light gray, powder coat finish, single-door, acrylic window. | Stock | 1049 | 1415
QTA-E181004CSBD | Quadritalia OKK series enclosure kit, NEMA 12, 1800 x 1000 x 400mm (HxWxD), freestanding, dual access, carbon steel, RAL 7035 light gray, powder coat finish, single-door. | Stock | 973 | 1313
QTA-E181004CSBF | Quadritalia OKK series enclosure kit, NEMA 12, 1800 x 1000 x 400mm (HxWxD), freestanding, carbon steel, RAL 7035 light gray, powder coat finish, single-door. | Stock | 790 | 1066
QTA-E181004CSWF | Quadritalia OKK series enclosure kit, NEMA 12, 1800 x 1000 x 400mm (HxWxD), freestanding, carbon steel, RAL 7035 light gray, powder coat finish, single-door, acrylic window. | Stock | 985 | 1329
QTA-E181006CSBD | Quadritalia OKK series enclosure kit, NEMA 12, 1800 x 1000 x 600mm (HxWxD), freestanding, dual access, carbon steel, RAL 7035 light gray, powder coat finish, single-door. | Stock | 1035 | 1396
QTA-E181006CSBF | Quadritalia OKK series enclosure kit, NEMA 12, 1800 x 1000 x 600mm (HxWxD), freestanding, carbon steel, RAL 7035 light gray, powder coat finish, single-door. | Stock | 852 | 1149
QTA-E181006CSWF | Quadritalia OKK series enclosure kit, NEMA 12, 1800 x 1000 x 600mm (HxWxD), freestanding, carbon steel, RAL 7035 light gray, powder coat finish, single-door, acrylic window. | Stock | 1047 | 1412
QTA-E181008CSBD | Quadritalia OKK series enclosure kit, NEMA 12, 1800 x 1000 x 800mm (HxWxD), freestanding, dual access, carbon steel, RAL 7035 light gray, powder coat finish, single-door. | Stock | 1152 | 1555
QTA-E181008CSBF | Quadritalia OKK series enclosure kit, NEMA 12, 1800 x 1000 x 800mm (HxWxD), freestanding, carbon steel, RAL 7035 light gray, powder coat finish, single-door. | Stock | 969 | 1308
QTA-E181008CSWF | Quadritalia OKK series enclosure kit, NEMA 12, 1800 x 1000 x 800mm (HxWxD), freestanding, carbon steel, RAL 7035 light gray, powder coat finish, single-door, acrylic window. | Stock | 1164 | 1571
QTA-E181204CDBD | Quadritalia OKK series enclosure kit, NEMA 12, 1800 x 1200 x 400mm (HxWxD), freestanding, dual access, carbon steel, RAL 7035 light gray, powder coat finish, double-door. | Stock | 1205 | 1628
QTA-E181204CDBF | Quadritalia OKK series enclosure kit, NEMA 12, 1800 x 1200 x 400mm (HxWxD), freestanding, carbon steel, RAL 7035 light gray, powder coat finish, double-door. | Stock | 972 | 1313
QTA-E181206CDBD | Quadritalia OKK series enclosure kit, NEMA 12, 1800 x 1200 x 600mm (HxWxD), freestanding, dual access, carbon steel, RAL 7035 light gray, powder coat finish, double-door. | Stock | 1268 | 1711
QTA-E181206CDBF | Quadritalia OKK series enclosure kit, NEMA 12, 1800 x 1200 x 600mm (HxWxD), freestanding, carbon steel, RAL 7035 light gray, powder coat finish, double-door. | Stock | 1035 | 1396
QTA-E181208CDBD | Quadritalia OKK series enclosure kit, NEMA 12, 1800 x 1200 x 800mm (HxWxD), freestanding, dual access, carbon steel, RAL 7035 light gray, powder coat finish, double-door. | Stock | 1407 | 1899
QTA-E181208CDBF | Quadritalia OKK series enclosure kit, NEMA 12, 1800 x 1200 x 800mm (HxWxD), freestanding, carbon steel, RAL 7035 light gray, powder coat finish, double-door. | Stock | 1174 | 1584
QTA-E200604CSBD | Quadritalia OKK series enclosure kit, NEMA 12, 2000 x 600 x 400mm (HxWxD), freestanding, dual access, carbon steel, RAL 7035 light gray, powder coat finish, single-door. | Stock | 889 | 1201
QTA-E200604CSBF | Quadritalia OKK series enclosure kit, NEMA 12, 2000 x 600 x 400mm (HxWxD), freestanding, carbon steel, RAL 7035 light gray, powder coat finish, single-door. | Stock | 733 | 990
QTA-E200606CSBD | Quadritalia OKK series enclosure kit, NEMA 12, 2000 x 600 x 600mm (HxWxD), freestanding, dual access, carbon steel, RAL 7035 light gray, powder coat finish, single-door. | Stock | 977 | 1319
QTA-E200606CSBF | Quadritalia OKK series enclosure kit, NEMA 12, 2000 x 600 x 600mm (HxWxD), freestanding, carbon steel, RAL 7035 light gray, powder coat finish, single-door. | Stock | 821 | 1108
QTA-E200608CSBD | Quadritalia OKK series enclosure kit, NEMA 12, 2000 x 600 x 800mm (HxWxD), freestanding, dual access, carbon steel, RAL 7035 light gray, powder coat finish, single-door. | Stock | 1078 | 1456
QTA-E200608CSBF | Quadritalia OKK series enclosure kit, NEMA 12, 2000 x 600 x 800mm (HxWxD), freestanding, carbon steel, RAL 7035 light gray, powder coat finish, single-door. | Stock | 922 | 1245
QTA-E200804CSBD | Quadritalia OKK series enclosure kit, NEMA 12, 2000 x 800 x 400mm (HxWxD), freestanding, dual access, carbon steel, RAL 7035 light gray, powder coat finish, single-door. | Stock | 1017 | 1372
QTA-E200804CSBF | Quadritalia OKK series enclosure kit, NEMA 12, 2000 x 800 x 400mm (HxWxD), freestanding, carbon steel, RAL 7035 light gray, powder coat finish, single-door. | Stock | 825 | 1113
QTA-E200804CSWF | Quadritalia OKK series enclosure kit, NEMA 12, 2000 x 800 x 400mm (HxWxD), freestanding, carbon steel, RAL 7035 light gray, powder coat finish, single-door, acrylic window. | Stock | 1008 | 1359
QTA-E200806CSBD | Quadritalia OKK series enclosure kit, NEMA 12, 2000 x 800 x 600mm (HxWxD), freestanding, dual access, carbon steel, RAL 7035 light gray, powder coat finish, single-door. | Stock | 1073 | 1448
QTA-E200806CSBF | Quadritalia OKK series enclosure kit, NEMA 12, 2000 x 800 x 600mm (HxWxD), freestanding, carbon steel, RAL 7035 light gray, powder coat finish, single-door. | Stock | 881 | 1189
QTA-E200806CSWF | Quadritalia OKK series enclosure kit, NEMA 12, 2000 x 800 x 600mm (HxWxD), freestanding, carbon steel, RAL 7035 light gray, powder coat finish, single-door, acrylic window. | Stock | 1064 | 1435
QTA-E200808CSBD | Quadritalia OKK series enclosure kit, NEMA 12, 2000 x 800 x 800mm (HxWxD), freestanding, dual access, carbon steel, RAL 7035 light gray, powder coat finish, single-door. | Stock | 1178 | 1591
QTA-E200808CSBF | Quadritalia OKK series enclosure kit, NEMA 12, 2000 x 800 x 800mm (HxWxD), freestanding, carbon steel, RAL 7035 light gray, powder coat finish, single-door. | Stock | 986 | 1332
QTA-E200808CSWF | Quadritalia OKK series enclosure kit, NEMA 12, 2000 x 800 x 800mm (HxWxD), freestanding, carbon steel, RAL 7035 light gray, powder coat finish, single-door, acrylic window. | Stock | 1169 | 1578
QTA-E201004CSBD | Quadritalia OKK series enclosure kit, NEMA 12, 2000 x 1000 x 400mm (HxWxD), freestanding, dual access, carbon steel, RAL 7035 light gray, powder coat finish, single-door. | Stock | 1114 | 1502
QTA-E201004CSBF | Quadritalia OKK series enclosure kit, NEMA 12, 2000 x 1000 x 400mm (HxWxD), freestanding, carbon steel, RAL 7035 light gray, powder coat finish, single-door. | Stock | 892 | 1203
QTA-E201004CSWF | Quadritalia OKK series enclosure kit, NEMA 12, 2000 x 1000 x 400mm (HxWxD), freestanding, carbon steel, RAL 7035 light gray, powder coat finish, single-door, acrylic window. | Stock | 1110 | 1498
QTA-E201006CSBD | Quadritalia OKK series enclosure kit, NEMA 12, 2000 x 1000 x 600mm (HxWxD), freestanding, dual access, carbon steel, RAL 7035 light gray, powder coat finish, single-door. | Stock | 1177 | 1588
QTA-E201006CSBF | Quadritalia OKK series enclosure kit, NEMA 12, 2000 x 1000 x 600mm (HxWxD), freestanding, carbon steel, RAL 7035 light gray, powder coat finish, single-door. | Stock | 955 | 1289
QTA-E201006CSWF | Quadritalia OKK series enclosure kit, NEMA 12, 2000 x 1000 x 600mm (HxWxD), freestanding, carbon steel, RAL 7035 light gray, powder coat finish, single-door, acrylic window. | Stock | 1173 | 1584
QTA-E201008CSBD | Quadritalia OKK series enclosure kit, NEMA 12, 2000 x 1000 x 800mm (HxWxD), freestanding, dual access, carbon steel, RAL 7035 light gray, powder coat finish, single-door. | Stock | 1293 | 1745
QTA-E201008CSBF | Quadritalia OKK series enclosure kit, NEMA 12, 2000 x 1000 x 800mm (HxWxD), freestanding, carbon steel, RAL 7035 light gray, powder coat finish, single-door. | Stock | 1071 | 1446
QTA-E201008CSWF | Quadritalia OKK series enclosure kit, NEMA 12, 2000 x 1000 x 800mm (HxWxD), freestanding, carbon steel, RAL 7035 light gray, powder coat finish, single-door, acrylic window. | Stock | 1289 | 1741
QTA-E201204CDBD | Quadritalia OKK series enclosure kit, NEMA 12, 2000 x 1200 x 400mm (HxWxD), freestanding, dual access, carbon steel, RAL 7035 light gray, powder coat finish, double-door. | Stock | 1342 | 1811
QTA-E201204CDBF | Quadritalia OKK series enclosure kit, NEMA 12, 2000 x 1200 x 400mm (HxWxD), freestanding, carbon steel, RAL 7035 light gray, powder coat finish, double-door. | Stock | 1074 | 1449
QTA-E201206CDBD | Quadritalia OKK series enclosure kit, NEMA 12, 2000 x 1200 x 600mm (HxWxD), freestanding, dual access, carbon steel, RAL 7035 light gray, powder coat finish, double-door. | Stock | 1406 | 1897
QTA-E201206CDBF | Quadritalia OKK series enclosure kit, NEMA 12, 2000 x 1200 x 600mm (HxWxD), freestanding, carbon steel, RAL 7035 light gray, powder coat finish, double-door. | Stock | 1138 | 1535
QTA-E201208CDBD | Quadritalia OKK series enclosure kit, NEMA 12, 2000 x 1200 x 800mm (HxWxD), freestanding, dual access, carbon steel, RAL 7035 light gray, powder coat finish, double-door. | Stock | 1544 | 2083
QTA-E201208CDBF | Quadritalia OKK series enclosure kit, NEMA 12, 2000 x 1200 x 800mm (HxWxD), freestanding, carbon steel, RAL 7035 light gray, powder coat finish, double-door. | Stock | 1276 | 1721
QTA-P010604C | Quadritalia OKK series plinth kit, 100 x 600 x 400mm, carbon steel, RAL 7024 graphite gray, powder coat finish. | Stock | 48 | 63.75
QTA-P010606C | Quadritalia OKK series plinth kit, 100 x 600 x 600mm, carbon steel, RAL 7024 graphite gray, powder coat finish. | Stock | 49 | 65.25
QTA-P010608C | Quadritalia OKK series plinth kit, 100 x 600 x 800mm, carbon steel, RAL 7024 graphite gray, powder coat finish. | Stock | 50 | 66
QTA-P010804C | Quadritalia OKK series plinth kit, 100 x 800 x 400mm, carbon steel, RAL 7024 graphite gray, powder coat finish. | Stock | 61 | 81.75
QTA-P010806C | Quadritalia OKK series plinth kit, 100 x 800 x 600mm, carbon steel, RAL 7024 graphite gray, powder coat finish. | Stock | 62 | 83.25
QTA-P010808C | Quadritalia OKK series plinth kit, 100 x 800 x 800mm, carbon steel, RAL 7024 graphite gray, powder coat finish. | Stock | 63 | 84
QTA-P011004C | Quadritalia OKK series plinth kit, 100 x 1000 x 400mm, carbon steel, RAL 7024 graphite gray, powder coat finish. | Stock | 69 | 91.75
QTA-P011006C | Quadritalia OKK series plinth kit, 100 x 1000 x 600mm, carbon steel, RAL 7024 graphite gray, powder coat finish. | Stock | 70 | 93.25
QTA-P011008C | Quadritalia OKK series plinth kit, 100 x 1000 x 800mm, carbon steel, RAL 7024 graphite gray, powder coat finish. | Stock | 71 | 94
QTA-P011204C | Quadritalia OKK series plinth kit, 100 x 1200 x 400mm, carbon steel, RAL 7024 graphite gray, powder coat finish. | Stock | 70 | 93.75
QTA-P011206C | Quadritalia OKK series plinth kit, 100 x 1200 x 600mm, carbon steel, RAL 7024 graphite gray, powder coat finish. | Stock | 71 | 95.25
QTA-P011208C | Quadritalia OKK series plinth kit, 100 x 1200 x 800mm, carbon steel, RAL 7024 graphite gray, powder coat finish. | Stock | 72 | 96
QTA-P020604C | Quadritalia OKK series plinth kit, 200 x 600 x 400mm, carbon steel, RAL 7024 graphite gray, powder coat finish. | Stock | 96 | 128.5
QTA-P020606C | Quadritalia OKK series plinth kit, 200 x 600 x 600mm, carbon steel, RAL 7024 graphite gray, powder coat finish. | Stock | 98 | 131.5
QTA-P020608C | Quadritalia OKK series plinth kit, 200 x 600 x 800mm, carbon steel, RAL 7024 graphite gray, powder coat finish. | Stock | 100 | 133
QTA-P020804C | Quadritalia OKK series plinth kit, 200 x 800 x 400mm, carbon steel, RAL 7024 graphite gray, powder coat finish. | Stock | 121 | 162.5
QTA-P020806C | Quadritalia OKK series plinth kit, 200 x 800 x 600mm, carbon steel, RAL 7024 graphite gray, powder coat finish. | Stock | 123 | 165.5
QTA-P020808C | Quadritalia OKK series plinth kit, 200 x 800 x 800mm, carbon steel, RAL 7024 graphite gray, powder coat finish. | Stock | 125 | 167
QTA-P021004C | Quadritalia OKK series plinth kit, 200 x 1000 x 400mm, carbon steel, RAL 7024 graphite gray, powder coat finish. | Stock | 138 | 184.5
QTA-P021006C | Quadritalia OKK series plinth kit, 200 x 1000 x 600mm, carbon steel, RAL 7024 graphite gray, powder coat finish. | Stock | 140 | 187.5
QTA-P021008C | Quadritalia OKK series plinth kit, 200 x 1000 x 800mm, carbon steel, RAL 7024 graphite gray, powder coat finish. | Stock | 142 | 189
QTA-P021204C | Quadritalia OKK series plinth kit, 200 x 1200 x 400mm, carbon steel, RAL 7024 graphite gray, powder coat finish. | Stock | 140 | 187.5
QTA-P021206C | Quadritalia OKK series plinth kit, 200 x 1200 x 600mm, carbon steel, RAL 7024 graphite gray, powder coat finish. | Stock | 142 | 190.5
QTA-P021208C | Quadritalia OKK series plinth kit, 200 x 1200 x 800mm, carbon steel, RAL 7024 graphite gray, powder coat finish. | Stock | 144 | 192
QTA-X180604CSBD | Quadritalia OKK series expansion bay kit, NEMA 12, 1800 x 600 x 400mm (HxWxD), freestanding, dual access, carbon steel, RAL 7035 light gray, powder coat finish, single-door. | Stock | 827 | 1114.75
QTA-X180604CSBF | Quadritalia OKK series expansion bay kit, NEMA 12, 1800 x 600 x 400mm (HxWxD), freestanding, carbon steel, RAL 7035 light gray, powder coat finish, single-door. | Stock | 677 | 913.75
QTA-X180606CSBD | Quadritalia OKK series expansion bay kit, NEMA 12, 1800 x 600 x 600mm (HxWxD), freestanding, dual access, carbon steel, RAL 7035 light gray, powder coat finish, single-door. | Stock | 890 | 1197.25
QTA-X180606CSBF | Quadritalia OKK series expansion bay kit, NEMA 12, 1800 x 600 x 600mm (HxWxD), freestanding, carbon steel, RAL 7035 light gray, powder coat finish, single-door. | Stock | 740 | 996.25
QTA-X180608CSBD | Quadritalia OKK series expansion bay kit, NEMA 12, 1800 x 600 x 800mm (HxWxD), freestanding, dual access, carbon steel, RAL 7035 light gray, powder coat finish, single-door. | Stock | 966 | 1301.25
QTA-X180608CSBF | Quadritalia OKK series expansion bay kit, NEMA 12, 1800 x 600 x 800mm (HxWxD), freestanding, carbon steel, RAL 7035 light gray, powder coat finish, single-door. | Stock | 816 | 1100.25
QTA-X180804CSBD | Quadritalia OKK series expansion bay kit, NEMA 12, 1800 x 800 x 400mm (HxWxD), freestanding, dual access, carbon steel, RAL 7035 light gray, powder coat finish, single-door. | Stock | 939 | 1265.75
QTA-X180804CSBF | Quadritalia OKK series expansion bay kit, NEMA 12, 1800 x 800 x 400mm (HxWxD), freestanding, carbon steel, RAL 7035 light gray, powder coat finish, single-door. | Stock | 765 | 1031.75
QTA-X180804CSWF | Quadritalia OKK series expansion bay kit, NEMA 12, 1800 x 800 x 400mm (HxWxD), freestanding, carbon steel, RAL 7035 light gray, powder coat finish, single-door, acrylic window. | Stock | 917 | 1235.75
QTA-X180806CSBD | Quadritalia OKK series expansion bay kit, NEMA 12, 1800 x 800 x 600mm (HxWxD), freestanding, dual access, carbon steel, RAL 7035 light gray, powder coat finish, single-door. | Stock | 970 | 1306.25
QTA-X180806CSBF | Quadritalia OKK series expansion bay kit, NEMA 12, 1800 x 800 x 600mm (HxWxD), freestanding, carbon steel, RAL 7035 light gray, powder coat finish, single-door. | Stock | 796 | 1072.25
QTA-X180806CSWF | Quadritalia OKK series expansion bay kit, NEMA 12, 1800 x 800 x 600mm (HxWxD), freestanding, carbon steel, RAL 7035 light gray, powder coat finish, single-door, acrylic window. | Stock | 948 | 1276.25
QTA-X180808CSBD | Quadritalia OKK series expansion bay kit, NEMA 12, 1800 x 800 x 800mm (HxWxD), freestanding, dual access, carbon steel, RAL 7035 light gray, powder coat finish, single-door. | Stock | 1050 | 1416.25
QTA-X180808CSBF | Quadritalia OKK series expansion bay kit, NEMA 12, 1800 x 800 x 800mm (HxWxD), freestanding, carbon steel, RAL 7035 light gray, powder coat finish, single-door. | Stock | 876 | 1182.25
QTA-X180808CSWF | Quadritalia OKK series expansion bay kit, NEMA 12, 1800 x 800 x 800mm (HxWxD), freestanding, carbon steel, RAL 7035 light gray, powder coat finish, single-door, acrylic window. | Stock | 1028 | 1386.25
QTA-X181004CSBD | Quadritalia OKK series expansion bay kit, NEMA 12, 1800 x 1000 x 400mm (HxWxD), freestanding, dual access, carbon steel, RAL 7035 light gray, powder coat finish, single-door. | Stock | 1002 | 1351.75
QTA-X181004CSBF | Quadritalia OKK series expansion bay kit, NEMA 12, 1800 x 1000 x 400mm (HxWxD), freestanding, carbon steel, RAL 7035 light gray, powder coat finish, single-door. | Stock | 819 | 1104.75
QTA-X181004CSWF | Quadritalia OKK series expansion bay kit, NEMA 12, 1800 x 1000 x 400mm (HxWxD), freestanding, carbon steel, RAL 7035 light gray, powder coat finish, single-door, acrylic window. | Stock | 1014 | 1367.75
QTA-X181006CSBD | Quadritalia OKK series expansion bay kit, NEMA 12, 1800 x 1000 x 600mm (HxWxD), freestanding, dual access, carbon steel, RAL 7035 light gray, powder coat finish, single-door. | Stock | 1040 | 1402.25
QTA-X181006CSBF | Quadritalia OKK series expansion bay kit, NEMA 12, 1800 x 1000 x 600mm (HxWxD), freestanding, carbon steel, RAL 7035 light gray, powder coat finish, single-door. | Stock | 857 | 1155.25
QTA-X181006CSWF | Quadritalia OKK series expansion bay kit, NEMA 12, 1800 x 1000 x 600mm (HxWxD), freestanding, carbon steel, RAL 7035 light gray, powder coat finish, single-door, acrylic window. | Stock | 1052 | 1418.25
QTA-X181008CSBD | Quadritalia OKK series expansion bay kit, NEMA 12, 1800 x 1000 x 800mm (HxWxD), freestanding, dual access, carbon steel, RAL 7035 light gray, powder coat finish, single-door. | Stock | 1131 | 1526.25
QTA-X181008CSBF | Quadritalia OKK series expansion bay kit, NEMA 12, 1800 x 1000 x 800mm (HxWxD), freestanding, carbon steel, RAL 7035 light gray, powder coat finish, single-door. | Stock | 948 | 1279.25
QTA-X181008CSWF | Quadritalia OKK series expansion bay kit, NEMA 12, 1800 x 1000 x 800mm (HxWxD), freestanding, carbon steel, RAL 7035 light gray, powder coat finish, single-door, acrylic window. | Stock | 1143 | 1542.25
QTA-X181204CDBD | Quadritalia OKK series expansion bay kit, NEMA 12, 1800 x 1200 x 400mm (HxWxD), freestanding, dual access, carbon steel, RAL 7035 light gray, powder coat finish, double-door. | Stock | 1234 | 1666.75
QTA-X181204CDBF | Quadritalia OKK series expansion bay kit, NEMA 12, 1800 x 1200 x 400mm (HxWxD), freestanding, carbon steel, RAL 7035 light gray, powder coat finish, double-door. | Stock | 1001 | 1351.75
QTA-X181206CDBD | Quadritalia OKK series expansion bay kit, NEMA 12, 1800 x 1200 x 600mm (HxWxD), freestanding, dual access, carbon steel, RAL 7035 light gray, powder coat finish, double-door. | Stock | 1273 | 1717.25
QTA-X181206CDBF | Quadritalia OKK series expansion bay kit, NEMA 12, 1800 x 1200 x 600mm (HxWxD), freestanding, carbon steel, RAL 7035 light gray, powder coat finish, double-door. | Stock | 1040 | 1402.25
QTA-X181208CDBD | Quadritalia OKK series expansion bay kit, NEMA 12, 1800 x 1200 x 800mm (HxWxD), freestanding, dual access, carbon steel, RAL 7035 light gray, powder coat finish, double-door. | Stock | 1386 | 1870.25
QTA-X181208CDBF | Quadritalia OKK series expansion bay kit, NEMA 12, 1800 x 1200 x 800mm (HxWxD), freestanding, carbon steel, RAL 7035 light gray, powder coat finish, double-door. | Stock | 1153 | 1555.25
QTA-X200604CSBD | Quadritalia OKK series expansion bay kit, NEMA 12, 2000 x 600 x 400mm (HxWxD), freestanding, dual access, carbon steel, RAL 7035 light gray, powder coat finish, single-door. | Stock | 918 | 1240.75
QTA-X200604CSBF | Quadritalia OKK series expansion bay kit, NEMA 12, 2000 x 600 x 400mm (HxWxD), freestanding, carbon steel, RAL 7035 light gray, powder coat finish, single-door. | Stock | 762 | 1029.75
QTA-X200606CSBD | Quadritalia OKK series expansion bay kit, NEMA 12, 2000 x 600 x 600mm (HxWxD), freestanding, dual access, carbon steel, RAL 7035 light gray, powder coat finish, single-door. | Stock | 981 | 1323.25
QTA-X200606CSBF | Quadritalia OKK series expansion bay kit, NEMA 12, 2000 x 600 x 600mm (HxWxD), freestanding, carbon steel, RAL 7035 light gray, powder coat finish, single-door. | Stock | 825 | 1112.25
QTA-X200608CSBD | Quadritalia OKK series expansion bay kit, NEMA 12, 2000 x 600 x 800mm (HxWxD), freestanding, dual access, carbon steel, RAL 7035 light gray, powder coat finish, single-door. | Stock | 1057 | 1427.25
QTA-X200608CSBF | Quadritalia OKK series expansion bay kit, NEMA 12, 2000 x 600 x 800mm (HxWxD), freestanding, carbon steel, RAL 7035 light gray, powder coat finish, single-door. | Stock | 901 | 1216.25
QTA-X200804CSBD | Quadritalia OKK series expansion bay kit, NEMA 12, 2000 x 800 x 400mm (HxWxD), freestanding, dual access, carbon steel, RAL 7035 light gray, powder coat finish, single-door. | Stock | 1046 | 1411.75
QTA-X200804CSBF | Quadritalia OKK series expansion bay kit, NEMA 12, 2000 x 800 x 400mm (HxWxD), freestanding, carbon steel, RAL 7035 light gray, powder coat finish, single-door. | Stock | 854 | 1152.75
QTA-X200804CSWF | Quadritalia OKK series expansion bay kit, NEMA 12, 2000 x 800 x 400mm (HxWxD), freestanding, carbon steel, RAL 7035 light gray, powder coat finish, single-door, acrylic window. | Stock | 1037 | 1398.75
QTA-X200806CSBD | Quadritalia OKK series expansion bay kit, NEMA 12, 2000 x 800 x 600mm (HxWxD), freestanding, dual access, carbon steel, RAL 7035 light gray, powder coat finish, single-door. | Stock | 1077 | 1452.25
QTA-X200806CSBF | Quadritalia OKK series expansion bay kit, NEMA 12, 2000 x 800 x 600mm (HxWxD), freestanding, carbon steel, RAL 7035 light gray, powder coat finish, single-door. | Stock | 885 | 1193.25
QTA-X200806CSWF | Quadritalia OKK series expansion bay kit, NEMA 12, 2000 x 800 x 600mm (HxWxD), freestanding, carbon steel, RAL 7035 light gray, powder coat finish, single-door, acrylic window. | Stock | 1068 | 1439.25
QTA-X200808CSBD | Quadritalia OKK series expansion bay kit, NEMA 12, 2000 x 800 x 800mm (HxWxD), freestanding, dual access, carbon steel, RAL 7035 light gray, powder coat finish, single-door. | Stock | 1157 | 1562.25
QTA-X200808CSBF | Quadritalia OKK series expansion bay kit, NEMA 12, 2000 x 800 x 800mm (HxWxD), freestanding, carbon steel, RAL 7035 light gray, powder coat finish, single-door. | Stock | 965 | 1303.25
QTA-X200808CSWF | Quadritalia OKK series expansion bay kit, NEMA 12, 2000 x 800 x 800mm (HxWxD), freestanding, carbon steel, RAL 7035 light gray, powder coat finish, single-door, acrylic window. | Stock | 1148 | 1549.25
QTA-X201004CSBD | Quadritalia OKK series expansion bay kit, NEMA 12, 2000 x 1000 x 400mm (HxWxD), freestanding, dual access, carbon steel, RAL 7035 light gray, powder coat finish, single-door. | Stock | 1143 | 1541.75
QTA-X201004CSBF | Quadritalia OKK series expansion bay kit, NEMA 12, 2000 x 1000 x 400mm (HxWxD), freestanding, carbon steel, RAL 7035 light gray, powder coat finish, single-door. | Stock | 921 | 1242.75
QTA-X201004CSWF | Quadritalia OKK series expansion bay kit, NEMA 12, 2000 x 1000 x 400mm (HxWxD), freestanding, carbon steel, RAL 7035 light gray, powder coat finish, single-door, acrylic window. | Stock | 1139 | 1537.75
QTA-X201006CSBD | Quadritalia OKK series expansion bay kit, NEMA 12, 2000 x 1000 x 600mm (HxWxD), freestanding, dual access, carbon steel, RAL 7035 light gray, powder coat finish, single-door. | Stock | 1181 | 1592.25
QTA-X201006CSBF | Quadritalia OKK series expansion bay kit, NEMA 12, 2000 x 1000 x 600mm (HxWxD), freestanding, carbon steel, RAL 7035 light gray, powder coat finish, single-door. | Stock | 959 | 1293.25
QTA-X201006CSWF | Quadritalia OKK series expansion bay kit, NEMA 12, 2000 x 1000 x 600mm (HxWxD), freestanding, carbon steel, RAL 7035 light gray, powder coat finish, single-door, acrylic window. | Stock | 1177 | 1588.25
QTA-X201008CSBD | Quadritalia OKK series expansion bay kit, NEMA 12, 2000 x 1000 x 800mm (HxWxD), freestanding, dual access, carbon steel, RAL 7035 light gray, powder coat finish, single-door. | Stock | 1272 | 1716.25
QTA-X201008CSBF | Quadritalia OKK series expansion bay kit, NEMA 12, 2000 x 1000 x 800mm (HxWxD), freestanding, carbon steel, RAL 7035 light gray, powder coat finish, single-door. | Stock | 1050 | 1417.25
QTA-X201008CSWF | Quadritalia OKK series expansion bay kit, NEMA 12, 2000 x 1000 x 800mm (HxWxD), freestanding, carbon steel, RAL 7035 light gray, powder coat finish, single-door, acrylic window. | Stock | 1268 | 1712.25
QTA-X201204CDBD | Quadritalia OKK series expansion bay kit, NEMA 12, 2000 x 1200 x 400mm (HxWxD), freestanding, dual access, carbon steel, RAL 7035 light gray, powder coat finish, double-door. | Stock | 1371 | 1850.75
QTA-X201204CDBF | Quadritalia OKK series expansion bay kit, NEMA 12, 2000 x 1200 x 400mm (HxWxD), freestanding, carbon steel, RAL 7035 light gray, powder coat finish, double-door. | Stock | 1103 | 1488.75
QTA-X201206CDBD | Quadritalia OKK series expansion bay kit, NEMA 12, 2000 x 1200 x 600mm (HxWxD), freestanding, dual access, carbon steel, RAL 7035 light gray, powder coat finish, double-door. | Stock | 1410 | 1901.25
QTA-X201206CDBF | Quadritalia OKK series expansion bay kit, NEMA 12, 2000 x 1200 x 600mm (HxWxD), freestanding, carbon steel, RAL 7035 light gray, powder coat finish, double-door. | Stock | 1142 | 1539.25
QTA-X201208CDBD | Quadritalia OKK series expansion bay kit, NEMA 12, 2000 x 1200 x 800mm (HxWxD), freestanding, dual access, carbon steel, RAL 7035 light gray, powder coat finish, double-door. | Stock | 1523 | 2054.25
QTA-X201208CDBF | Quadritalia OKK series expansion bay kit, NEMA 12, 2000 x 1200 x 800mm (HxWxD), freestanding, carbon steel, RAL 7035 light gray, powder coat finish, double-door. | Stock | 1255 | 1692.25
R4 | Iboco DUCTFIX expanding plastic rivet, blue. Package of 250. For use with Iboco duct and panel with a 0.17in (4.5mm) hole. Used with installation tool B4 for ease of use. | Stock | 16 | 17.5
R6 | Iboco DUCTFIX expanding plastic rivet, natural. Package of 250. For use with Iboco duct and panel with a 0.26in (6.5mm) hole. Used with installation tool B6 for ease of use. | Stock | 18.5 | 20
R82G-2AK-RFG | Norgren Excelon Plus 82 series air regulator, 1/4in female NPT inlet(s), 1/4in female NPT outlet(s), 4-58 psi range. For use with Excelon 82 series components. | Stock | 39
R82G-2AK-RMG | Norgren Excelon Plus 82 series air regulator, 1/4in female NPT inlet(s), 1/4in female NPT outlet(s), 4-145 psi range. For use with Excelon 82 series components. | Stock | 39
R82G-3AK-RFG | Norgren Excelon Plus 82 series air regulator, 3/8in female NPT inlet(s), 3/8in female NPT outlet(s), 4-58 psi range. For use with Excelon 82 series components. | Stock | 39
R82G-3AK-RMG | Norgren Excelon Plus 82 series air regulator, 3/8in female NPT inlet(s), 3/8in female NPT outlet(s), 4-145 psi range. For use with Excelon 82 series components. | Stock | 39
R84G-3AK-RMG | Norgren Excelon Plus 84 series air regulator, 3/8in female NPT inlet(s), 3/8in female NPT outlet(s), 4-145 psi range. For use with Excelon 84 series components. | Stock | 78
R84G-4AK-RMG | Norgren Excelon Plus 84 series air regulator, 1/2in female NPT inlet(s), 1/2in female NPT outlet(s), 4-145 psi range. For use with Excelon 84 series components. | Stock | 78
R84G-6AK-RMG | Norgren Excelon Plus 84 series air regulator, 3/4in female NPT inlet(s), 3/4in female NPT outlet(s), 4-145 psi range. For use with Excelon 84 series components. | Stock | 78
RAAB2436BK | Hammond rackmount adjustable angle bracket, 1U, 24 to 36in depth, carbon steel, black, powder coat finish. Package of 2. | Stock | 70 | 71
RAAB3648BK | Hammond rackmount adjustable angle bracket, 1U, 36 to 48in depth, carbon steel, black, powder coat finish. Package of 2. | Stock | 78 | 80
RACSV190315BK1 | Hammond two-post clamping rack shelf, 2U, 19in rack width, 15in depth, 200lb capacity, vented, carbon steel, black, textured powder coat finish. | Stock | 98 | 100
RACSV190515BK1 | Hammond two-post clamping rack shelf, 3U, 19in rack width, 15in depth, 200lb capacity, vented, carbon steel, black, textured powder coat finish. | Stock | 106 | 109
RACSV190715BK1 | Hammond two-post clamping rack shelf, 4U, 19in rack width, 15in depth, 200lb capacity, vented, carbon steel, black, textured powder coat finish. | Stock | 103 | 106
RASU190107DBK1 | Hammond universal rack shelf, 1U, 19in rack width, 7in depth, 42lb capacity, stiffener folded down, carbon steel, black, textured powder coat finish. | Stock | 38.5 | 39
RASU190107UBK1 | Hammond universal rack shelf, 1U, 19in rack width, 7in depth, 42lb capacity, stiffener folded up, carbon steel, black, textured powder coat finish. | Stock | 38.5 | 39
RASU190110BK1 | Hammond universal rack shelf, 1U, 19in rack width, 10in depth, 42lb capacity, stiffener folded down, carbon steel, black, textured powder coat finish. | Stock | 43 | 44
RASU190112BK1 | Hammond universal rack shelf, 1U, 19in rack width, 12in depth, 42lb capacity, stiffener folded down, carbon steel, black, textured powder coat finish. | Stock | 46 | 47
RASU190115BK1 | Hammond universal rack shelf, 1U, 19in rack width, 15in depth, 42lb capacity, stiffener folded down, carbon steel, black, textured powder coat finish. | Stock | 53 | 54
RASU190120BK1 | Hammond universal rack shelf, 1U, 19in rack width, 20in depth, 42lb capacity, stiffener folded down, carbon steel, black, textured powder coat finish. | Stock | 56 | 58
RASU190312BK1 | Hammond universal rack shelf, 2U, 19in rack width, 12in depth, 100lb capacity, stiffener folded down, carbon steel, black, textured powder coat finish. | Stock | 50 | 51
RASU190315BK1 | Hammond universal rack shelf, 2U, 19in rack width, 15in depth, 100lb capacity, stiffener folded down, carbon steel, black, textured powder coat finish. | Stock | 55 | 56
RASU190318BK1 | Hammond universal rack shelf, 2U, 19in rack width, 18in depth, 100lb capacity, stiffener folded down, carbon steel, black, textured powder coat finish. | from vendor up to 15 business days | 59 | 61
RASU190320BK1 | Hammond universal rack shelf, 2U, 19in rack width, 20in depth, 100lb capacity, stiffener folded down, carbon steel, black, textured powder coat finish. | Stock | 63 | 65
RASU190515BK1 | Hammond universal rack shelf, 3U, 19in rack width, 15in depth, 200lb capacity, stiffener folded down, carbon steel, black, textured powder coat finish. | Stock | 56 | 58
RASU190520BK1 | Hammond universal rack shelf, 3U, 19in rack width, 20in depth, 200lb capacity, stiffener folded down, carbon steel, black, textured powder coat finish. | Stock | 69 | 70
RASU190522BK1 | Hammond universal rack shelf, 3U, 19in rack width, 22in depth, 200lb capacity, stiffener folded down, carbon steel, black, textured powder coat finish. | Stock | 74 | 76
RASU190524BK1 | Hammond universal rack shelf, 3U, 19in rack width, 24in depth, 200lb capacity, stiffener folded down, carbon steel, black, textured powder coat finish. | Stock | 77 | 79
RASU190715BK1 | Hammond universal rack shelf, 4U, 19in rack width, 15in depth, 200lb capacity, stiffener folded down, carbon steel, black, textured powder coat finish. | Stock | 73 | 74
RASU190720BK1 | Hammond universal rack shelf, 4U, 19in rack width, 20in depth, 200lb capacity, stiffener folded down, carbon steel, black, textured powder coat finish. | Stock | 82 | 84
RASU230515BK1 | Hammond universal rack shelf, 3U, 23in rack width, 15in depth, 200lb capacity, stiffener folded down, carbon steel, black, textured powder coat finish. | Stock | 65 | 66
RASU230520BK1 | Hammond universal rack shelf, 3U, 23in rack width, 20in depth, 200lb capacity, stiffener folded down, carbon steel, black, textured powder coat finish. | Stock | 79 | 81
RASV190107DBK1 | Hammond universal rack shelf, 1U, 19in rack width, 7in depth, 42lb capacity, vented, stiffener folded down, carbon steel, black, textured powder coat finish. | Stock | 44 | 45
RASV190107UBK1 | Hammond universal rack shelf, 1U, 19in rack width, 7in depth, 42lb capacity, vented, stiffener folded up, carbon steel, black, textured powder coat finish. | Stock | 44 | 45
RASV190110BK1 | Hammond universal rack shelf, 1U, 19in rack width, 10in depth, 42lb capacity, vented, stiffener folded down, carbon steel, black, textured powder coat finish. | Stock | 50 | 51
RASV190112BK1 | Hammond universal rack shelf, 1U, 19in rack width, 12in depth, 42lb capacity, vented, stiffener folded down, carbon steel, black, textured powder coat finish. | Stock | 53 | 54
RASV190115BK1 | Hammond universal rack shelf, 1U, 19in rack width, 15in depth, 42lb capacity, vented, stiffener folded down, carbon steel, black, textured powder coat finish. | Stock | 56 | 58
RASV190120BK1 | Hammond universal rack shelf, 1U, 19in rack width, 20in depth, 42lb capacity, vented, stiffener folded down, carbon steel, black, textured powder coat finish. | Stock | 59 | 61
RASV190312BK1 | Hammond universal rack shelf, 2U, 19in rack width, 12in depth, 100lb capacity, vented, stiffener folded down, carbon steel, black, textured powder coat finish. | Stock | 58 | 59
RASV190315BK1 | Hammond universal rack shelf, 2U, 19in rack width, 15in depth, 100lb capacity, vented, stiffener folded down, carbon steel, black, textured powder coat finish. | Stock | 62 | 63
RASV190318BK1 | Hammond universal rack shelf, 2U, 19in rack width, 18in depth, 100lb capacity, vented, stiffener folded down, carbon steel, black, textured powder coat finish. | Stock | 63 | 65
RASV190320BK1 | Hammond universal rack shelf, 2U, 19in rack width, 20in depth, 100lb capacity, vented, stiffener folded down, carbon steel, black, textured powder coat finish. | Stock | 65 | 66
RASV190515BK1 | Hammond universal rack shelf, 3U, 19in rack width, 15in depth, 200lb capacity, vented, stiffener folded down, carbon steel, black, textured powder coat finish. | Stock | 59 | 61
RASV190520BK1 | Hammond universal rack shelf, 3U, 19in rack width, 20in depth, 200lb capacity, vented, stiffener folded down, carbon steel, black, textured powder coat finish. | Stock | 65 | 66
RASV190715BK1 | Hammond universal rack shelf, 4U, 19in rack width, 15in depth, 200lb capacity, vented, stiffener folded down, carbon steel, black, textured powder coat finish. | Stock | 65 | 66
RASV190720BK1 | Hammond universal rack shelf, 4U, 19in rack width, 20in depth, 200lb capacity, vented, stiffener folded down, carbon steel, black, textured powder coat finish. | Stock | 68 | 70
RASV230515BK1 | Hammond universal rack shelf, 3U, 23in rack width, 15in depth, 200lb capacity, vented, stiffener folded down, carbon steel, black, textured powder coat finish. | Stock | 79 | 81
RASV230520BK1 | Hammond universal rack shelf, 3U, 23in rack width, 20in depth, 200lb capacity, vented, stiffener folded down, carbon steel, black, textured powder coat finish. | Stock | 88 | 90
RB105-DE | Spare relay, replacement, SPST, 24 VDC coil voltage, 5A contact rating. Package of 10. For use with RS series relays. | Stock | 31.5 | 33
RCC0-1D49 | WEG Electric surge suppressor, resistor-capacitor, 12-24 VAC. For use with CWC07 through CWC025 series miniature contactor. | Stock | 3.75 | 4
RCC0-2D53 | WEG Electric surge suppressor, resistor-capacitor, 24-48 VAC. For use with CWC07 through CWC025 series miniature contactor. | Stock | 3.75 | 4
RCC0-3D55 | WEG Electric surge suppressor, resistor-capacitor, 50-127 VAC. For use with CWC07 through CWC025 series miniature contactor. | Stock | 3.75 | 4
RCC0-4D63 | WEG Electric surge suppressor, resistor-capacitor, 130-250 VAC. For use with CWC07 through CWC025 series miniature contactor. | Stock | 3.75 | 4
RCC0-5D84 | WEG Electric surge suppressor, resistor-capacitor, 275-380 VAC. For use with CWC07 through CWC025 series miniature contactor. | Stock | 3.75 | 4
RCC0-6D73 | WEG Electric surge suppressor, resistor-capacitor, 400-510 VAC. For use with CWC07 through CWC025 series miniature contactor. | Stock | 3.75 | 4
RDA1U4 | Hammond rack rail depth adapter, 1U, 1.75x4in, carbon steel, black, powder coat finish. Package of 2. | Stock | 16.5 | 16.75
RDA2U4 | Hammond rack rail depth adapter, 2U, 3.50x4in, carbon steel, black, powder coat finish. Package of 2. | Stock | 21 | 21.5
RDAB2U15 | Hammond two-post extension support bracket, 2U, 3.50x6in, carbon steel, black, powder coat finish. Package of 4. | Stock | 47.5 | 49
RDAB2U20 | Hammond two-post extension support bracket, 2U, 3.50x8.5in, carbon steel, black, powder coat finish. Package of 4. | Stock | 52 | 53
RDAB2U26 | Hammond two-post extension support bracket, 2U, 3.50x11.5in, carbon steel, black, powder coat finish. Package of 4. | Stock | 55 | 56
RDAB2U31 | Hammond two-post extension support bracket, 2U, 3.50x14in, carbon steel, black, powder coat finish. Package of 4. | Stock | 58 | 59
RDCM2136BK | Hammond adjustable depth cable manager, 2U, 21.5 to 36.5in depth, carbon steel, black, powder coat finish. Package of 1. | Stock | 66 | 67
RDCM3348BK | Hammond adjustable depth cable manager, 2U, 33.5 to 48.5in depth, carbon steel, black, powder coat finish. Package of 1. | Stock | 72 | 74
RDLBK | Hammond rack depth label, package of 2. | Stock | 10.25 | 10.5
RDRW1900312BK1 | Hammond locking rack drawer, 2U, 19in rack width, 12.25in depth, carbon steel, black, textured powder coat finish. | Stock | 211 | 216
RDRW1900312LG1 | Hammond locking rack drawer, 2U, 19in rack width, 12.25in depth, carbon steel, RAL 7035 light gray, textured powder coat finish. | Stock | 211 | 216
RDRW1900316BK1 | Hammond locking rack drawer, 2U, 19in rack width, 16.25in depth, carbon steel, black, textured powder coat finish. | Stock | 224 | 230
RDRW1900316LG1 | Hammond locking rack drawer, 2U, 19in rack width, 16.25in depth, carbon steel, RAL 7035 light gray, textured powder coat finish. | Stock | 224 | 230
RDRW1900322BK1 | Hammond locking rack drawer, 2U, 19in rack width, 22.25in depth, carbon steel, black, textured powder coat finish. | Stock | 231 | 237
RDRW1900322LG1 | Hammond locking rack drawer, 2U, 19in rack width, 22.25in depth, carbon steel, RAL 7035 light gray, textured powder coat finish. | Stock | 231 | 237
RDRW1900512BK1 | Hammond locking rack drawer, 3U, 19in rack width, 12.25in depth, carbon steel, black, textured powder coat finish. | Stock | 256 | 262
RDRW1900512LG1 | Hammond locking rack drawer, 3U, 19in rack width, 12.25in depth, carbon steel, RAL 7035 light gray, textured powder coat finish. | from vendor up to 15 business days | 256 | 262
RDRW1900516BK1 | Hammond locking rack drawer, 3U, 19in rack width, 16.25in depth, carbon steel, black, textured powder coat finish. | Stock | 260 | 266
RDRW1900516LG1 | Hammond locking rack drawer, 3U, 19in rack width, 16.25in depth, carbon steel, RAL 7035 light gray, textured powder coat finish. | Stock | 260 | 266
RDRW1900522BK1 | Hammond locking rack drawer, 3U, 19in rack width, 22.25in depth, carbon steel, black, textured powder coat finish. | Stock | 274 | 281
RDRW1900522LG1 | Hammond locking rack drawer, 3U, 19in rack width, 22.25in depth, carbon steel, RAL 7035 light gray, textured powder coat finish. | Stock | 274 | 281
RDRW1900712BK1 | Hammond locking rack drawer, 4U, 19in rack width, 12.25in depth, carbon steel, black, textured powder coat finish. | Stock | 256 | 262
RDRW1900712LG1 | Hammond locking rack drawer, 4U, 19in rack width, 12.25in depth, carbon steel, RAL 7035 light gray, textured powder coat finish. | Stock | 256 | 262
RDRW1900716BK1 | Hammond locking rack drawer, 4U, 19in rack width, 16.25in depth, carbon steel, black, textured powder coat finish. | Stock | 266 | 273
RDRW1900716LG1 | Hammond locking rack drawer, 4U, 19in rack width, 16.25in depth, carbon steel, RAL 7035 light gray, textured powder coat finish. | Stock | 266 | 273
RDRW1900722BK1 | Hammond locking rack drawer, 4U, 19in rack width, 22.25in depth, carbon steel, black, textured powder coat finish. | Stock | 297 | 304
RDRW1900722LG1 | Hammond locking rack drawer, 4U, 19in rack width, 22.25in depth, carbon steel, RAL 7035 light gray, textured powder coat finish. | Stock | 297 | 304
RDRW1900822BK1 | Hammond locking rack drawer, 5U, 19in rack width, 22.25in depth, carbon steel, black, textured powder coat finish. | Stock | 320 | 328
RDRW1900822LG1 | Hammond locking rack drawer, 5U, 19in rack width, 22.25in depth, carbon steel, RAL 7035 light gray, textured powder coat finish. | Stock | 320 | 328
RDRW1901222BK1 | Hammond locking rack drawer, 7U, 19in rack width, 22.25in depth, carbon steel, black, textured powder coat finish. | Stock | 366 | 374
RDRW1901222LG1 | Hammond locking rack drawer, 7U, 19in rack width, 22.25in depth, carbon steel, RAL 7035 light gray, textured powder coat finish. | Stock | 366 | 374
RE2PKENCAP | AttaBox PVC-encapsulated screw, replacement, #10-24 UNC x 0.625in, hex head, stainless steel. Package of 2. O-rings included. | Stock | 2.25 | 3.25
RE2PKSS | AttaBox machine screw, replacement, #10-24 UNC x 0.625in, slotted pan head, stainless steel. Package of 2. For use with MachoBox series enclosures. O-rings included. | Stock | 1 | 2
RE2PKTBS | AttaBox trilobular self-tapping screw, replacement, #10-14 x 0.375in, Phillips pan head, aluminum. Package of 2. For use with Heartland series enclosures. | Stock | 3.75 | 4.5
RE4PKENCAP | AttaBox PVC-encapsulated screw, replacement, #10-24 UNC x 0.625in, hex head, stainless steel. Package of 4. O-rings included. | Stock | 4.75 | 5.5
RE4PKSS | AttaBox machine screw, replacement, #10-24 UNC x 0.625in, slotted pan head, stainless steel. Package of 4. For use with MachoBox series enclosures. O-rings included. | Stock | 2.25 | 4.25
REAH-V60 | AttaBox enclosure vent, 60mm, polycarbonate. | Stock | 11.75 | 13.75
REAH-V80 | AttaBox enclosure vent, 80mm, polycarbonate. | Stock | 15.25 | 18
REAVP12 | AttaBox enclosure vent gland, 12mm, polycarbonate. | Stock | 33.5 | 39.5
REBV4XKIT | AttaBox breather vent kit, for NEMA 4X fiberglass enclosures. | Stock | 56 | 66
RECH109506 | AttaBox carrying handle, plastic, black. For use with fiberglass enclosures. | Stock | 22 | 26
RED05 | Comepi cable-pull eye thimble, zinc alloy. For use with cable-pull safety switches. | Stock | 1
REDV1PVC | AttaBox single drain vent, PVC, for fiberglass enclosures. | Stock | 11 | 12.75
REDV4XKIT | AttaBox drain vent kit, for NEMA 4X fiberglass enclosures. | Stock | 23 | 27.5
REDVK3KIT | AttaBox single drain vent, PVC, for fiberglass enclosures. Silicone adhesive/sealant included. | from vendor up to 5 business days | 16.25 | 19.25
REHPSERIES1 | AttaBox hole plug, 1/2in-3/4in holes, fiberglass-reinforced plastic (FRP), closed-cell neoprene gasket. For use with non-metallic enclosures. | Stock | 5.25 | 6.25
REHPSERIES1.5 | AttaBox hole plug, 1/2in conduit, fiberglass-reinforced plastic (FRP), closed-cell neoprene gasket. For use with non-metallic enclosures. | Stock | 7.5 | 8.75
REHPSERIES2 | AttaBox hole plug, 1/2in-3/4in conduit, fiberglass-reinforced plastic (FRP), closed-cell neoprene gasket. For use with 1/2in and 3/4in conduit holes and 22mm or 30mm pushbutton holes in non-metallic enclosures. | Stock | 6.25 | 7.25
REHPSERIES3 | AttaBox hole plug, 1in-1-1/4in conduit, fiberglass-reinforced plastic (FRP), closed-cell neoprene gasket. For use with non-metallic enclosures. | Stock | 9.75 | 11.5
REHPSERIES4 | AttaBox hole plug, 1-1/2in-2in conduit, fiberglass-reinforced plastic (FRP), closed-cell neoprene gasket. For use with non-metallic enclosures. | Stock | 12.5 | 14.75
REHPSERIES5 | AttaBox hole plug, 2-1/2in conduit, fiberglass-reinforced plastic (FRP), closed-cell neoprene gasket. For use with non-metallic enclosures. | from vendor up to 15 business days | 22.5 | 26.5
REHPSERIES6 | AttaBox hole plug, 3in conduit, fiberglass-reinforced plastic (FRP), closed-cell neoprene gasket. For use with non-metallic enclosures. | from vendor up to 15 business days | 30.5 | 35.5
REHPSERIES7 | AttaBox hole plug, 3-1/2in conduit, fiberglass-reinforced plastic (FRP), closed-cell neoprene gasket. For use with non-metallic enclosures. | from vendor up to 15 business days | 39 | 46
REHPSERIES8 | AttaBox hole plug, 4in conduit, fiberglass-reinforced plastic (FRP), closed-cell neoprene gasket. For use with non-metallic enclosures. | from vendor up to 15 business days | 50 | 59
RELP1 | AttaBox louver plate, 3.81 x 4.44in (HxW), polypropylene, light gray, 3 x 3in (HxW) cutout. | Stock | 16.25 | 19
RELPK3KIT | AttaBox louver plate kit, 3.81 x 4.44in (HxW), polypropylene, light gray, 3 x 3in (HxW) cutout, includes louver plate, rivets and silicone adhesive/sealant. | Stock | 40.5 | 47.5
RES10F01 | Roxburgh EMI input filter, 120/240 VAC, 1-phase, 1A, panel mount, EMI/RFI filtering, 1-stage, general purpose, standard performance, 1/4in quick-disconnect. | Stock | 15 | 15.5
RES10F03 | Roxburgh EMI input filter, 120/240 VAC, 1-phase, 3A, panel mount, EMI/RFI filtering, 1-stage, general purpose, standard performance, 1/4in quick-disconnect. | Stock | 13 | 13.5
RES10F06 | Roxburgh EMI input filter, 120/240 VAC, 1-phase, 6A, panel mount, EMI/RFI filtering, 1-stage, general purpose, standard performance, 1/4in quick-disconnect. | Stock | 14 | 14.5
RES10F10 | Roxburgh EMI input filter, 120/240 VAC, 1-phase, 10A, panel mount, EMI/RFI filtering, 1-stage, general purpose, standard performance, 1/4in quick-disconnect. | Stock | 14 | 14.5
RES10F12 | Roxburgh EMI input filter, 120/240 VAC, 1-phase, 12A, panel mount, EMI/RFI filtering, 1-stage, general purpose, standard performance, 1/4in quick-disconnect. | Stock | 19 | 20
RES10F13 | Roxburgh EMI input filter, 120/240 VAC, 1-phase, 13A, panel mount, EMI/RFI filtering, 1-stage, general purpose, standard performance, 1/4in quick-disconnect. | Stock | 18 | 18.5
RES10F16 | Roxburgh EMI input filter, 120/240 VAC, 1-phase, 16A, panel mount, EMI/RFI filtering, 1-stage, general purpose, standard performance, 1/4in quick-disconnect. | Stock | 19 | 20
RES10S20 | Roxburgh EMI input filter, 120/240 VAC, 1-phase, 20A, panel mount, EMI/RFI filtering, 1-stage, general purpose, standard performance, studs. | Stock | 24 | 25
RES10S30 | Roxburgh EMI input filter, 120/240 VAC, 1-phase, 30A, panel mount, EMI/RFI filtering, 1-stage, general purpose, standard performance, studs. | Stock | 52 | 54
RES70F01 | Roxburgh EMI input filter, 120/240 VAC, 1-phase, 1A, panel mount, EMI/RFI filtering, multi-stage, general purpose, high performance, 1/4in quick-disconnect. | Stock | 25 | 26
RES70F03 | Roxburgh EMI input filter, 120/240 VAC, 1-phase, 3A, panel mount, EMI/RFI filtering, multi-stage, general purpose, high performance, 1/4in quick-disconnect. | Stock | 27 | 28
RES70F06 | Roxburgh EMI input filter, 120/240 VAC, 1-phase, 6A, panel mount, EMI/RFI filtering, multi-stage, general purpose, high performance, 1/4in quick-disconnect. | Stock | 43 | 44.5
RES70F10 | Roxburgh EMI input filter, 120/240 VAC, 1-phase, 10A, panel mount, EMI/RFI filtering, multi-stage, general purpose, high performance, 1/4in quick-disconnect. | Stock | 57 | 59
RES70F12 | Roxburgh EMI input filter, 120/240 VAC, 1-phase, 12A, panel mount, EMI/RFI filtering, multi-stage, general purpose, high performance, 1/4in quick-disconnect. | Stock | 61 | 63
RES70F16 | Roxburgh EMI input filter, 120/240 VAC, 1-phase, 16A, panel mount, EMI/RFI filtering, multi-stage, general purpose, high performance, 1/4in quick-disconnect. | Stock | 65 | 68
RES70S25 | Roxburgh EMI input filter, 120/240 VAC, 1-phase, 25A, panel mount, EMI/RFI filtering, multi-stage, general purpose, high performance, studs. | Stock | 84 | 87
RES70S36 | Roxburgh EMI input filter, 120/240 VAC, 1-phase, 36A, panel mount, EMI/RFI filtering, multi-stage, general purpose, high performance, studs. | Stock | 86 | 89
RES90F01 | Roxburgh EMI input filter, 120/240 VAC, 1-phase, 1A, panel mount, EMI/RFI filtering, multi-stage, drive rated, very high performance, 1/4in quick-disconnect. For use with 1-phase AC drives. | Stock | 19 | 20
RES90F03 | Roxburgh EMI input filter, 120/240 VAC, 1-phase, 3A, panel mount, EMI/RFI filtering, multi-stage, drive rated, very high performance, 1/4in quick-disconnect. For use with 1-phase AC drives. | Stock | 22.5 | 23.5
RES90F06 | Roxburgh EMI input filter, 120/240 VAC, 1-phase, 6A, panel mount, EMI/RFI filtering, multi-stage, drive rated, very high performance, 1/4in quick-disconnect. For use with 1-phase AC drives. | Stock | 33 | 34.5
RES90F10 | Roxburgh EMI input filter, 120/240 VAC, 1-phase, 10A, panel mount, EMI/RFI filtering, multi-stage, drive rated, very high performance, 1/4in quick-disconnect. For use with 1-phase AC drives. | Stock | 48 | 50
RES90F16 | Roxburgh EMI input filter, 120/240 VAC, 1-phase, 16A, panel mount, EMI/RFI filtering, multi-stage, drive rated, very high performance, 1/4in quick-disconnect. For use with 1-phase AC drives. | Stock | 51 | 53
RES90S20 | Roxburgh EMI input filter, 120/240 VAC, 1-phase, 20A, panel mount, EMI/RFI filtering, multi-stage, drive rated, very high performance, studs. For use with 1-phase AC drives. | Stock | 63 | 66
RES90S30 | Roxburgh EMI input filter, 120/240 VAC, 1-phase, 30A, panel mount, EMI/RFI filtering, multi-stage, drive rated, very high performance, studs. For use with 1-phase AC drives. | Stock | 82 | 85
REVC21 | AttaBox vapor capsule, for use with non-metallic enclosures. | Stock | 18 | 21.5
RF022B43AA | AutomationDirect EMI input filter, 460 VAC, 3-phase, 5.9A, panel mount, EMI/RFI filtering, drive rated, standard performance, screw terminals and pigtail. For use with 3-phase AC drives. | Stock | 92 | 96
RF037B43BA | AutomationDirect EMI input filter, 460 VAC, 3-phase, 11.2A, panel mount, EMI/RFI filtering, drive rated, standard performance, screw terminals and pigtail. For use with 3-phase AC drives. | Stock | 119 | 124
RF110B43CA | AutomationDirect EMI input filter, 460 VAC, 3-phase, 25A, panel mount, EMI/RFI filtering, drive rated, standard performance, screw terminals and pigtail. For use with 3-phase AC drives. | Stock | 146 | 152
RF220X00A | DURApulse zero phase reactor, for use with GS2 and GS3 series AC drives. | Stock | 24.5 | 25.5
RHC060604 | Wiegmann enclosure, NEMA 1/3R, 6 x 6 x 4in (HxWxD), wall mount, with knockouts, carbon steel, ANSI 61 gray, powder coat finish, single-door, (1) quick-release latch, padlock hasp and staple. | from vendor up to 0 business day | 52 | 53
RHC060804 | Wiegmann enclosure, NEMA 1/3R, 8 x 6 x 4in (HxWxD), wall mount, with knockouts, carbon steel, ANSI 61 gray, powder coat finish, single-door, (1) quick-release latch, padlock hasp and staple. | from vendor up to 0 business day | 58 | 59
RHC080804 | Wiegmann enclosure, NEMA 1/3R, 8 x 8 x 4in (HxWxD), wall mount, with knockouts, carbon steel, ANSI 61 gray, powder coat finish, single-door, (1) quick-release latch, padlock hasp and staple. | from vendor up to 0 business day | 68 | 70
RHC080806 | Wiegmann enclosure, NEMA 1/3R, 8 x 8 x 6in (HxWxD), wall mount, with knockouts, carbon steel, ANSI 61 gray, powder coat finish, single-door, (1) quick-release latch, padlock hasp and staple. | from vendor up to 0 business day | 73 | 75
RHC081006 | Wiegmann enclosure, NEMA 1/3R, 10 x 8 x 6in (HxWxD), wall mount, with knockouts, carbon steel, ANSI 61 gray, powder coat finish, single-door, (1) quick-release latch, padlock hasp and staple. | from vendor up to 0 business day | 80 | 82
RHC101206 | Wiegmann enclosure, NEMA 1/3R, 12 x 10 x 6in (HxWxD), wall mount, with knockouts, carbon steel, ANSI 61 gray, powder coat finish, single-door, (1) quick-release latch, padlock hasp and staple. | from vendor up to 0 business day | 98 | 100
RHC121206 | Wiegmann enclosure, NEMA 1/3R, 12 x 12 x 6in (HxWxD), wall mount, with knockouts, carbon steel, ANSI 61 gray, powder coat finish, single-door, (1) quick-release latch, padlock hasp and staple. | from vendor up to 0 business day | 108 | 110
RHC161206 | Wiegmann enclosure, NEMA 1/3R, 16 x 12 x 6in (HxWxD), wall mount, carbon steel, ANSI 61 gray, powder coat finish, single-door, 1/4-turn flush-mounted latch, padlock hasp and staple. | Stock | 142 | 145
RHC161606 | Wiegmann enclosure, NEMA 1/3R, 16 x 16 x 6in (HxWxD), wall mount, carbon steel, ANSI 61 gray, powder coat finish, single-door, 1/4-turn flush-mounted latch, padlock hasp and staple. | Stock | 165 | 169
RHC201606 | Wiegmann enclosure, NEMA 1/3R, 20 x 16 x 6in (HxWxD), wall mount, carbon steel, ANSI 61 gray, powder coat finish, single-door, 1/4-turn flush-mounted latch, padlock hasp and staple. | Stock | 189 | 193
RHC202008 | Wiegmann enclosure, NEMA 1/3R, 20 x 20 x 8in (HxWxD), wall mount, carbon steel, ANSI 61 gray, powder coat finish, single-door, 1/4-turn flush-mounted latch, padlock hasp and staple. | Stock | 269 | 276
RHC242008 | Wiegmann enclosure, NEMA 1/3R, 24 x 20 x 8in (HxWxD), wall mount, carbon steel, ANSI 61 gray, powder coat finish, single-door, 1/4-turn flush-mounted latch, padlock hasp and staple. | Stock | 303 | 310
RHC242408 | Wiegmann enclosure, NEMA 1/3R, 24 x 24 x 8in (HxWxD), wall mount, carbon steel, ANSI 61 gray, powder coat finish, single-door, 1/4-turn flush-mounted latch, padlock hasp and staple. | Stock | 342 | 350
RHC302408 | Wiegmann enclosure, NEMA 1/3R, 30 x 24 x 8in (HxWxD), wall mount, carbon steel, ANSI 61 gray, powder coat finish, single-door, 1/4-turn flush-mounted latch, padlock hasp and staple. | Stock | 400 | 409
RHC303012 | Wiegmann enclosure, NEMA 1/3R, 30 x 30 x 12in (HxWxD), wall mount, carbon steel, ANSI 61 gray, powder coat finish, single-door, 1/4-turn flush-mounted latch, padlock hasp and staple. | Stock | 571 | 585
RHC303016 | Wiegmann enclosure, NEMA 1/3R, 30 x 30 x 16in (HxWxD), wall mount, carbon steel, ANSI 61 gray, powder coat finish, single-door, 1/4-turn flush-mounted latch, padlock hasp and staple. | Stock | 614 | 628
RHC362412 | Wiegmann enclosure, NEMA 1/3R, 36 x 24 x 12in (HxWxD), wall mount, carbon steel, ANSI 61 gray, powder coat finish, single-door, 1/4-turn flush-mounted latch, padlock hasp and staple. | Stock | 611 | 626
RHC363012 | Wiegmann enclosure, NEMA 1/3R, 36 x 30 x 12in (HxWxD), wall mount, carbon steel, ANSI 61 gray, powder coat finish, single-door, 1/4-turn flush-mounted latch, padlock hasp and staple. | Stock | 651 | 667
RHC363612 | Wiegmann enclosure, NEMA 1/3R, 36 x 36 x 12in (HxWxD), wall mount, carbon steel, ANSI 61 gray, powder coat finish, single-door, 1/4-turn flush-mounted latch, padlock hasp and staple. | from vendor up to 0 business day | 743 | 761
RHC423012 | Wiegmann enclosure, NEMA 1/3R, 42 x 30 x 12in (HxWxD), wall mount, carbon steel, ANSI 61 gray, powder coat finish, single-door, 1/4-turn flush-mounted latch, padlock hasp and staple. | from vendor up to 0 business day | 732 | 750
RHC423612 | Wiegmann enclosure, NEMA 1/3R, 42 x 36 x 12in (HxWxD), wall mount, carbon steel, ANSI 61 gray, powder coat finish, single-door, 1/4-turn flush-mounted latch, padlock hasp and staple. | from vendor up to 0 business day | 835 | 855
RHC483612 | Wiegmann enclosure, NEMA 1/3R, 48 x 36 x 12in (HxWxD), wall mount, carbon steel, ANSI 61 gray, powder coat finish, single-door, 1/4-turn flush-mounted latch, padlock hasp and staple. | from vendor up to 0 business day | 884 | 906
RHC483616 | Wiegmann enclosure, NEMA 1/3R, 48 x 36 x 16in (HxWxD), wall mount, carbon steel, ANSI 61 gray, powder coat finish, single-door, 1/4-turn flush-mounted latch, padlock hasp and staple. | from vendor up to 0 business day | 1000 | 1024
RHC603612 | Wiegmann enclosure, NEMA 1/3R, 60 x 36 x 12in (HxWxD), wall mount, carbon steel, ANSI 61 gray, powder coat finish, single-door, 1/4-turn flush-mounted latch, padlock hasp and staple. | from vendor up to 15 business days | 1111 | 1137
RIA.2.231 | SapiSelco releasable cable tie, 9.84in length, 0.3in width, 79.37lb tensile strength, 2.56in maximum bundle diameter, natural, nylon. Package of 100. | Stock | 5.5 | 5.75
RIA.2.232 | SapiSelco releasable cable tie, 7.87in length, 0.3in width, 79.37lb tensile strength, 1.97in maximum bundle diameter, natural, nylon. Package of 100. | Stock | 5.5 | 5.75
RIA.2.233 | SapiSelco releasable cable tie, 11.02in length, 0.3in width, 79.37lb tensile strength, 2.99in maximum bundle diameter, natural, nylon. Package of 100. | Stock | 6.75 | 7
RIA.2.234 | SapiSelco releasable cable tie, 14.17in length, 0.3in width, 79.37lb tensile strength, 3.94in maximum bundle diameter, natural, nylon. Package of 100. | Stock | 7.75 | 8
RIA.3.231 | SapiSelco releasable cable tie, 9.84in length, 0.3in width, 79.37lb tensile strength, 2.56in maximum bundle diameter, black, nylon. Package of 100. | Stock | 6 | 6.25
RIA.3.232 | SapiSelco releasable cable tie, 7.87in length, 0.3in width, 79.37lb tensile strength, 1.97in maximum bundle diameter, black, nylon. Package of 100. | Stock | 5.5 | 5.75
RIA.3.233 | SapiSelco releasable cable tie, 11.02in length, 0.3in width, 79.37lb tensile strength, 2.99in maximum bundle diameter, black, nylon. Package of 100. | Stock | 7.25 | 7.5
RIA.3.234 | SapiSelco releasable cable tie, 14.17in length, 0.3in width, 79.37lb tensile strength, 3.94in maximum bundle diameter, black, nylon. Package of 100. | Stock | 8.25 | 8.5
RID-0142-H | Roxburgh IEC inlet filter, 120/240 VAC, 1-phase, 1A, screw mount, EMI/RFI filtering, 1-stage, general purpose, standard performance, 1/4in quick-disconnect. | Stock | 11 | 11.5
RID-0342-H | Roxburgh IEC inlet filter, 120/240 VAC, 1-phase, 3A, screw mount, EMI/RFI filtering, 1-stage, general purpose, standard performance, 1/4in quick-disconnect. | Stock | 9 | 9.25
RID-0642-H | Roxburgh IEC inlet filter, 120/240 VAC, 1-phase, 6A, screw mount, EMI/RFI filtering, 1-stage, general purpose, standard performance, 1/4in quick-disconnect. | Stock | 9 | 9.25
RID-1042-H | Roxburgh IEC inlet filter, 120/240 VAC, 1-phase, 10A, screw mount, EMI/RFI filtering, 1-stage, general purpose, standard performance, 1/4in quick-disconnect. | Stock | 10 | 10.5
RIK19 | Hammond rack isolation plate, 20.00x7.50in, fiberglass reinforced polyester. Package of 2. | Stock | 52 | 53
RIK23 | Hammond rack isolation plate, 24.00x7.50in, fiberglass reinforced polyester. Package of 2. | Stock | 56 | 58
RIP-0242-H2 | Roxburgh IEC inlet filter, 120/240 VAC, 1-phase, 2A, on/off switch, fused, screw mount, EMI/RFI filtering, 1-stage, general purpose, standard performance, 1/4in quick-disconnect. | Stock | 34 | 35.5
RIP-0442-H2 | Roxburgh IEC inlet filter, 120/240 VAC, 1-phase, 4A, on/off switch, fused, screw mount, EMI/RFI filtering, 1-stage, general purpose, standard performance, 1/4in quick-disconnect. | Stock | 36 | 37.5
RIP-0642-H2 | Roxburgh IEC inlet filter, 120/240 VAC, 1-phase, 6A, on/off switch, fused, screw mount, EMI/RFI filtering, 1-stage, general purpose, standard performance, 1/4in quick-disconnect. | Stock | 34 | 35.5
RIQ-0242-H2 | Roxburgh IEC inlet filter, 120/240 VAC, 1-phase, 2A, on/off switch, fused, snap-in mount, EMI/RFI filtering, 1-stage, general purpose, standard performance, 1/4in quick-disconnect. | Stock | 35 | 36.5
RIQ-0442-H2 | Roxburgh IEC inlet filter, 120/240 VAC, 1-phase, 4A, on/off switch, fused, snap-in mount, EMI/RFI filtering, 1-stage, general purpose, standard performance, 1/4in quick-disconnect. | Stock | 35 | 36.5
RIQ-0642-H2 | Roxburgh IEC inlet filter, 120/240 VAC, 1-phase, 6A, on/off switch, fused, snap-in mount, EMI/RFI filtering, 1-stage, general purpose, standard performance, 1/4in quick-disconnect. | Stock | 35 | 36.5
RIR-0222-H | Roxburgh IEC inlet filter, 120/240 VAC, 1-phase, 2A, fused, screw mount, EMI/RFI filtering, 1-stage, general purpose, standard performance, 1/4in quick-disconnect. | Stock | 23 | 24
RIR-0422-H | Roxburgh IEC inlet filter, 120/240 VAC, 1-phase, 4A, fused, screw mount, EMI/RFI filtering, 1-stage, general purpose, standard performance, 1/4in quick-disconnect. | Stock | 23 | 24
RIR-0622-H | Roxburgh IEC inlet filter, 120/240 VAC, 1-phase, 6A, fused, screw mount, EMI/RFI filtering, 1-stage, general purpose, standard performance, 1/4in quick-disconnect. | Stock | 24 | 25
RK7814-81-61 | Dold on-delay relay timer, LED indicator(s), 0.05 to 120 seconds selectable timing range, 24 VAC/VDC and 110-127 VAC operating voltage, (1) SPDT timed relay output(s), 35mm DIN rail mount, screw terminal(s). | Stock | 30 | 31
RK7815-71-61 | Dold fleeting (single-shot) relay timer, LED indicator(s), 1 to 10 seconds timing range, 24 VAC/VDC and 110-127 VAC operating voltage, (1) SPDT timed relay output(s), 35mm DIN rail mount, screw terminal(s). | Stock | 28 | 29
RK7816-81-61 | Dold flasher relay timer, LED indicator(s), 1 to 10 seconds timing range, 24 VAC/VDC and 110-127 VAC operating voltage, (1) SPDT timed relay output(s), 35mm DIN rail mount, screw terminal(s). | Stock | 28 | 29
RK7817-81-61 | Dold multi-mode relay timer, LED indicator(s), 0.02 seconds to 300 hours selectable timing range, 24 VAC/VDC and 110-127 VAC operating voltage, (1) SPDT timed relay output(s), 35mm DIN rail mount, screw terminal(s). | Stock | 35 | 36.5
RK-T-21-1ST8-2 | Schmersal selector switch, IP65, IP67, IP69 and IP69K, 22mm, 2-position, momentary, (2) N.O. contact(s), plastic base, plastic bezel, Operator: gray, joystick, 25mm, round, plastic. | Stock | 89 | 93
RK-T-22-2ST8-2 | Schmersal selector switch, IP65, IP67, IP69 and IP69K, 22mm, 2-position, momentary, (4) N.O. contact(s), plastic base, plastic bezel, Operator: gray, joystick, 25mm, round, plastic. | Stock | 93 | 97
RK-T-41-1ST8-2 | Schmersal selector switch, IP65, IP67, IP69 and IP69K, 22mm, 4-position, momentary, (4) N.O. contact(s), plastic base, plastic bezel, Operator: gray, joystick, 25mm, round, plastic. | Stock | 100 | 104
RK-T-42-2ST8-2 | Schmersal selector switch, IP65, IP67, IP69 and IP69K, 22mm, 4-position, momentary, (8) N.O. contact(s), plastic base, plastic bezel, Operator: gray, joystick, 25mm, round, plastic. | Stock | 104 | 108
RL100DA4 | Micro Detectors reflective tape, rectangular, 300mm x 200mm. For use with polarized reflective photoelectric sensors. | Stock | 35.5 | 37
RL100DC4 | Micro Detectors reflective tape, rectangular, 300mm x 50mm. For use with polarized reflective photoelectric sensors. | Stock | 11 | 11.5
RL100DQ1 | Micro Detectors reflective tape, rectangular, 100mm x 100mm. For use with polarized reflective photoelectric sensors. | Stock | 8.25 | 8.5
RL102 | Micro Detectors reflector, round, 25mm. Package of 10. For use with polarized reflective photoelectric sensors. | Stock | 38 | 39.5
RL102-1 | Micro Detectors reflector, round, 25mm. For use with polarized reflective photoelectric sensors. | Stock | 3.75 | 4
RL103 | Micro Detectors reflector, round, 34.5mm. Package of 10. For use with polarized reflective photoelectric sensors. | Stock | 43.5 | 45
RL103-1 | Micro Detectors reflector, round, 34.5mm. For use with polarized reflective photoelectric sensors. | Stock | 4.25 | 4.5
RL104 | Micro Detectors reflector, round, 46mm. Package of 10. For use with polarized reflective photoelectric sensors. | Stock | 43.5 | 45
RL104-1 | Micro Detectors reflector, round, 46mm. For use with polarized reflective photoelectric sensors. | Stock | 4.25 | 4.5
RL105G | Micro Detectors reflector, rectangular, 95mm x 38mm. Package of 10. For use with polarized reflective photoelectric sensors. | Stock | 38 | 39.5
RL105G-1 | Micro Detectors reflector, rectangular, 95mm x 38mm. For use with polarized reflective photoelectric sensors. | Stock | 3.75 | 4
RL106G | Micro Detectors reflector, rectangular, 182mm x 42mm. Package of 10. For use with polarized reflective photoelectric sensors. | Stock | 43.5 | 45
RL106G-1 | Micro Detectors reflector, rectangular, 182mm x 42mm. For use with polarized reflective photoelectric sensors. | Stock | 4.25 | 4.5
RL110 | Micro Detectors reflector, round, 84mm. Package of 10. For use with polarized reflective photoelectric sensors. | Stock | 19.5 | 20.5
RL110-1 | Micro Detectors reflector, round, 84mm. For use with polarized reflective photoelectric sensors. | Stock | 2
RL111G | Micro Detectors reflector, rectangular, 22.5mm x 47mm. Package of 10. For use with polarized reflective photoelectric sensors. | Stock | 56 | 58
RL111G-1 | Micro Detectors reflector, rectangular, 22.5mm x 47mm. For use with polarized reflective photoelectric sensors. | Stock | 6.75 | 7
RL112G | Micro Detectors reflector, rectangular, 19mm x 73mm. Package of 10. For use with polarized reflective photoelectric sensors. | Stock | 43.5 | 45
RL112G-1 | Micro Detectors reflector, rectangular, 19mm x 73mm. For use with polarized reflective photoelectric sensors. | Stock | 4.25 | 4.5
RL113G | Micro Detectors reflector, rectangular, 51.4mm x 60.3mm. Package of 10. For use with polarized reflective photoelectric sensors. | Stock | 49.5 | 51
RL113G-1 | Micro Detectors reflector, rectangular, 51.4mm x 60.3mm. For use with polarized reflective photoelectric sensors. | Stock | 5.5 | 5.75
RL116 | Micro Detectors reflector, rectangular, 41mm x 60mm. Package of 10. For use with polarized reflective photoelectric sensors. | Stock | 19.5 | 20.5
RL116-1 | Micro Detectors reflector, rectangular, 41mm x 60mm. For use with polarized reflective photoelectric sensors. | Stock | 2
RL201 | Micro Detectors reflector, rectangular, 60mm x 82mm. Package of 5. For use with polarized reflective laser photoelectric sensors. | Stock | 35 | 36.5
RL201-1 | Micro Detectors reflector, rectangular, 60mm x 82mm. For use with polarized reflective laser photoelectric sensors. | Stock | 7.75 | 8
RL203 | Micro Detectors reflector, rectangular, 19.2mm x 60mm. Package of 5. For use with polarized reflective laser photoelectric sensors. | Stock | 32.5 | 34
RL203-1 | Micro Detectors reflector, rectangular, 19.2mm x 60mm. For use with polarized reflective laser photoelectric sensors. | Stock | 7.25 | 7.5
RL204 | Micro Detectors reflector, rectangular, 20mm x 32mm. Package of 5. For use with polarized reflective laser photoelectric sensors. | Stock | 28 | 29
RL204-1 | Micro Detectors reflector, rectangular, 20mm x 32mm. For use with polarized reflective laser photoelectric sensors. | Stock | 6.25 | 6.5
RM0804BKSP | Hammond top/bottom panel, replacement, 8 x 4in, 5052-H32 aluminum, black, powder coat finish. For use with Hammond RMxU0804xBK enclosures. | Stock | 8.75 | 9
RM0804BKVP | Hammond top/bottom panel, replacement, 8 x 4in, vented, 5052-H32 aluminum, black, powder coat finish. For use with Hammond RMxU0804xBK enclosures. | Stock | 14.5 | 14.75
RM0808BKSP | Hammond top/bottom panel, replacement, 8 x 8in, 5052-H32 aluminum, black, powder coat finish. For use with Hammond RMxU0808xBK enclosures. | Stock | 11.75 | 12
RM0808BKVP | Hammond top/bottom panel, replacement, 8 x 8in, vented, 5052-H32 aluminum, black, powder coat finish. For use with Hammond RMxU0808xBK enclosures. | Stock | 19.25 | 19.5
RM1908BKSP | Hammond top/bottom panel, replacement, 17 x 8in, 5052-H32 aluminum, black, powder coat finish. For use with Hammond RMxU1908xBK enclosures. | Stock | 19.5 | 20
RM1908BKVP | Hammond top/bottom panel, replacement, 17 x 8in, vented, 5052-H32 aluminum, black, powder coat finish. For use with Hammond RMxU1908xBK enclosures. | Stock | 23.5 | 24.5
RM1913BKSP | Hammond top/bottom panel, replacement, 17 x 13in, 5052-H32 aluminum, black, powder coat finish. For use with Hammond RMxU1913xBK enclosures. | Stock | 26 | 27
RM1913BKVP | Hammond top/bottom panel, replacement, 17 x 13in, vented, 5052-H32 aluminum, black, powder coat finish. For use with Hammond RMxU1913xBK enclosures. | Stock | 28.5 | 29
RM1918BKSP | Hammond top/bottom panel, replacement, 17 x 18in, 5052-H32 aluminum, black, powder coat finish. For use with Hammond RMxU1918xBK enclosures. | Stock | 29.5 | 30
RM1918BKVP | Hammond top/bottom panel, replacement, 17 x 18in, vented, 5052-H32 aluminum, black, powder coat finish. For use with Hammond RMxU1918xBK enclosures. | Stock | 34 | 35
RM1922BKSP | Hammond top/bottom panel, replacement, 17 x 22in, 5052-H32 aluminum, black, powder coat finish. For use with Hammond RMxU1922xBK enclosures. | Stock | 32 | 33
RM1922BKVP | Hammond top/bottom panel, replacement, 17 x 22in, vented, 5052-H32 aluminum, black, powder coat finish. For use with Hammond RMxU1922xBK enclosures. | Stock | 39 | 39.5
RM1928BKSP | Hammond top/bottom panel, replacement, 17 x 28in, 5052-H32 aluminum, black, powder coat finish. For use with Hammond RMxU1928xBK enclosures. | Stock | 35.5 | 36
RM1928BKVP | Hammond top/bottom panel, replacement, 17 x 28in, vented, 5052-H32 aluminum, black, powder coat finish. For use with Hammond RMxU1928xBK enclosures. | Stock | 43 | 44
RM1U0804SBK | Hammond enclosure, 1U, 2 x 8 x 4in (HxWxD), desktop mount, aluminum, black, powder coat finish, screw cover. | Stock | 125 | 128
RM1U0804VBK | Hammond enclosure, 1U, vented, 2 x 8 x 4in (HxWxD), desktop mount, aluminum, black, powder coat finish, screw cover. | Stock | 128 | 131
RM1U0808SBK | Hammond enclosure, 1U, 2 x 8 x 8in (HxWxD), desktop mount, aluminum, black, powder coat finish, screw cover. | Stock | 134 | 138
RM1U0808VBK | Hammond enclosure, 1U, vented, 2 x 8 x 8in (HxWxD), desktop mount, aluminum, black, powder coat finish, screw cover. | Stock | 143 | 147
RM1U18BRKT | Hammond adjustable rear bracket, 1U, 18 to 28in depth, carbon steel, black, powder coat finish. Package of 2. | Stock | 55 | 56
RM1U1908SBK | Hammond enclosure, 1U, 2 x 17 x 8in (HxWxD), rack or desktop mount, aluminum, black, powder coat finish, screw cover. | Stock | 158 | 162
RM1U1908VBK | Hammond enclosure, 1U, vented, 2 x 17 x 8in (HxWxD), rack or desktop mount, aluminum, black, powder coat finish, screw cover. | Stock | 166 | 170
RM1U1913SBK | Hammond enclosure, 1U, 2 x 17 x 13in (HxWxD), rack or desktop mount, aluminum, black, powder coat finish, screw cover. | Stock | 190 | 195
RM1U1913VBK | Hammond enclosure, 1U, vented, 2 x 17 x 13in (HxWxD), rack or desktop mount, aluminum, black, powder coat finish, screw cover. | Stock | 201 | 206
RM1U1918SBK | Hammond enclosure, 1U, 2 x 17 x 18in (HxWxD), rack or desktop mount, aluminum, black, powder coat finish, screw cover. | Stock | 241 | 247
RM1U1918VBK | Hammond enclosure, 1U, vented, 2 x 17 x 18in (HxWxD), rack or desktop mount, aluminum, black, powder coat finish, screw cover. | Stock | 255 | 262
RM1U1922SBK | Hammond enclosure, 1U, 2 x 17 x 22in (HxWxD), rack or desktop mount, aluminum, black, powder coat finish, screw cover. | Stock | 281 | 288
RM1U1922VBK | Hammond enclosure, 1U, vented, 2 x 17 x 22in (HxWxD), rack or desktop mount, aluminum, black, powder coat finish, screw cover. | Stock | 299 | 306
RM1U1928SBK | Hammond enclosure, 1U, 2 x 17 x 28in (HxWxD), rack or desktop mount, aluminum, black, powder coat finish, screw cover. | Stock | 322 | 330
RM1U1928VBK | Hammond enclosure, 1U, vented, 2 x 17 x 28in (HxWxD), rack or desktop mount, aluminum, black, powder coat finish, screw cover. | Stock | 344 | 352
RM25030-1SR | Bussmann modular fuse block, accepts R fuses, 30A, 250V, 1-pole, 18-10 AWG copper only, screw with pressure plate, 35mm DIN rail or panel mount. | Stock | 11.75 | 12
RM25030-2SR | Bussmann modular fuse block, accepts R fuses, 30A, 250V, 2-pole, 18-10 AWG copper only, screw with pressure plate, 35mm DIN rail or panel mount. | Stock | 18.25 | 19
RM25030-3SR | Bussmann modular fuse block, accepts R fuses, 30A, 250V, 3-pole, 18-10 AWG copper only, screw with pressure plate, 35mm DIN rail or panel mount. | Stock | 27.5 | 28.5
RM25060-1CR | Bussmann modular fuse block, accepts R fuses, 60A, 250V, 1-pole, 14-2 AWG copper or 8-2 AWG aluminum, box lug, 35mm DIN rail or panel mount. | Stock | 21.5 | 22.5
RM25060-2CR | Bussmann modular fuse block, accepts R fuses, 60A, 250V, 2-pole, 14-2 AWG copper or 8-2 AWG aluminum, box lug, 35mm DIN rail or panel mount. | Stock | 38.5 | 40
RM25060-3CR | Bussmann modular fuse block, accepts R fuses, 60A, 250V, 3-pole, 14-2 AWG copper or 8-2 AWG aluminum, box lug, 35mm DIN rail or panel mount. | Stock | 52 | 54
RM25100-1CR-1 | Bussmann modular fuse block, accepts R fuses, 100A, 250V, 1-pole, 14-1/0 AWG copper or aluminum, box lug, panel mount. | Stock | 31 | 32
RM25100-1CR-2 | Bussmann modular fuse block, accepts R fuses, 100A, 250V, 2-pole, 14-1/0 AWG copper or aluminum, box lug, panel mount. | Stock | 61 | 63
RM25100-1CR-3 | Bussmann modular fuse block, accepts R fuses, 100A, 250V, 3-pole, 14-1/0 AWG copper or aluminum, box lug, panel mount. | Stock | 91 | 95
RM25200-1CR-1 | Bussmann modular fuse block, accepts R fuses, 200A, 250V, 1-pole, 6 AWG-250 MCM copper or aluminum, box lug, panel mount. | Stock | 105 | 109
RM25200-1CR-2 | Bussmann modular fuse block, accepts R fuses, 200A, 250V, 2-pole, 6 AWG-250 MCM copper or aluminum, box lug, panel mount. | Stock | 207 | 215
RM25200-1CR-3 | Bussmann modular fuse block, accepts R fuses, 200A, 250V, 3-pole, 6 AWG-250 MCM copper or aluminum, box lug, panel mount. | Stock | 313 | 326
RM25400-1CR-1 | Bussmann modular fuse block, accepts R fuses, 400A, 250V, 1-pole, 4 AWG-600 MCM copper or aluminum, box lug, panel mount. | Stock | 336 | 349
RM25400-1CR-3 | Bussmann modular fuse block, accepts R fuses, 400A, 250V, 3-pole, 4 AWG-600 MCM copper or aluminum, box lug, panel mount. | Stock | 1011 | 1051
RM25600-1CR-1 | Bussmann modular fuse block, accepts R fuses, 600A, 250V, 1-pole, 2 line/2 load opening(s) per pole, (2) 4 AWG-500 MCM copper or aluminum, box lug, panel mount. | Stock | 440 | 458
RM25600-1CR-3 | Bussmann modular fuse block, accepts R fuses, 600A, 250V, 3-pole, 2 line/2 load opening(s) per pole, (2) 4 AWG-500 MCM copper or aluminum, box lug, panel mount. | Stock | 1318 | 1371
RM2U0804SBK | Hammond enclosure, 2U, 4 x 8 x 4in (HxWxD), desktop mount, aluminum, black, powder coat finish, screw cover. | Stock | 133 | 137
RM2U0804VBK | Hammond enclosure, 2U, vented, 4 x 8 x 4in (HxWxD), desktop mount, aluminum, black, powder coat finish, screw cover. | Stock | 137 | 140
RM2U0808SBK | Hammond enclosure, 2U, 4 x 8 x 8in (HxWxD), desktop mount, aluminum, black, powder coat finish, screw cover. | Stock | 145 | 148
RM2U0808VBK | Hammond enclosure, 2U, vented, 4 x 8 x 8in (HxWxD), desktop mount, aluminum, black, powder coat finish, screw cover. | Stock | 154 | 157
RM2U18BRKT | Hammond adjustable rear bracket, 2U, 19 to 28in depth, carbon steel, black, powder coat finish. Package of 2. | Stock | 60 | 62
RM2U1908SBK | Hammond enclosure, 2U, 4 x 17 x 8in (HxWxD), rack or desktop mount, aluminum, black, powder coat finish, screw cover. | Stock | 189 | 193
RM2U1908VBK | Hammond enclosure, 2U, vented, 4 x 17 x 8in (HxWxD), rack or desktop mount, aluminum, black, powder coat finish, screw cover. | Stock | 199 | 204
RM2U1913SBK | Hammond enclosure, 2U, 4 x 17 x 13in (HxWxD), rack or desktop mount, aluminum, black, powder coat finish, screw cover. | Stock | 228 | 233
RM2U1913VBK | Hammond enclosure, 2U, vented, 4 x 17 x 13in (HxWxD), rack or desktop mount, aluminum, black, powder coat finish, screw cover. | Stock | 243 | 248
RM2U1918SBK | Hammond enclosure, 2U, 4 x 17 x 18in (HxWxD), rack or desktop mount, aluminum, black, powder coat finish, screw cover. | Stock | 288 | 295
RM2U1918VBK | Hammond enclosure, 2U, vented, 4 x 17 x 18in (HxWxD), rack or desktop mount, aluminum, black, powder coat finish, screw cover. | Stock | 303 | 310
RM2U1922SBK | Hammond enclosure, 2U, 4 x 17 x 22in (HxWxD), rack or desktop mount, aluminum, black, powder coat finish, screw cover. | Stock | 337 | 345
RM2U1922VBK | Hammond enclosure, 2U, vented, 4 x 17 x 22in (HxWxD), rack or desktop mount, aluminum, black, powder coat finish, screw cover. | Stock | 351 | 359
RM2U1928SBK | Hammond enclosure, 2U, 4 x 17 x 28in (HxWxD), rack or desktop mount, aluminum, black, powder coat finish, screw cover. | Stock | 385 | 394
RM2U1928VBK | Hammond enclosure, 2U, vented, 4 x 17 x 28in (HxWxD), rack or desktop mount, aluminum, black, powder coat finish, screw cover. | Stock | 399 | 408
RM3U0804SBK | Hammond enclosure, 3U, 5 x 8 x 4in (HxWxD), desktop mount, aluminum, black, powder coat finish, screw cover. | Stock | 142 | 145
RM3U0804VBK | Hammond enclosure, 3U, vented, 5 x 8 x 4in (HxWxD), desktop mount, aluminum, black, powder coat finish, screw cover. | Stock | 145 | 149
RM3U0808SBK | Hammond enclosure, 3U, 5 x 8 x 8in (HxWxD), desktop mount, aluminum, black, powder coat finish, screw cover. | Stock | 155 | 159
RM3U0808VBK | Hammond enclosure, 3U, vented, 5 x 8 x 8in (HxWxD), desktop mount, aluminum, black, powder coat finish, screw cover. | Stock | 164 | 168
RM3U18BRKT | Hammond adjustable rear bracket, 3U or 4U, 20 to 28in depth, carbon steel, black, powder coat finish. Package of 2. | Stock | 66 | 68
RM3U1908SBK | Hammond enclosure, 3U, 5 x 17 x 8in (HxWxD), rack or desktop mount, aluminum, black, powder coat finish, screw cover. | Stock | 225 | 231
RM3U1908VBK | Hammond enclosure, 3U, vented, 5 x 17 x 8in (HxWxD), rack or desktop mount, aluminum, black, powder coat finish, screw cover. | Stock | 235 | 241
RM3U1913SBK | Hammond enclosure, 3U, 5 x 17 x 13in (HxWxD), rack or desktop mount, aluminum, black, powder coat finish, screw cover. | Stock | 270 | 276
RM3U1913VBK | Hammond enclosure, 3U, vented, 5 x 17 x 13in (HxWxD), rack or desktop mount, aluminum, black, powder coat finish, screw cover. | Stock | 285 | 292
RM3U1918SBK | Hammond enclosure, 3U, 5 x 17 x 18in (HxWxD), rack or desktop mount, aluminum, black, powder coat finish, screw cover. | Stock | 342 | 350
RM3U1918VBK | Hammond enclosure, 3U, vented, 5 x 17 x 18in (HxWxD), rack or desktop mount, aluminum, black, powder coat finish, screw cover. | Stock | 359 | 367
RM3U1922SBK | Hammond enclosure, 3U, 5 x 17 x 22in (HxWxD), rack or desktop mount, aluminum, black, powder coat finish, screw cover. | Stock | 399 | 409
RM3U1922VBK | Hammond enclosure, 3U, vented, 5 x 17 x 22in (HxWxD), rack or desktop mount, aluminum, black, powder coat finish, screw cover. | Stock | 418 | 428
RM3U1928SBK | Hammond enclosure, 3U, 5 x 17 x 28in (HxWxD), rack or desktop mount, aluminum, black, powder coat finish, screw cover. | Stock | 456 | 467
RM3U1928VBK | Hammond enclosure, 3U, vented, 5 x 17 x 28in (HxWxD), rack or desktop mount, aluminum, black, powder coat finish, screw cover. | Stock | 477 | 488
RM4U1908SBK | Hammond enclosure, 4U, 7 x 17 x 8in (HxWxD), rack or desktop mount, aluminum, black, powder coat finish, screw cover. | Stock | 248 | 254
RM4U1908VBK | Hammond enclosure, 4U, vented, 7 x 17 x 8in (HxWxD), rack or desktop mount, aluminum, black, powder coat finish, screw cover. | Stock | 259 | 265
RM4U1913SBK | Hammond enclosure, 4U, 7 x 17 x 13in (HxWxD), rack or desktop mount, aluminum, black, powder coat finish, screw cover. | Stock | 297 | 304
RM4U1913VBK | Hammond enclosure, 4U, vented, 7 x 17 x 13in (HxWxD), rack or desktop mount, aluminum, black, powder coat finish, screw cover. | Stock | 313 | 321
RM4U1918SBK | Hammond enclosure, 4U, 7 x 17 x 18in (HxWxD), rack or desktop mount, aluminum, black, powder coat finish, screw cover. | Stock | 376 | 385
RM4U1918VBK | Hammond enclosure, 4U, vented, 7 x 17 x 18in (HxWxD), rack or desktop mount, aluminum, black, powder coat finish, screw cover. | Stock | 395 | 404
RM4U1922SBK | Hammond enclosure, 4U, 7 x 17 x 22in (HxWxD), rack or desktop mount, aluminum, black, powder coat finish, screw cover. | Stock | 453 | 464
RM4U1922VBK | Hammond enclosure, 4U, vented, 7 x 17 x 22in (HxWxD), rack or desktop mount, aluminum, black, powder coat finish, screw cover. | Stock | 475 | 486
RM4U1928SBK | Hammond enclosure, 4U, 7 x 17 x 28in (HxWxD), rack or desktop mount, aluminum, black, powder coat finish, screw cover. | Stock | 531 | 543
RM4U1928VBK | Hammond enclosure, 4U, vented, 7 x 17 x 28in (HxWxD), rack or desktop mount, aluminum, black, powder coat finish, screw cover. | Stock | 555 | 568
RM60030-1SR | Bussmann modular fuse block, accepts R fuses, 30A, 600V, 1-pole, 18-10 AWG copper only, screw with pressure plate, 35mm DIN rail or panel mount. | Stock | 24.5 | 25.5
RM60030-2SR | Bussmann modular fuse block, accepts R fuses, 30A, 600V, 2-pole, 18-10 AWG copper only, screw with pressure plate, 35mm DIN rail or panel mount. | Stock | 37.5 | 39
RM60030-3SR | Bussmann modular fuse block, accepts R fuses, 30A, 600V, 3-pole, 18-10 AWG copper only, screw with pressure plate, 35mm DIN rail or panel mount. | Stock | 45.5 | 47.5
RM60060-1CR | Bussmann modular fuse block, accepts R fuses, 60A, 600V, 1-pole, 14-2 AWG copper or 8-2 AWG aluminum, box lug, 35mm DIN rail or panel mount. | Stock | 30.5 | 31.5
RM60060-2CR | Bussmann modular fuse block, accepts R fuses, 60A, 600V, 2-pole, 14-2 AWG copper or 8-2 AWG aluminum, box lug, 35mm DIN rail or panel mount. | Stock | 51 | 53
RM60060-3CR | Bussmann modular fuse block, accepts R fuses, 60A, 600V, 3-pole, 14-2 AWG copper or 8-2 AWG aluminum, box lug, 35mm DIN rail or panel mount. | Stock | 64 | 67
RM60100-1CR-1 | Bussmann modular fuse block, accepts R fuses, 100A, 600V, 1-pole, 14-1/0 AWG copper or aluminum, box lug, panel mount. | Stock | 37.5 | 39
RM60100-1CR-2 | Bussmann modular fuse block, accepts R fuses, 100A, 600V, 2-pole, 14-1/0 AWG copper or aluminum, box lug, panel mount. | Stock | 77 | 80
RM60100-1CR-3 | Bussmann modular fuse block, accepts R fuses, 100A, 600V, 3-pole, 14-1/0 AWG copper or aluminum, box lug, panel mount. | Stock | 114 | 119
RM60200-1CR-1 | Bussmann modular fuse block, accepts R fuses, 200A, 600V, 1-pole, 6 AWG-250 MCM copper or aluminum, box lug, panel mount. | Stock | 100 | 104
RM60200-1CR-2 | Bussmann modular fuse block, accepts R fuses, 200A, 600V, 2-pole, 6 AWG-250 MCM copper or aluminum, box lug, panel mount. | Stock | 198 | 206
RM60200-1CR-3 | Bussmann modular fuse block, accepts R fuses, 200A, 600V, 3-pole, 6 AWG-250 MCM copper or aluminum, box lug, panel mount. | Stock | 297 | 309
RM60400-1CR-1 | Bussmann modular fuse block, accepts R fuses, 400A, 600V, 1-pole, 4 AWG-600 MCM copper or aluminum, box lug, panel mount. | Stock | 274 | 285
RM60400-1CR-3 | Bussmann modular fuse block, accepts R fuses, 400A, 600V, 3-pole, 4 AWG-600 MCM copper or aluminum, box lug, panel mount. | Stock | 823 | 856
RM60600-1CR-1 | Bussmann modular fuse block, accepts R fuses, 600A, 600V, 1-pole, 2 line/2 load opening(s) per pole, (2) 4 AWG-500 MCM copper or aluminum, box lug, panel mount. | Stock | 440 | 458
RM60600-1CR-3 | Bussmann modular fuse block, accepts R fuses, 600A, 600V, 3-pole, 2 line/2 load opening(s) per pole, (2) 4 AWG-500 MCM copper or aluminum, box lug, panel mount. | Stock | 1319 | 1372
RMAD19003BK | Hammond adjustable rack mount DIN rail kit, 2U, 19in rack width, 3.50x11.25in, 8.38in depth, 26lb capacity, carbon steel, black, textured powder coat finish. | Stock | 86 | 88
RMC0 | WEG Electric mechanical latch, front mount. For use with CWC07 through CWC016 series miniature contactor. Mechanically connects contactors and interlocks them so that latching one resets the other. | Stock | 3.75 | 4
RMHD19003BK | Hammond adjustable rack mount DIN rail kit, 2U, 19in rack width, 3.50x9.25in, 8in depth, 100lb capacity, carbon steel, black, powder coat finish. | Stock | 102 | 104
RMMP-130 | WEG Electric rotary handle, selector, black/gray, external front mount, 2-position, lockable in OFF only, NEMA 1/3R, IP55. For use with MPW40 series manual motor protectors. 130mm shaft included. | Stock | 27 | 28.5
RMMP-130E | WEG Electric rotary handle, selector, red/yellow, external front mount, 2-position, lockable in OFF only, NEMA 1/3R, IP55. For use with MPW40 series manual motor protectors. 130mm shaft included. | Stock | 27 | 28.5
RMMP-330 | WEG Electric rotary handle, selector, black/gray, external front mount, 2-position, lockable in OFF only, NEMA 1/3R, IP55. For use with MPW40 series manual motor protectors. 330mm shaft included. | Stock | 32.5 | 34.5
RMMP-330E | WEG Electric rotary handle, selector, red/yellow, external front mount, 2-position, lockable in OFF only, NEMA 1/3R, IP55. For use with MPW40 series manual motor protectors. 330mm shaft included. | Stock | 32.5 | 34.5
RPE186 | Quadritalia OKK series rear exterior panel, 1800 x 600mm (HxW), carbon steel, RAL 7035 light gray, powder coat finish. | Stock | 61 | 83
RPE188 | Quadritalia OKK series rear exterior panel, 1800 x 800mm (HxW), carbon steel, RAL 7035 light gray, powder coat finish. | Stock | 76 | 103
RPE18A | Quadritalia OKK series rear exterior panel, 1800 x 1000mm (HxW), carbon steel, RAL 7035 light gray, powder coat finish. | Stock | 91 | 123
RPE18C | Quadritalia OKK series rear exterior panel, 1800 x 1200mm (HxW), carbon steel, RAL 7035 light gray, powder coat finish. | Stock | 105 | 142
RPE206 | Quadritalia OKK series rear exterior panel, 2000 x 600mm (HxW), carbon steel, RAL 7035 light gray, powder coat finish. | Stock | 74 | 100
RPE208 | Quadritalia OKK series rear exterior panel, 2000 x 800mm (HxW), carbon steel, RAL 7035 light gray, powder coat finish. | Stock | 85 | 115
RPE20A | Quadritalia OKK series rear exterior panel, 2000 x 1000mm (HxW), carbon steel, RAL 7035 light gray, powder coat finish. | Stock | 96 | 130
RPE20C | Quadritalia OKK series rear exterior panel, 2000 x 1200mm (HxW), carbon steel, RAL 7035 light gray, powder coat finish. | Stock | 112 | 151
RPS-12G | Iboco connector, liquid-tight, for flexible tubing, straight, non-metallic, gray, 3/8in trade size, G3/8 BSPP thread type. Package of 20. Seal gaskets included. | Stock | 24 | 26
RPS-12K | Iboco connector, liquid-tight, for flexible tubing, straight, non-metallic, black, 3/8in trade size, G3/8 BSPP thread type. Package of 20. Seal gaskets included. | Stock | 24 | 26
RPS-16G | Iboco connector, liquid-tight, for flexible tubing, straight, non-metallic, gray, 1/2in trade size, G1/2 BSPP thread type. Package of 20. Seal gaskets included. | Stock | 28.5 | 31
RPS-16K | Iboco connector, liquid-tight, for flexible tubing, straight, non-metallic, black, 1/2in trade size, G1/2 BSPP thread type. Package of 20. Seal gaskets included. | Stock | 28.5 | 31
RPS-20G | Iboco connector, liquid-tight, for flexible tubing, straight, non-metallic, gray, 3/4in trade size, G3/4 BSPP thread type. Package of 20. Seal gaskets included. | Stock | 34 | 36.5
RPS-20K | Iboco connector, liquid-tight, for flexible tubing, straight, non-metallic, black, 3/4in trade size, G3/4 BSPP thread type. Package of 20. Seal gaskets included. | Stock | 34 | 36.5
RPS-25G | Iboco connector, liquid-tight, for flexible tubing, straight, non-metallic, gray, 1in trade size, G1 BSPP thread type. Package of 10. Seal gaskets included. | Stock | 26 | 28
RPS-25K | Iboco connector, liquid-tight, for flexible tubing, straight, non-metallic, black, 1in trade size, G1 BSPP thread type. Package of 10. Seal gaskets included. | Stock | 26 | 28
RPS-32G | Iboco connector, liquid-tight, for flexible tubing, straight, non-metallic, gray, 1-1/4in trade size, G1-1/4 BSPP thread type. Package of 10. Seal gaskets included. | Stock | 52 | 56
RPS-32K | Iboco connector, liquid-tight, for flexible tubing, straight, non-metallic, black, 1-1/4in trade size, G1-1/4 BSPP thread type. Package of 10. Seal gaskets included. | Stock | 52 | 56
RPS-40G | Iboco connector, liquid-tight, for flexible tubing, straight, non-metallic, gray, 1-1/2in trade size, G1-1/2 BSPP thread type. Package of 5. Seal gaskets included. | Stock | 38.5 | 41.5
RPS-40K | Iboco connector, liquid-tight, for flexible tubing, straight, non-metallic, black, 1-1/2in trade size, G1-1/2 BSPP thread type. Package of 5. Seal gaskets included. | Stock | 38.5 | 41.5
RPS-50G | Iboco connector, liquid-tight, for flexible tubing, straight, non-metallic, gray, 2in trade size, G2 BSPP thread type. Package of 5. Seal gaskets included. | Stock | 76 | 82
RPS-50K | Iboco connector, liquid-tight, for flexible tubing, straight, non-metallic, black, 2in trade size, G2 BSPP thread type. Package of 5. Seal gaskets included. | Stock | 76 | 82
RPSS02-12 | SureMotion rotary precision ground shaft, 303 stainless steel, RB-83, 10RMS, 0.125in diameter, 12in length. | Stock | 5.75 | 6
RPSS02-24 | SureMotion rotary precision ground shaft, 303 stainless steel, RB-83, 10RMS, 0.125in diameter, 24in length. | Stock | 11.5 | 12
RPSS02-3 | SureMotion rotary precision ground shaft, 303 stainless steel, RB-83, 10RMS, 0.125in diameter, 3in length. | Stock | 2.5
RPSS02-36 | SureMotion rotary precision ground shaft, 303 stainless steel, RB-83, 10RMS, 0.125in diameter, 36in length. | Stock | 15.5 | 16
RPSS02-6 | SureMotion rotary precision ground shaft, 303 stainless steel, RB-83, 10RMS, 0.125in diameter, 6in length. | Stock | 3.75 | 4
RPSS03-12 | SureMotion rotary precision ground shaft, 303 stainless steel, RB-83, 10RMS, 0.1875in diameter, 12in length. | Stock | 7 | 7.25
RPSS03-24 | SureMotion rotary precision ground shaft, 303 stainless steel, RB-83, 10RMS, 0.1875in diameter, 24in length. | Stock | 12.5 | 13
RPSS03-3 | SureMotion rotary precision ground shaft, 303 stainless steel, RB-83, 10RMS, 0.1875in diameter, 3in length. | Stock | 2.75
RPSS03-36 | SureMotion rotary precision ground shaft, 303 stainless steel, RB-83, 10RMS, 0.1875in diameter, 36in length. | Stock | 16.5 | 17
RPSS03-6 | SureMotion rotary precision ground shaft, 303 stainless steel, RB-83, 10RMS, 0.1875in diameter, 6in length. | Stock | 4.5 | 4.75
RPSS04-12 | SureMotion rotary precision ground shaft, 303 stainless steel, RB-83, 10RMS, 0.25in diameter, 12in length. | Stock | 7.5 | 7.75
RPSS04-24 | SureMotion rotary precision ground shaft, 303 stainless steel, RB-83, 10RMS, 0.25in diameter, 24in length. | Stock | 15 | 15.5
RPSS04-3 | SureMotion rotary precision ground shaft, 303 stainless steel, RB-83, 10RMS, 0.25in diameter, 3in length. | Stock | 3.25 | 3.5
RPSS04-36 | SureMotion rotary precision ground shaft, 303 stainless steel, RB-83, 10RMS, 0.25in diameter, 36in length. | Stock | 22.5 | 23.5
RPSS04-6 | SureMotion rotary precision ground shaft, 303 stainless steel, RB-83, 10RMS, 0.25in diameter, 6in length. | Stock | 4.75 | 5
RPSS06-12 | SureMotion rotary precision ground shaft, 303 stainless steel, RB-83, 10RMS, 0.375in diameter, 12in length. | Stock | 20.5 | 21.5
RPSS06-24 | SureMotion rotary precision ground shaft, 303 stainless steel, RB-83, 10RMS, 0.375in diameter, 24in length. | Stock | 34 | 35.5
RPSS06-36 | SureMotion rotary precision ground shaft, 303 stainless steel, RB-83, 10RMS, 0.375in diameter, 36in length. | Stock | 47 | 49
RPSS08-12 | SureMotion rotary precision ground shaft, 303 stainless steel, RB-83, 10RMS, 0.5in diameter, 12in length. | Stock | 25.5 | 26.5
RPSS08-24 | SureMotion rotary precision ground shaft, 303 stainless steel, RB-83, 10RMS, 0.5in diameter, 24in length. | Stock | 44 | 46
RPSS08-36 | SureMotion rotary precision ground shaft, 303 stainless steel, RB-83, 10RMS, 0.5in diameter, 36in length. | Stock | 58 | 60
RPSS10-12 | SureMotion rotary precision ground shaft, 303 stainless steel, RB-83, 10RMS, 0.625in diameter, 12in length. | Stock | 42 | 43.5
RPSS10-24 | SureMotion rotary precision ground shaft, 303 stainless steel, RB-83, 10RMS, 0.625in diameter, 24in length. | Stock | 80 | 83
RPSS10-36 | SureMotion rotary precision ground shaft, 303 stainless steel, RB-83, 10RMS, 0.625in diameter, 36in length. | Stock | 116 | 121
RPSS12-12 | SureMotion rotary precision ground shaft, 303 stainless steel, RB-83, 10RMS, 0.75in diameter, 12in length. | Stock | 45 | 47
RPSS12-18 | SureMotion rotary precision ground shaft, 303 stainless steel, RB-83, 10RMS, 0.75in diameter, 18in length. | Stock | 70 | 73
RPSS12-24 | SureMotion rotary precision ground shaft, 303 stainless steel, RB-83, 10RMS, 0.75in diameter, 24in length. | Stock | 91 | 95
RPSS12-36 | SureMotion rotary precision ground shaft, 303 stainless steel, RB-83, 10RMS, 0.75in diameter, 36in length. | Stock | 137 | 142
RPSS16-12 | SureMotion rotary precision ground shaft, 303 stainless steel, RB-83, 10RMS, 1in diameter, 12in length. | Stock | 77 | 80
RPSS16-18 | SureMotion rotary precision ground shaft, 303 stainless steel, RB-83, 10RMS, 1in diameter, 18in length. | Stock | 115 | 120
RPSS16-24 | SureMotion rotary precision ground shaft, 303 stainless steel, RB-83, 10RMS, 1in diameter, 24in length. | Stock | 154 | 160
RPSS16-36 | SureMotion rotary precision ground shaft, 303 stainless steel, RB-83, 10RMS, 1in diameter, 36in length. | Stock | 230 | 239
RPSS20-12 | SureMotion rotary precision ground shaft, 303 stainless steel, RB-83, 10RMS, 1.25in diameter, 12in length. | Stock | 99 | 103
RPSS20-18 | SureMotion rotary precision ground shaft, 303 stainless steel, RB-83, 10RMS, 1.25in diameter, 18in length. | Stock | 141 | 147
RPSS20-24 | SureMotion rotary precision ground shaft, 303 stainless steel, RB-83, 10RMS, 1.25in diameter, 24in length. | Stock | 197 | 205
RPSS20-36 | SureMotion rotary precision ground shaft, 303 stainless steel, RB-83, 10RMS, 1.25in diameter, 36in length. | Stock | 271 | 282
RS4N-DE | Fuji Electric card relay, in-socket mount, finger-safe, 24 VDC coil voltage, 4PST, (4) N.O., 5A contact rating, screw terminal(s). (4) relays, TY3 relay remover and (2) jumpers included. | Stock | 34.5 | 36
RS6N-DE | Fuji Electric card relay, in-socket mount, finger-safe, 24 VDC coil voltage, 6PST, (6) N.O., 5A contact rating, screw terminal(s). (6) relays and TY3 relay remover included. | Stock | 45.5 | 47.5
RSC040404 | Wiegmann enclosure, NEMA 1/3R, 4 x 4 x 4in (HxWxD), wall mount, with knockouts, carbon steel, ANSI 61 gray, powder coat finish, screw cover. | from vendor up to 0 business day | 21 | 21.5
RSC040404G | Wiegmann enclosure, NEMA 1/3R, 4 x 4 x 4in (HxWxD), wall mount, with knockouts, galvanized steel, screw cover. | Stock | 21 | 21.5
RSC040404GNK | Wiegmann enclosure, NEMA 1/3R, 4 x 4 x 4in (HxWxD), wall mount, galvanized steel, screw cover. | Stock | 21 | 21.5
RSC040404NK | Wiegmann enclosure, NEMA 1/3R, 4 x 4 x 4in (HxWxD), wall mount, carbon steel, ANSI 61 gray, powder coat finish, screw cover. | Stock | 21 | 21.5
RSC040404NKSS | Wiegmann enclosure, NEMA 1/3R/3RX, 4 x 4 x 4in (HxWxD), wall mount, 304 stainless steel, No. 3 intermediate polished finish, screw cover. | from vendor up to 5 business days | 71 | 73
RSC040604 | Wiegmann enclosure, NEMA 1/3R, 6 x 4 x 4in (HxWxD), wall mount, with knockouts, carbon steel, ANSI 61 gray, powder coat finish, screw cover. | from vendor up to 0 business day | 25 | 26
RSC040604G | Wiegmann enclosure, NEMA 1/3R, 6 x 4 x 4in (HxWxD), wall mount, with knockouts, galvanized steel, screw cover. | Stock | 25 | 26
RSC040604GNK | Wiegmann enclosure, NEMA 1/3R, 6 x 4 x 4in (HxWxD), wall mount, galvanized steel, screw cover. | from vendor up to 0 business day | 25 | 26
RSC040604NK | Wiegmann enclosure, NEMA 1/3R, 6 x 4 x 4in (HxWxD), wall mount, carbon steel, ANSI 61 gray, powder coat finish, screw cover. | Stock | 25 | 26
RSC040604NKSS | Wiegmann enclosure, NEMA 1/3R/3RX, 6 x 4 x 4in (HxWxD), wall mount, 304 stainless steel, No. 3 intermediate polished finish, screw cover. | from vendor up to 15 business days | 93 | 95
RSC060604 | Wiegmann enclosure, NEMA 1/3R, 6 x 6 x 4in (HxWxD), wall mount, with knockouts, carbon steel, ANSI 61 gray, powder coat finish, screw cover, padlock hasp and staple. | from vendor up to 0 business day | 26.5 | 27.5
RSC060604G | Wiegmann enclosure, NEMA 1/3R, 6 x 6 x 4in (HxWxD), wall mount, with knockouts, galvanized steel, screw cover, padlock hasp and staple. | Stock | 26.5 | 27.5
RSC060604GNK | Wiegmann enclosure, NEMA 1/3R, 6 x 6 x 4in (HxWxD), wall mount, galvanized steel, screw cover, padlock hasp and staple. | Stock | 26.5 | 27.5
RSC060604NK | Wiegmann enclosure, NEMA 1/3R, 6 x 6 x 4in (HxWxD), wall mount, carbon steel, ANSI 61 gray, powder coat finish, screw cover, padlock hasp and staple. | Stock | 26.5 | 27.5
RSC060604NKSS | Wiegmann enclosure, NEMA 1/3R/3RX, 6 x 6 x 4in (HxWxD), wall mount, 304 stainless steel, No. 3 intermediate polished finish, screw cover, padlock hasp and staple. | from vendor up to 5 business days | 96 | 98
RSC060606 | Wiegmann enclosure, NEMA 1/3R, 6 x 6 x 6in (HxWxD), wall mount, with knockouts, carbon steel, ANSI 61 gray, powder coat finish, screw cover, padlock hasp and staple. | from vendor up to 0 business day | 28 | 29
RSC060606G | Wiegmann enclosure, NEMA 1/3R, 6 x 6 x 6in (HxWxD), wall mount, with knockouts, galvanized steel, screw cover, padlock hasp and staple. | Stock | 28 | 29
RSC060606GNK | Wiegmann enclosure, NEMA 1/3R, 6 x 6 x 6in (HxWxD), wall mount, galvanized steel, screw cover, padlock hasp and staple. | Stock | 28 | 29
RSC060606NK | Wiegmann enclosure, NEMA 1/3R, 6 x 6 x 6in (HxWxD), wall mount, carbon steel, ANSI 61 gray, powder coat finish, screw cover, padlock hasp and staple. | Stock | 28 | 29
RSC060606NKSS | Wiegmann enclosure, NEMA 1/3R/3RX, 6 x 6 x 6in (HxWxD), wall mount, 304 stainless steel, No. 3 intermediate polished finish, screw cover, padlock hasp and staple. | from vendor up to 5 business days | 99 | 102
RSC060804 | Wiegmann enclosure, NEMA 1/3R, 8 x 6 x 4in (HxWxD), wall mount, with knockouts, carbon steel, ANSI 61 gray, powder coat finish, screw cover, padlock hasp and staple. | from vendor up to 0 business day | 30.5 | 31.5
RSC060804G | Wiegmann enclosure, NEMA 1/3R, 8 x 6 x 4in (HxWxD), wall mount, with knockouts, galvanized steel, screw cover, padlock hasp and staple. | from vendor up to 0 business day | 30.5 | 31.5
RSC060804GNK | Wiegmann enclosure, NEMA 1/3R, 8 x 6 x 4in (HxWxD), wall mount, galvanized steel, screw cover, padlock hasp and staple. | from vendor up to 0 business day | 30.5 | 31.5
RSC060804NK | Wiegmann enclosure, NEMA 1/3R, 8 x 6 x 4in (HxWxD), wall mount, carbon steel, ANSI 61 gray, powder coat finish, screw cover, padlock hasp and staple. | Stock | 30.5 | 31.5
RSC060804NKSS | Wiegmann enclosure, NEMA 1/3R/3RX, 8 x 6 x 4in (HxWxD), wall mount, 304 stainless steel, No. 3 intermediate polished finish, screw cover, padlock hasp and staple. | from vendor up to 5 business days | 108 | 110
RSC060806 | Wiegmann enclosure, NEMA 1/3R, 8 x 6 x 6in (HxWxD), wall mount, with knockouts, carbon steel, ANSI 61 gray, powder coat finish, screw cover, padlock hasp and staple. | from vendor up to 5 business days | 35.5 | 36.5
RSC060806G | Wiegmann enclosure, NEMA 1/3R, 8 x 6 x 6in (HxWxD), wall mount, with knockouts, galvanized steel, screw cover, padlock hasp and staple. | Stock | 35.5 | 36.5
RSC060806GNK | Wiegmann enclosure, NEMA 1/3R, 8 x 6 x 6in (HxWxD), wall mount, galvanized steel, screw cover, padlock hasp and staple. | from vendor up to 0 business day | 35.5 | 36.5
RSC060806NK | Wiegmann enclosure, NEMA 1/3R, 8 x 6 x 6in (HxWxD), wall mount, carbon steel, ANSI 61 gray, powder coat finish, screw cover, padlock hasp and staple. | from vendor up to 0 business day | 35.5 | 36.5
RSC060806NKSS | Wiegmann enclosure, NEMA 1/3R/3RX, 8 x 6 x 6in (HxWxD), wall mount, 304 stainless steel, No. 3 intermediate polished finish, screw cover, padlock hasp and staple. | from vendor up to 15 business days | 110 | 113
RSC080804 | Wiegmann enclosure, NEMA 1/3R, 8 x 8 x 4in (HxWxD), wall mount, with knockouts, carbon steel, ANSI 61 gray, powder coat finish, screw cover, padlock hasp and staple. | from vendor up to 0 business day | 35 | 36
RSC080804G | Wiegmann enclosure, NEMA 1/3R, 8 x 8 x 4in (HxWxD), wall mount, with knockouts, galvanized steel, screw cover, padlock hasp and staple. | Stock | 35 | 36
RSC080804GNK | Wiegmann enclosure, NEMA 1/3R, 8 x 8 x 4in (HxWxD), wall mount, galvanized steel, screw cover, padlock hasp and staple. | Stock | 35 | 36
RSC080804NK | Wiegmann enclosure, NEMA 1/3R, 8 x 8 x 4in (HxWxD), wall mount, carbon steel, ANSI 61 gray, powder coat finish, screw cover, padlock hasp and staple. | Stock | 35 | 36
RSC080804NKSS | Wiegmann enclosure, NEMA 1/3R/3RX, 8 x 8 x 4in (HxWxD), wall mount, 304 stainless steel, No. 3 intermediate polished finish, screw cover, padlock hasp and staple. | from vendor up to 5 business days | 118 | 121
RSC080806 | Wiegmann enclosure, NEMA 1/3R, 8 x 8 x 6in (HxWxD), wall mount, with knockouts, carbon steel, ANSI 61 gray, powder coat finish, screw cover, padlock hasp and staple. | from vendor up to 0 business day | 41.5 | 42.5
RSC080806G | Wiegmann enclosure, NEMA 1/3R, 8 x 8 x 6in (HxWxD), wall mount, with knockouts, galvanized steel, screw cover, padlock hasp and staple. | Stock | 41.5 | 42.5
RSC080806GNK | Wiegmann enclosure, NEMA 1/3R, 8 x 8 x 6in (HxWxD), wall mount, galvanized steel, screw cover, padlock hasp and staple. | Stock | 41.5 | 42.5
RSC080806NK | Wiegmann enclosure, NEMA 1/3R, 8 x 8 x 6in (HxWxD), wall mount, carbon steel, ANSI 61 gray, powder coat finish, screw cover, padlock hasp and staple. | Stock | 41.5 | 42.5
RSC080806NKSS | Wiegmann enclosure, NEMA 1/3R/3RX, 8 x 8 x 6in (HxWxD), wall mount, 304 stainless steel, No. 3 intermediate polished finish, screw cover, padlock hasp and staple. | from vendor up to 5 business days | 126 | 129
RSC081004 | Wiegmann enclosure, NEMA 1/3R, 10 x 8 x 4in (HxWxD), wall mount, with knockouts, carbon steel, ANSI 61 gray, powder coat finish, screw cover, padlock hasp and staple. | Stock | 40 | 40.5
RSC081004G | Wiegmann enclosure, NEMA 1/3R, 10 x 8 x 4in (HxWxD), wall mount, with knockouts, galvanized steel, screw cover, padlock hasp and staple. | from vendor up to 0 business day | 39.5 | 40.5
RSC081004GNK | Wiegmann enclosure, NEMA 1/3R, 10 x 8 x 4in (HxWxD), wall mount, galvanized steel, screw cover, padlock hasp and staple. | from vendor up to 0 business day | 40 | 40.5
RSC081004NK | Wiegmann enclosure, NEMA 1/3R, 10 x 8 x 4in (HxWxD), wall mount, carbon steel, ANSI 61 gray, powder coat finish, screw cover, padlock hasp and staple. | Stock | 40 | 40.5
RSC081004NKSS | Wiegmann enclosure, NEMA 1/3R/3RX, 10 x 8 x 4in (HxWxD), wall mount, 304 stainless steel, No. 3 intermediate polished finish, screw cover, padlock hasp and staple. | from vendor up to 15 business days | 130 | 133
RSC081006 | Wiegmann enclosure, NEMA 1/3R, 10 x 8 x 6in (HxWxD), wall mount, with knockouts, carbon steel, ANSI 61 gray, powder coat finish, screw cover, padlock hasp and staple. | from vendor up to 0 business day | 47 | 48
RSC081006G | Wiegmann enclosure, NEMA 1/3R, 10 x 8 x 6in (HxWxD), wall mount, with knockouts, galvanized steel, screw cover, padlock hasp and staple. | from vendor up to 0 business day | 46.5 | 48
RSC081006GNK | Wiegmann enclosure, NEMA 1/3R, 10 x 8 x 6in (HxWxD), wall mount, galvanized steel, screw cover, padlock hasp and staple. | from vendor up to 0 business day | 47 | 48
RSC081006NK | Wiegmann enclosure, NEMA 1/3R, 10 x 8 x 6in (HxWxD), wall mount, carbon steel, ANSI 61 gray, powder coat finish, screw cover, padlock hasp and staple. | from vendor up to 0 business day | 47 | 48
RSC081006NKSS | Wiegmann enclosure, NEMA 1/3R/3RX, 10 x 8 x 6in (HxWxD), wall mount, 304 stainless steel, No. 3 intermediate polished finish, screw cover, padlock hasp and staple. | from vendor up to 15 business days | 143 | 146
RSC081206 | Wiegmann enclosure, NEMA 1/3R, 12 x 8 x 6in (HxWxD), wall mount, with knockouts, carbon steel, ANSI 61 gray, powder coat finish, screw cover, padlock hasp and staple. | from vendor up to 0 business day | 52 | 53
RSC081206G | Wiegmann enclosure, NEMA 1/3R, 12 x 8 x 6in (HxWxD), wall mount, with knockouts, galvanized steel, screw cover, padlock hasp and staple. | from vendor up to 7 business days | 51 | 53
RSC081206GNK | Wiegmann enclosure, NEMA 1/3R, 12 x 8 x 6in (HxWxD), wall mount, galvanized steel, screw cover, padlock hasp and staple. | from vendor up to 0 business day | 52 | 53
RSC081206NK | Wiegmann enclosure, NEMA 1/3R, 12 x 8 x 6in (HxWxD), wall mount, carbon steel, ANSI 61 gray, powder coat finish, screw cover, padlock hasp and staple. | from vendor up to 0 business day | 52 | 53
RSC081206NKSS | Wiegmann enclosure, NEMA 1/3R/3RX, 12 x 8 x 6in (HxWxD), wall mount, 304 stainless steel, No. 3 intermediate polished finish, screw cover, padlock hasp and staple. | from vendor up to 15 business days | 160 | 164
RSC101004 | Wiegmann enclosure, NEMA 1/3R, 10 x 10 x 4in (HxWxD), wall mount, with knockouts, carbon steel, ANSI 61 gray, powder coat finish, screw cover, padlock hasp and staple. | from vendor up to 0 business day | 45 | 46.5
RSC101004G | Wiegmann enclosure, NEMA 1/3R, 10 x 10 x 4in (HxWxD), wall mount, with knockouts, galvanized steel, screw cover, padlock hasp and staple. | Stock | 45 | 46.5
RSC101004GNK | Wiegmann enclosure, NEMA 1/3R, 10 x 10 x 4in (HxWxD), wall mount, galvanized steel, screw cover, padlock hasp and staple. | Stock | 45 | 46.5
RSC101004NK | Wiegmann enclosure, NEMA 1/3R, 10 x 10 x 4in (HxWxD), wall mount, carbon steel, ANSI 61 gray, powder coat finish, screw cover, padlock hasp and staple. | Stock | 45 | 46.5
RSC101004NKSS | Wiegmann enclosure, NEMA 1/3R/3RX, 10 x 10 x 4in (HxWxD), wall mount, 304 stainless steel, No. 3 intermediate polished finish, screw cover, padlock hasp and staple. | from vendor up to 5 business days | 154 | 158
RSC101006 | Wiegmann enclosure, NEMA 1/3R, 10 x 10 x 6in (HxWxD), wall mount, with knockouts, carbon steel, ANSI 61 gray, powder coat finish, screw cover, padlock hasp and staple. | from vendor up to 0 business day | 53 | 54
RSC101006G | Wiegmann enclosure, NEMA 1/3R, 10 x 10 x 6in (HxWxD), wall mount, with knockouts, galvanized steel, screw cover, padlock hasp and staple. | Stock | 52 | 54
RSC101006GNK | Wiegmann enclosure, NEMA 1/3R, 10 x 10 x 6in (HxWxD), wall mount, galvanized steel, screw cover, padlock hasp and staple. | from vendor up to 0 business day | 53 | 54
RSC101006NK | Wiegmann enclosure, NEMA 1/3R, 10 x 10 x 6in (HxWxD), wall mount, carbon steel, ANSI 61 gray, powder coat finish, screw cover, padlock hasp and staple. | Stock | 53 | 54
RSC101006NKSS | Wiegmann enclosure, NEMA 1/3R/3RX, 10 x 10 x 6in (HxWxD), wall mount, 304 stainless steel, No. 3 intermediate polished finish, screw cover, padlock hasp and staple. | from vendor up to 5 business days | 162 | 166
RSC101204 | Wiegmann enclosure, NEMA 1/3R, 12 x 10 x 4in (HxWxD), wall mount, with knockouts, carbon steel, ANSI 61 gray, powder coat finish, screw cover, padlock hasp and staple. | from vendor up to 0 business day | 51 | 53
RSC101204G | Wiegmann enclosure, NEMA 1/3R, 12 x 10 x 4in (HxWxD), wall mount, with knockouts, galvanized steel, screw cover, padlock hasp and staple. | from vendor up to 0 business day | 51 | 53
RSC101204GNK | Wiegmann enclosure, NEMA 1/3R, 12 x 10 x 4in (HxWxD), wall mount, galvanized steel, screw cover, padlock hasp and staple. | from vendor up to 0 business day | 51 | 53
RSC101204NK | Wiegmann enclosure, NEMA 1/3R, 12 x 10 x 4in (HxWxD), wall mount, carbon steel, ANSI 61 gray, powder coat finish, screw cover, padlock hasp and staple. | from vendor up to 0 business day | 51 | 53
RSC101204NKSS | Wiegmann enclosure, NEMA 1/3R/3RX, 12 x 10 x 4in (HxWxD), wall mount, 304 stainless steel, No. 3 intermediate polished finish, screw cover, padlock hasp and staple. | from vendor up to 15 business days | 157 | 161
RSC101206 | Wiegmann enclosure, NEMA 1/3R, 12 x 10 x 6in (HxWxD), wall mount, with knockouts, carbon steel, ANSI 61 gray, powder coat finish, screw cover, padlock hasp and staple. | from vendor up to 0 business day | 59 | 60
RSC101206G | Wiegmann enclosure, NEMA 1/3R, 12 x 10 x 6in (HxWxD), wall mount, with knockouts, galvanized steel, screw cover, padlock hasp and staple. | from vendor up to 0 business day | 59 | 60
RSC101206GNK | Wiegmann enclosure, NEMA 1/3R, 12 x 10 x 6in (HxWxD), wall mount, galvanized steel, screw cover, padlock hasp and staple. | from vendor up to 0 business day | 59 | 60
RSC101206NK | Wiegmann enclosure, NEMA 1/3R, 12 x 10 x 6in (HxWxD), wall mount, carbon steel, ANSI 61 gray, powder coat finish, screw cover, padlock hasp and staple. | from vendor up to 0 business day | 59 | 60
RSC101206NKSS | Wiegmann enclosure, NEMA 1/3R/3RX, 12 x 10 x 6in (HxWxD), wall mount, 304 stainless steel, No. 3 intermediate polished finish, screw cover, padlock hasp and staple. | from vendor up to 15 business days | 180 | 185
RSC121204 | Wiegmann enclosure, NEMA 1/3R, 12 x 12 x 4in (HxWxD), wall mount, with knockouts, carbon steel, ANSI 61 gray, powder coat finish, screw cover, padlock hasp and staple. | from vendor up to 0 business day | 57 | 58
RSC121204G | Wiegmann enclosure, NEMA 1/3R, 12 x 12 x 4in (HxWxD), wall mount, with knockouts, galvanized steel, screw cover, padlock hasp and staple. | Stock | 57 | 58
RSC121204GNK | Wiegmann enclosure, NEMA 1/3R, 12 x 12 x 4in (HxWxD), wall mount, galvanized steel, screw cover, padlock hasp and staple. | Stock | 57 | 58
RSC121204NK | Wiegmann enclosure, NEMA 1/3R, 12 x 12 x 4in (HxWxD), wall mount, carbon steel, ANSI 61 gray, powder coat finish, screw cover, padlock hasp and staple. | Stock | 57 | 58
RSC121204NKSS | Wiegmann enclosure, NEMA 1/3R/3RX, 12 x 12 x 4in (HxWxD), wall mount, 304 stainless steel, No. 3 intermediate polished finish, screw cover, padlock hasp and staple. | from vendor up to 5 business days | 173 | 177
RSC121206 | Wiegmann enclosure, NEMA 1/3R, 12 x 12 x 6in (HxWxD), wall mount, with knockouts, carbon steel, ANSI 61 gray, powder coat finish, screw cover, padlock hasp and staple. | from vendor up to 0 business day | 66 | 68
RSC121206G | Wiegmann enclosure, NEMA 1/3R, 12 x 12 x 6in (HxWxD), wall mount, with knockouts, galvanized steel, screw cover, padlock hasp and staple. | Stock | 66 | 68
RSC121206GNK | Wiegmann enclosure, NEMA 1/3R, 12 x 12 x 6in (HxWxD), wall mount, galvanized steel, screw cover, padlock hasp and staple. | Stock | 66 | 68
RSC121206NK | Wiegmann enclosure, NEMA 1/3R, 12 x 12 x 6in (HxWxD), wall mount, carbon steel, ANSI 61 gray, powder coat finish, screw cover, padlock hasp and staple. | Stock | 66 | 68
RSC121206NKSS | Wiegmann enclosure, NEMA 1/3R/3RX, 12 x 12 x 6in (HxWxD), wall mount, 304 stainless steel, No. 3 intermediate polished finish, screw cover, padlock hasp and staple. | from vendor up to 5 business days | 202 | 207
RSC121208 | Wiegmann enclosure, NEMA 1/3R, 12 x 12 x 8in (HxWxD), wall mount, carbon steel, ANSI 61 gray, powder coat finish, screw cover, padlock hasp and staple. | from vendor up to 0 business day | 76 | 82
RSC121208G | Wiegmann enclosure, NEMA 1/3R, 12 x 12 x 8in (HxWxD), wall mount, galvanized steel, screw cover, padlock hasp and staple. | Stock | 76 | 82
RSC121208NKSS | Wiegmann enclosure, NEMA 1/3R/3RX, 12 x 12 x 8in (HxWxD), wall mount, 304 stainless steel, No. 3 intermediate polished finish, screw cover, padlock hasp and staple. | from vendor up to 5 business days | 232 | 238
RSC121210 | Wiegmann enclosure, NEMA 1/3R, 12 x 12 x 10in (HxWxD), wall mount, carbon steel, ANSI 61 gray, powder coat finish, screw cover, padlock hasp and staple. | from vendor up to 0 business day | 84 | 86
RSC121210G | Wiegmann enclosure, NEMA 1/3R, 12 x 12 x 10in (HxWxD), wall mount, galvanized steel, screw cover, padlock hasp and staple. | from vendor up to 0 business day | 84 | 86
RSC121210NKSS | Wiegmann enclosure, NEMA 1/3R/3RX, 12 x 12 x 10in (HxWxD), wall mount, 304 stainless steel, No. 3 intermediate polished finish, screw cover, padlock hasp and staple. | from vendor up to 15 business days | 318 | 325
RSC121504 | Wiegmann enclosure, NEMA 1/3R, 15 x 12 x 4in (HxWxD), wall mount, with knockouts, carbon steel, ANSI 61 gray, powder coat finish, screw cover, padlock hasp and staple. | from vendor up to 0 business day | 65 | 67
RSC121504G | Wiegmann enclosure, NEMA 1/3R, 15 x 12 x 4in (HxWxD), wall mount, with knockouts, galvanized steel, screw cover, padlock hasp and staple. | from vendor up to 0 business day | 65 | 67
RSC121504GNK | Wiegmann enclosure, NEMA 1/3R, 15 x 12 x 4in (HxWxD), wall mount, galvanized steel, screw cover, padlock hasp and staple. | from vendor up to 0 business day | 65 | 67
RSC121504NK | Wiegmann enclosure, NEMA 1/3R, 15 x 12 x 4in (HxWxD), wall mount, carbon steel, ANSI 61 gray, powder coat finish, screw cover, padlock hasp and staple. | from vendor up to 0 business day | 65 | 67
RSC121504NKSS | Wiegmann enclosure, NEMA 1/3R/3RX, 15 x 12 x 4in (HxWxD), wall mount, 304 stainless steel, No. 3 intermediate polished finish, screw cover, padlock hasp and staple. | from vendor up to 15 business days | 199 | 204
RSC121506 | Wiegmann enclosure, NEMA 1/3R, 15 x 12 x 6in (HxWxD), wall mount, with knockouts, carbon steel, ANSI 61 gray, powder coat finish, screw cover, padlock hasp and staple. | from vendor up to 0 business day | 76 | 77
RSC121506G | Wiegmann enclosure, NEMA 1/3R, 15 x 12 x 6in (HxWxD), wall mount, with knockouts, galvanized steel, screw cover, padlock hasp and staple. | from vendor up to 0 business day | 76 | 77
RSC121506GNK | Wiegmann enclosure, NEMA 1/3R, 15 x 12 x 6in (HxWxD), wall mount, galvanized steel, screw cover, padlock hasp and staple. | Stock | 76 | 77
RSC121506NK | Wiegmann enclosure, NEMA 1/3R, 15 x 12 x 6in (HxWxD), wall mount, carbon steel, ANSI 61 gray, powder coat finish, screw cover, padlock hasp and staple. | Stock | 76 | 77
RSC121506NKSS | Wiegmann enclosure, NEMA 1/3R/3RX, 15 x 12 x 6in (HxWxD), wall mount, 304 stainless steel, No. 3 intermediate polished finish, screw cover, padlock hasp and staple. | from vendor up to 15 business days | 231 | 236
RSC121806 | Wiegmann enclosure, NEMA 1/3R, 18 x 12 x 6in (HxWxD), wall mount, with knockouts, carbon steel, ANSI 61 gray, powder coat finish, screw cover, padlock hasp and staple. | Stock | 94 | 96
RSC121806G | Wiegmann enclosure, NEMA 1/3R, 18 x 12 x 6in (HxWxD), wall mount, with knockouts, galvanized steel, screw cover, padlock hasp and staple. | from vendor up to 0 business day | 94 | 96
RSC121806GNK | Wiegmann enclosure, NEMA 1/3R, 18 x 12 x 6in (HxWxD), wall mount, galvanized steel, screw cover, padlock hasp and staple. | Stock | 94 | 96
RSC121806NK | Wiegmann enclosure, NEMA 1/3R, 18 x 12 x 6in (HxWxD), wall mount, carbon steel, ANSI 61 gray, powder coat finish, screw cover, padlock hasp and staple. | Stock | 94 | 96
RSC121806NKSS | Wiegmann enclosure, NEMA 1/3R/3RX, 18 x 12 x 6in (HxWxD), wall mount, 304 stainless steel, No. 3 intermediate polished finish, screw cover, padlock hasp and staple. | from vendor up to 15 business days | 287 | 294
RSC121808 | Wiegmann enclosure, NEMA 1/3R, 18 x 12 x 8in (HxWxD), wall mount, carbon steel, ANSI 61 gray, powder coat finish, screw cover, padlock hasp and staple. | from vendor up to 0 business day | 99 | 101
RSC121808G | Wiegmann enclosure, NEMA 1/3R, 18 x 12 x 8in (HxWxD), wall mount, galvanized steel, screw cover, padlock hasp and staple. | from vendor up to 7 business days | 98 | 100
RSC121808NKSS | Wiegmann enclosure, NEMA 1/3R/3RX, 18 x 12 x 8in (HxWxD), wall mount, 304 stainless steel, No. 3 intermediate polished finish, screw cover, padlock hasp and staple. | from vendor up to 15 business days | 301 | 308
RSC151806 | Wiegmann enclosure, NEMA 1/3R, 18 x 15 x 6in (HxWxD), wall mount, with knockouts, carbon steel, ANSI 61 gray, powder coat finish, screw cover, padlock hasp and staple. | from vendor up to 0 business day | 111 | 113
RSC151806G | Wiegmann enclosure, NEMA 1/3R, 18 x 15 x 6in (HxWxD), wall mount, with knockouts, galvanized steel, screw cover, padlock hasp and staple. | from vendor up to 0 business day | 111 | 113
RSC151806GNK | Wiegmann enclosure, NEMA 1/3R, 18 x 15 x 6in (HxWxD), wall mount, galvanized steel, screw cover, padlock hasp and staple. | from vendor up to 0 business day | 111 | 113
RSC151806NK | Wiegmann enclosure, NEMA 1/3R, 18 x 15 x 6in (HxWxD), wall mount, carbon steel, ANSI 61 gray, powder coat finish, screw cover, padlock hasp and staple. | from vendor up to 0 business day | 111 | 113
RSC151806NKSS | Wiegmann enclosure, NEMA 1/3R/3RX, 18 x 15 x 6in (HxWxD), wall mount, 304 stainless steel, No. 3 intermediate polished finish, screw cover, padlock hasp and staple. | from vendor up to 15 business days | 338 | 346
RSC151808 | Wiegmann enclosure, NEMA 1/3R, 18 x 15 x 8in (HxWxD), wall mount, carbon steel, ANSI 61 gray, powder coat finish, screw cover, padlock hasp and staple. | from vendor up to 5 business days | 120 | 122
RSC151808G | Wiegmann enclosure, NEMA 1/3R, 18 x 15 x 8in (HxWxD), wall mount, galvanized steel, screw cover, padlock hasp and staple. | from vendor up to 7 business days | 119 | 122
RSC151808NKSS | Wiegmann enclosure, NEMA 1/3R/3RX, 18 x 15 x 8in (HxWxD), wall mount, 304 stainless steel, No. 3 intermediate polished finish, screw cover, padlock hasp and staple. | from vendor up to 15 business days | 365 | 374
RSC161610 | Wiegmann enclosure, NEMA 1/3R, 16 x 16 x 10in (HxWxD), wall mount, carbon steel, ANSI 61 gray, powder coat finish, screw cover, padlock hasp and staple. | from vendor up to 0 business day | 111 | 113
RSC161610G | Wiegmann enclosure, NEMA 1/3R, 16 x 16 x 10in (HxWxD), wall mount, galvanized steel, screw cover, padlock hasp and staple. | Stock | 111 | 113
RSC161610NKSS | Wiegmann enclosure, NEMA 1/3R/3RX, 16 x 16 x 10in (HxWxD), wall mount, 304 stainless steel, No. 3 intermediate polished finish, screw cover, padlock hasp and staple. | from vendor up to 15 business days | 372 | 381
RSC181804 | Wiegmann enclosure, NEMA 1/3R, 18 x 18 x 4in (HxWxD), wall mount, with knockouts, carbon steel, ANSI 61 gray, powder coat finish, screw cover, padlock hasp and staple. | from vendor up to 0 business day | 116 | 119
RSC181804G | Wiegmann enclosure, NEMA 1/3R, 18 x 18 x 4in (HxWxD), wall mount, with knockouts, galvanized steel, screw cover, padlock hasp and staple. | from vendor up to 0 business day | 111 | 119
RSC181804GNK | Wiegmann enclosure, NEMA 1/3R, 18 x 18 x 4in (HxWxD), wall mount, galvanized steel, screw cover, padlock hasp and staple. | Stock | 116 | 119
RSC181804NK | Wiegmann enclosure, NEMA 1/3R, 18 x 18 x 4in (HxWxD), wall mount, carbon steel, ANSI 61 gray, powder coat finish, screw cover, padlock hasp and staple. | Stock | 116 | 119
RSC181804NKSS | Wiegmann enclosure, NEMA 1/3R/3RX, 18 x 18 x 4in (HxWxD), wall mount, 304 stainless steel, No. 3 intermediate polished finish, screw cover, padlock hasp and staple. | from vendor up to 15 business days | 354 | 362
RSC181806 | Wiegmann enclosure, NEMA 1/3R, 18 x 18 x 6in (HxWxD), wall mount, with knockouts, carbon steel, ANSI 61 gray, powder coat finish, screw cover, padlock hasp and staple. | from vendor up to 0 business day | 133 | 136
RSC181806G | Wiegmann enclosure, NEMA 1/3R, 18 x 18 x 6in (HxWxD), wall mount, with knockouts, galvanized steel, screw cover, padlock hasp and staple. | Stock | 133 | 136
RSC181806GNK | Wiegmann enclosure, NEMA 1/3R, 18 x 18 x 6in (HxWxD), wall mount, galvanized steel, screw cover, padlock hasp and staple. | Stock | 133 | 136
RSC181806NK | Wiegmann enclosure, NEMA 1/3R, 18 x 18 x 6in (HxWxD), wall mount, carbon steel, ANSI 61 gray, powder coat finish, screw cover, padlock hasp and staple. | Stock | 133 | 136
RSC181806NKSS | Wiegmann enclosure, NEMA 1/3R/3RX, 18 x 18 x 6in (HxWxD), wall mount, 304 stainless steel, No. 3 intermediate polished finish, screw cover, padlock hasp and staple. | from vendor up to 5 business days | 406 | 416
RSC181808 | Wiegmann enclosure, NEMA 1/3R, 18 x 18 x 8in (HxWxD), wall mount, carbon steel, ANSI 61 gray, powder coat finish, screw cover, padlock hasp and staple. | from vendor up to 0 business day | 148 | 152
RSC181808G | Wiegmann enclosure, NEMA 1/3R, 18 x 18 x 8in (HxWxD), wall mount, galvanized steel, screw cover, padlock hasp and staple. | Stock | 143 | 152
RSC181808NKSS | Wiegmann enclosure, NEMA 1/3R/3RX, 18 x 18 x 8in (HxWxD), wall mount, 304 stainless steel, No. 3 intermediate polished finish, screw cover, padlock hasp and staple. | from vendor up to 5 business days | 453 | 464
RSC182406 | Wiegmann enclosure, NEMA 1/3R, 24 x 18 x 6in (HxWxD), wall mount, with knockouts, carbon steel, ANSI 61 gray, powder coat finish, screw cover, padlock hasp and staple. | from vendor up to 0 business day | 168 | 172
RSC182406G | Wiegmann enclosure, NEMA 1/3R, 24 x 18 x 6in (HxWxD), wall mount, with knockouts, galvanized steel, screw cover, padlock hasp and staple. | from vendor up to 0 business day | 162 | 172
RSC182406GNK | Wiegmann enclosure, NEMA 1/3R, 24 x 18 x 6in (HxWxD), wall mount, galvanized steel, screw cover, padlock hasp and staple. | from vendor up to 0 business day | 168 | 172
RSC182406NK | Wiegmann enclosure, NEMA 1/3R, 24 x 18 x 6in (HxWxD), wall mount, carbon steel, ANSI 61 gray, powder coat finish, screw cover, padlock hasp and staple. | from vendor up to 0 business day | 168 | 172
RSC182406NKSS | Wiegmann enclosure, NEMA 1/3R/3RX, 24 x 18 x 6in (HxWxD), wall mount, 304 stainless steel, No. 3 intermediate polished finish, screw cover, padlock hasp and staple. | from vendor up to 15 business days | 513 | 525
RSC182408 | Wiegmann enclosure, NEMA 1/3R, 24 x 18 x 8in (HxWxD), wall mount, carbon steel, ANSI 61 gray, powder coat finish, screw cover, padlock hasp and staple. | from vendor up to 0 business day | 185 | 190
RSC182408G | Wiegmann enclosure, NEMA 1/3R, 24 x 18 x 8in (HxWxD), wall mount, galvanized steel, screw cover, padlock hasp and staple. | from vendor up to 0 business day | 180 | 190
RSC182408NKSS | Wiegmann enclosure, NEMA 1/3R/3RX, 24 x 18 x 8in (HxWxD), wall mount, 304 stainless steel, No. 3 intermediate polished finish, screw cover, padlock hasp and staple. | from vendor up to 15 business days | 566 | 579
RSC202408 | Wiegmann enclosure, NEMA 1/3R, 24 x 20 x 8in (HxWxD), wall mount, carbon steel, ANSI 61 gray, powder coat finish, screw cover, padlock hasp and staple. | from vendor up to 0 business day | 198 | 203
RSC202408G | Wiegmann enclosure, NEMA 1/3R, 24 x 20 x 8in (HxWxD), wall mount, galvanized steel, screw cover, padlock hasp and staple. | from vendor up to 0 business day | 190 | 203
RSC202408NKSS | Wiegmann enclosure, NEMA 1/3R/3RX, 24 x 20 x 8in (HxWxD), wall mount, 304 stainless steel, No. 3 intermediate polished finish, screw cover, padlock hasp and staple. | from vendor up to 15 business days | 605 | 619
RSC242406 | Wiegmann enclosure, NEMA 1/3R, 24 x 24 x 6in (HxWxD), wall mount, with knockouts, carbon steel, ANSI 61 gray, powder coat finish, screw cover, padlock hasp and staple. | from vendor up to 0 business day | 199 | 204
RSC242406G | Wiegmann enclosure, NEMA 1/3R, 24 x 24 x 6in (HxWxD), wall mount, with knockouts, galvanized steel, screw cover, padlock hasp and staple. | from vendor up to 0 business day | 205 | 204
RSC242406GNK | Wiegmann enclosure, NEMA 1/3R, 24 x 24 x 6in (HxWxD), wall mount, galvanized steel, screw cover, padlock hasp and staple. | Stock | 199 | 204
RSC242406NK | Wiegmann enclosure, NEMA 1/3R, 24 x 24 x 6in (HxWxD), wall mount, carbon steel, ANSI 61 gray, powder coat finish, screw cover, padlock hasp and staple. | Stock | 199 | 204
RSC242406NKSS | Wiegmann enclosure, NEMA 1/3R/3RX, 24 x 24 x 6in (HxWxD), wall mount, 304 stainless steel, No. 3 intermediate polished finish, screw cover, padlock hasp and staple. | from vendor up to 5 business days | 608 | 622
RSC242408 | Wiegmann enclosure, NEMA 1/3R, 24 x 24 x 8in (HxWxD), wall mount, carbon steel, ANSI 61 gray, powder coat finish, screw cover, padlock hasp and staple. | Stock | 225 | 230
RSC242408G | Wiegmann enclosure, NEMA 1/3R, 24 x 24 x 8in (HxWxD), wall mount, galvanized steel, screw cover, padlock hasp and staple. | from vendor up to 10 business days | 224 | 230
RSC242408NKSS | Wiegmann enclosure, NEMA 1/3R/3RX, 24 x 24 x 8in (HxWxD), wall mount, 304 stainless steel, No. 3 intermediate polished finish, screw cover, padlock hasp and staple. | from vendor up to 5 business days | 685 | 702
RSC242412 | Wiegmann enclosure, NEMA 1/3R, 24 x 24 x 12in (HxWxD), wall mount, carbon steel, ANSI 61 gray, powder coat finish, screw cover, padlock hasp and staple. | from vendor up to 0 business day | 266 | 273
RSC242412G | Wiegmann enclosure, NEMA 1/3R, 24 x 24 x 12in (HxWxD), wall mount, galvanized steel, screw cover, padlock hasp and staple. | from vendor up to 5 business days | 266 | 273
RSC242412NKSS | Wiegmann enclosure, NEMA 1/3R/3RX, 24 x 24 x 12in (HxWxD), wall mount, 304 stainless steel, No. 3 intermediate polished finish, screw cover, padlock hasp and staple. | from vendor up to 5 business days | 813 | 833
RSC242416 | Wiegmann enclosure, NEMA 1/3R, 24 x 24 x 16in (HxWxD), wall mount, carbon steel, ANSI 61 gray, powder coat finish, screw cover, padlock hasp and staple. | from vendor up to 0 business day | 316 | 323
RSC242416G | Wiegmann enclosure, NEMA 1/3R, 24 x 24 x 16in (HxWxD), wall mount, galvanized steel, screw cover, padlock hasp and staple. | from vendor up to 10 business days | 304 | 323
RSC242416NKSS | Wiegmann enclosure, NEMA 1/3R/3RX, 24 x 24 x 16in (HxWxD), wall mount, 304 stainless steel, No. 3 intermediate polished finish, screw cover, padlock hasp and staple. | from vendor up to 15 business days | 1191 | 1219
RSC243008 | Wiegmann enclosure, NEMA 1/3R, 30 x 24 x 8in (HxWxD), wall mount, carbon steel, ANSI 61 gray, powder coat finish, screw cover, padlock hasp and staple. | from vendor up to 5 business days | 266 | 273
RSC243008G | Wiegmann enclosure, NEMA 1/3R, 30 x 24 x 8in (HxWxD), wall mount, galvanized steel, screw cover, padlock hasp and staple. | from vendor up to 10 business days | 266 | 273
RSC243008NKSS | Wiegmann enclosure, NEMA 1/3R/3RX, 30 x 24 x 8in (HxWxD), wall mount, 304 stainless steel, No. 3 intermediate polished finish, screw cover, padlock hasp and staple. | from vendor up to 15 business days | 1190 | 1219
RSC243612 | Wiegmann enclosure, NEMA 1/3R, 36 x 24 x 12in (HxWxD), wall mount, carbon steel, ANSI 61 gray, powder coat finish, screw cover, padlock hasp and staple. | from vendor up to 10 business days | 339 | 347
RSC243612G | Wiegmann enclosure, NEMA 1/3R, 36 x 24 x 12in (HxWxD), wall mount, galvanized steel, screw cover, padlock hasp and staple. | from vendor up to 10 business days | 338 | 347
RSC243612NKSS | Wiegmann enclosure, NEMA 1/3R/3RX, 36 x 24 x 12in (HxWxD), wall mount, 304 stainless steel, No. 3 intermediate polished finish, screw cover, padlock hasp and staple. | from vendor up to 15 business days | 1250 | 1280
RSC303012 | Wiegmann enclosure, NEMA 1/3R, 30 x 30 x 12in (HxWxD), wall mount, carbon steel, ANSI 61 gray, powder coat finish, screw cover, padlock hasp and staple. | from vendor up to 5 business days | 484 | 495
RSC303012G | Wiegmann enclosure, NEMA 1/3R, 30 x 30 x 12in (HxWxD), wall mount, galvanized steel, screw cover, padlock hasp and staple. | from vendor up to 10 business days | 351 | 495
RSC303012NKSS | Wiegmann enclosure, NEMA 1/3R/3RX, 30 x 30 x 12in (HxWxD), wall mount, 304 stainless steel, No. 3 intermediate polished finish, screw cover, padlock hasp and staple. | from vendor up to 15 business days | 1477 | 1512
RSC303016 | Wiegmann enclosure, NEMA 1/3R, 30 x 30 x 16in (HxWxD), wall mount, carbon steel, ANSI 61 gray, powder coat finish, screw cover, padlock hasp and staple. | from vendor up to 0 business day | 499 | 511
RSC303016G | Wiegmann enclosure, NEMA 1/3R, 30 x 30 x 16in (HxWxD), wall mount, galvanized steel, screw cover, padlock hasp and staple. | from vendor up to 10 business days | 499 | 511
RSC303016NKSS | Wiegmann enclosure, NEMA 1/3R/3RX, 30 x 30 x 16in (HxWxD), wall mount, 304 stainless steel, No. 3 intermediate polished finish, screw cover, padlock hasp and staple. | from vendor up to 15 business days | 1523 | 1560
RSC303612 | Wiegmann enclosure, NEMA 1/3R, 36 x 30 x 12in (HxWxD), wall mount, carbon steel, ANSI 61 gray, powder coat finish, screw cover, padlock hasp and staple. | from vendor up to 0 business day | 503 | 515
RSC303612G | Wiegmann enclosure, NEMA 1/3R, 36 x 30 x 12in (HxWxD), wall mount, galvanized steel, screw cover, padlock hasp and staple. | from vendor up to 10 business days | 484 | 515
RSC303612NKSS | Wiegmann enclosure, NEMA 1/3R/3RX, 36 x 30 x 12in (HxWxD), wall mount, 304 stainless steel, No. 3 intermediate polished finish, screw cover, padlock hasp and staple. | from vendor up to 15 business days | 1534 | 1571
RSC363612 | Wiegmann enclosure, NEMA 1/3R, 36 x 36 x 12in (HxWxD), wall mount, carbon steel, ANSI 61 gray, powder coat finish, screw cover, padlock hasp and staple. | from vendor up to 0 business day | 636 | 651
RSC363612G | Wiegmann enclosure, NEMA 1/3R, 36 x 36 x 12in (HxWxD), wall mount, galvanized steel, screw cover, padlock hasp and staple. | from vendor up to 10 business days | 613 | 651
RSC363612NKSS | Wiegmann enclosure, NEMA 1/3R/3RX, 36 x 36 x 12in (HxWxD), wall mount, 304 stainless steel, No. 3 intermediate polished finish, screw cover, padlock hasp and staple. | from vendor up to 15 business days | 2136 | 2187
RSC363616 | Wiegmann enclosure, NEMA 1/3R, 36 x 36 x 16in (HxWxD), wall mount, carbon steel, ANSI 61 gray, powder coat finish, screw cover, padlock hasp and staple. | from vendor up to 5 business days | 644 | 659
RSC363616G | Wiegmann enclosure, NEMA 1/3R, 36 x 36 x 16in (HxWxD), wall mount, galvanized steel, screw cover, padlock hasp and staple. | from vendor up to 15 business days | 644 | 659
RSC363616NKSS | Wiegmann enclosure, NEMA 1/3R/3RX, 36 x 36 x 16in (HxWxD), wall mount, 304 stainless steel, No. 3 intermediate polished finish, screw cover, padlock hasp and staple. | from vendor up to 15 business days | 2616 | 2679
RSC364816 | Wiegmann enclosure, NEMA 1/3R, 48 x 36 x 16in (HxWxD), wall mount, carbon steel, ANSI 61 gray, powder coat finish, screw cover, padlock hasp and staple. | from vendor up to 15 business days | 805 | 824
RSC364816G | Wiegmann enclosure, NEMA 1/3R, 48 x 36 x 16in (HxWxD), wall mount, galvanized steel, screw cover, padlock hasp and staple. | from vendor up to 10 business days | 805 | 824
RSC364816NKSS | Wiegmann enclosure, NEMA 1/3R/3RX, 48 x 36 x 16in (HxWxD), wall mount, 304 stainless steel, No. 3 intermediate polished finish, screw cover, padlock hasp and staple. | from vendor up to 15 business days | 2703 | 2768
RSCG040412 | Wiegmann wiring trough, 4 x 4 x 12in (HxDxL), NEMA 1/3R, wall mount, with knockouts, carbon steel, ANSI 61 gray, powder coat finish, screw cover. | from vendor up to 0 business day | 58 | 64
RSCG040424 | Wiegmann wiring trough, 4 x 4 x 24in (HxDxL), NEMA 1/3R, wall mount, with knockouts, carbon steel, ANSI 61 gray, powder coat finish, screw cover. | from vendor up to 0 business day | 83 | 85
RSCG040436 | Wiegmann wiring trough, 4 x 4 x 36in (HxDxL), NEMA 1/3R, wall mount, with knockouts, carbon steel, ANSI 61 gray, powder coat finish, screw cover. | from vendor up to 0 business day | 108 | 118
RSCG040448 | Wiegmann wiring trough, 4 x 4 x 48in (HxDxL), NEMA 1/3R, wall mount, with knockouts, carbon steel, ANSI 61 gray, powder coat finish, screw cover. | from vendor up to 0 business day | 132 | 140
RSCG040460 | Wiegmann wiring trough, 4 x 4 x 60in (HxDxL), NEMA 1/3R, wall mount, with knockouts, carbon steel, ANSI 61 gray, powder coat finish, screw cover. | from vendor up to 0 business day | 157 | 161
RSCG060612 | Wiegmann wiring trough, 6 x 6 x 12in (HxDxL), NEMA 1/3R, wall mount, with knockouts, carbon steel, ANSI 61 gray, powder coat finish, screw cover. | from vendor up to 0 business day | 72 | 84
RSCG060624 | Wiegmann wiring trough, 6 x 6 x 24in (HxDxL), NEMA 1/3R, wall mount, with knockouts, carbon steel, ANSI 61 gray, powder coat finish, screw cover. | from vendor up to 0 business day | 113 | 115
RSCG060636 | Wiegmann wiring trough, 6 x 6 x 36in (HxDxL), NEMA 1/3R, wall mount, with knockouts, carbon steel, ANSI 61 gray, powder coat finish, screw cover. | from vendor up to 0 business day | 150 | 154
RSCG060648 | Wiegmann wiring trough, 6 x 6 x 48in (HxDxL), NEMA 1/3R, wall mount, with knockouts, carbon steel, ANSI 61 gray, powder coat finish, screw cover. | from vendor up to 0 business day | 187 | 191
RSCG060660 | Wiegmann wiring trough, 6 x 6 x 60in (HxDxL), NEMA 1/3R, wall mount, with knockouts, carbon steel, ANSI 61 gray, powder coat finish, screw cover. | from vendor up to 0 business day | 224 | 229
RSCG060672 | Wiegmann wiring trough, 6 x 6 x 72in (HxDxL), NEMA 1/3R, wall mount, with knockouts, carbon steel, ANSI 61 gray, powder coat finish, screw cover. | from vendor up to 0 business day | 260 | 267
RSCG080824 | Wiegmann wiring trough, 8 x 8 x 24in (HxDxL), NEMA 1/3R, wall mount, with knockouts, carbon steel, ANSI 61 gray, powder coat finish, screw cover. | from vendor up to 0 business day | 151 | 155
RSCG080836 | Wiegmann wiring trough, 8 x 8 x 36in (HxDxL), NEMA 1/3R, wall mount, with knockouts, carbon steel, ANSI 61 gray, powder coat finish, screw cover. | from vendor up to 0 business day | 202 | 207
RSCG080848 | Wiegmann wiring trough, 8 x 8 x 48in (HxDxL), NEMA 1/3R, wall mount, with knockouts, carbon steel, ANSI 61 gray, powder coat finish, screw cover. | from vendor up to 0 business day | 253 | 259
RSCG080860 | Wiegmann wiring trough, 8 x 8 x 60in (HxDxL), NEMA 1/3R, wall mount, with knockouts, carbon steel, ANSI 61 gray, powder coat finish, screw cover. | from vendor up to 0 business day | 305 | 312
RSCG080872 | Wiegmann wiring trough, 8 x 8 x 72in (HxDxL), NEMA 1/3R, wall mount, with knockouts, carbon steel, ANSI 61 gray, powder coat finish, screw cover. | from vendor up to 0 business day | 399 | 408
RT-11D | Koyo right angle bracket. For use with Koyo TRD-GK series encoders. Mounting hardware included. | Stock | 27.5 | 31.5
RTD0100-06-010-H | ProSense temperature sensor, Pt100 RTD, M12 probe, 160mm insertion length, 6mm probe diameter, stainless steel sheath, 4-pin M12 quick-disconnect. | Stock | 31 | 33.5
RTD0100-06-020-H | ProSense temperature sensor, Pt100 RTD, M12 probe, 260mm insertion length, 6mm probe diameter, stainless steel sheath, 4-pin M12 quick-disconnect. | Stock | 32.5 | 35
RTD0100-06-030-H | ProSense temperature sensor, Pt100 RTD, M12 probe, 360mm insertion length, 6mm probe diameter, stainless steel sheath, 4-pin M12 quick-disconnect. | Stock | 36 | 38.5
RTD0100-10-010-H | ProSense temperature sensor, Pt100 RTD, M12 probe, 160mm insertion length, 10mm probe diameter, stainless steel sheath, 4-pin M12 quick-disconnect. | Stock | 31 | 33.5
RTD1-25N-030-H | ProSense temperature sensor, Pt100 RTD, M12 probe, 30mm insertion length, 6mm probe diameter, stainless steel sheath, 1/4in male NPT process connection, 4-pin M12 quick-disconnect. | Stock | 59 | 63
RTD1-25N-050-H | ProSense temperature sensor, Pt100 RTD, M12 probe, 50mm insertion length, 6mm probe diameter, stainless steel sheath, 1/4in male NPT process connection, 4-pin M12 quick-disconnect. | Stock | 60 | 64
RTD1-25N-100-H | ProSense temperature sensor, Pt100 RTD, M12 probe, 100mm insertion length, 6mm probe diameter, stainless steel sheath, 1/4in male NPT process connection, 4-pin M12 quick-disconnect. | Stock | 61 | 65
RTD1-25N-150-H | ProSense temperature sensor, Pt100 RTD, M12 probe, 150mm insertion length, 6mm probe diameter, stainless steel sheath, 1/4in male NPT process connection, 4-pin M12 quick-disconnect. | Stock | 62 | 66
RTD1-50N-030-H | ProSense temperature sensor, Pt100 RTD, M12 probe, 30mm insertion length, 6mm probe diameter, stainless steel sheath, 1/2in male NPT process connection, 4-pin M12 quick-disconnect. | Stock | 61 | 65
RTD1-50N-050-H | ProSense temperature sensor, Pt100 RTD, M12 probe, 50mm insertion length, 6mm probe diameter, stainless steel sheath, 1/2in male NPT process connection, 4-pin M12 quick-disconnect. | Stock | 62 | 66
RTD1-50N-100-H | ProSense temperature sensor, Pt100 RTD, M12 probe, 100mm insertion length, 6mm probe diameter, stainless steel sheath, 1/2in male NPT process connection, 4-pin M12 quick-disconnect. | Stock | 63 | 67
RTD1-50N-150-H | ProSense temperature sensor, Pt100 RTD, M12 probe, 150mm insertion length, 6mm probe diameter, stainless steel sheath, 1/2in male NPT process connection, 4-pin M12 quick-disconnect. | Stock | 64 | 68
RTD180-12000 | AutomationDirect thermal overload relay, 80.0-120.0A adjustable, bi-metallic, pass through connection(s), panel mount. For use with GH15MT 79mm contactors. | Stock | 279 | 290
RTD180-18000 | AutomationDirect thermal overload relay, 120.0-180.0A adjustable, bi-metallic, pass through connection(s), panel mount. For use with GH15NT or GH15PT 110mm contactors. | Stock | 300 | 312
RTD180-9000 | AutomationDirect thermal overload relay, 60.0-90.0A adjustable, bi-metallic, pass through connection(s), panel mount. For use with GH15KT or GH15LT 79mm contactors. | Stock | 219 | 228
RTD1-B01L06-01 | ProSense temperature sensor, Pt100 RTD, bolt-on ring, brass sheath, #6-#10 (4mm-5mm) screw or bolt size process connection, 6ft 24 AWG wire leads. | Stock | 61 | 63
RTD1-B02L06-01 | ProSense temperature sensor, Pt100 RTD, bolt-on ring, brass sheath, #12, 1/4 to 5/16in (5mm to 8mm) screw or bolt size process connection, 6ft 24 AWG wire leads. | Stock | 66 | 69
RTD1-C04-03 | ProSense temperature sensor, Pt100 RTD, connection head spring-loaded probe, 4in insertion length, 1/4in probe diameter, stainless steel sheath, 1/2in male NPT process connection, aluminum screw cover head with terminals. | Stock | 82 | 85
RTD1-C04R-03 | ProSense temperature sensor, Pt100 RTD, spring-loaded replacement probe, 5in insertion length, 1/4in probe diameter, stainless steel sheath, 3in 24 AWG wire leads. | Stock | 42 | 43.5
RTD1-C06-01 | ProSense temperature sensor, Pt100 RTD, connection head probe, 6in insertion length, 1/4in probe diameter, stainless steel sheath, 1/2in male NPT process connection, aluminum screw cover head with terminals. | Stock | 79 | 82
RTD1-C06-02 | ProSense temperature sensor, Pt100 RTD, connection head probe, 6in insertion length, 1/4in probe diameter, stainless steel sheath, aluminum screw cover head with terminals. | Stock | 74 | 77
RTD1-C06-03 | ProSense temperature sensor, Pt100 RTD, connection head spring-loaded probe, 6in insertion length, 1/4in probe diameter, stainless steel sheath, 1/2in male NPT process connection, aluminum screw cover head with terminals. | Stock | 85 | 88
RTD1-C06R-03 | ProSense temperature sensor, Pt100 RTD, spring-loaded replacement probe, 7in insertion length, 1/4in probe diameter, stainless steel sheath, 3in 24 AWG wire leads. | Stock | 43 | 44.5
RTD1-C12-01 | ProSense temperature sensor, Pt100 RTD, connection head probe, 12in insertion length, 1/4in probe diameter, stainless steel sheath, 1/2in male NPT process connection, aluminum screw cover head with terminals. | Stock | 81 | 84
RTD1-C12-02 | ProSense temperature sensor, Pt100 RTD, connection head probe, 12in insertion length, 1/4in probe diameter, stainless steel sheath, aluminum screw cover head with terminals. | Stock | 76 | 79
RTD1-C12-03 | ProSense temperature sensor, Pt100 RTD, connection head spring-loaded probe, 12in insertion length, 1/4in probe diameter, stainless steel sheath, 1/2in male NPT process connection, aluminum screw cover head with terminals. | Stock | 88 | 92
RTD1-C12R-03 | ProSense temperature sensor, Pt100 RTD, spring-loaded replacement probe, 13in insertion length, 1/4in probe diameter, stainless steel sheath, 3in 24 AWG wire leads. | Stock | 45.5 | 47.5
RTD1-C18-01 | ProSense temperature sensor, Pt100 RTD, connection head probe, 18in insertion length, 1/4in probe diameter, stainless steel sheath, 1/2in male NPT process connection, aluminum screw cover head with terminals. | Stock | 84 | 87
RTD1-C18-02 | ProSense temperature sensor, Pt100 RTD, connection head probe, 18in insertion length, 1/4in probe diameter, stainless steel sheath, aluminum screw cover head with terminals. | Stock | 79 | 82
RTD1-D08L10-01 | ProSense temperature sensor, Pt100 RTD, spring adjustable immersion probe, 1/4in insertion length, 3/16in probe diameter, stainless steel sheath, bayonet cap process connection, 10ft 24 AWG wire leads. | Stock | 49.5 | 51
RTD1-F06L06-01 | ProSense temperature sensor, Pt100 RTD, flange mount probe, 6in insertion length, 1/4in probe diameter, stainless steel sheath, mounting flange process connection, 6ft 24 AWG wire leads. | Stock | 74.75
RTD1-F12L06-01 | ProSense temperature sensor, Pt100 RTD, flange mount probe, 12in insertion length, 1/4in probe diameter, stainless steel sheath, mounting flange process connection, 6ft 24 AWG wire leads. | Stock | 76.5
RTD1-F18L06-01 | ProSense temperature sensor, Pt100 RTD, flange mount probe, 18in insertion length, 1/4in probe diameter, stainless steel sheath, mounting flange process connection, 6ft 24 AWG wire leads. | Stock | 78.5
RTD1-H04L01-02 | ProSense temperature sensor, Pt100 RTD, hex nipple spring-loaded probe, 4in insertion length, 1/4in probe diameter, stainless steel sheath, 1/2in male NPT process connection, 1/2in male NPT with 3in 24 AWG wire leads. | Stock | 66 | 69
RTD1-H06L01-01 | ProSense temperature sensor, Pt100 RTD, hex nipple probe, 6in insertion length, 1/4in probe diameter, stainless steel sheath, 1/2in male NPT process connection, 1/2in male NPT with 3in 24 AWG wire leads. | Stock | 61 | 63
RTD1-H06L01-02 | ProSense temperature sensor, Pt100 RTD, hex nipple spring-loaded probe, 6in insertion length, 1/4in probe diameter, stainless steel sheath, 1/2in male NPT process connection, 1/2in male NPT with 3in 24 AWG wire leads. | Stock | 70 | 73
RTD1-H12L01-01 | ProSense temperature sensor, Pt100 RTD, hex nipple probe, 12in insertion length, 1/4in probe diameter, stainless steel sheath, 1/2in male NPT process connection, 1/2in male NPT with 3in 24 AWG wire leads. | Stock | 65 | 68
RTD1-H12L01-02 | ProSense temperature sensor, Pt100 RTD, hex nipple spring-loaded probe, 12in insertion length, 1/4in probe diameter, stainless steel sheath, 1/2in male NPT process connection, 1/2in male NPT with 3in 24 AWG wire leads. | Stock | 75 | 78
RTD1-H18L01-01 | ProSense temperature sensor, Pt100 RTD, hex nipple probe, 18in insertion length, 1/4in probe diameter, stainless steel sheath, 1/2in male NPT process connection, 1/2in male NPT with 3in 24 AWG wire leads. | Stock | 70 | 73
RTD1-HT34-01 | ProSense temperature sensor, Pt100 RTD, heat trace probe, stainless steel sheath, aluminum screw cover head with terminals. | Stock | 81
RTD1-MB3T00-01 | ProSense temperature sensor, Pt100 RTD, melt bolt probe, 3in bolt length, flush tip, stainless steel sheath, 1/2-20 UNF process connection, 6in lead wire extension with 3-pin standard size plug. | Stock | 80
RTD1-MB3T14-01 | ProSense temperature sensor, Pt100 RTD, melt bolt probe, 3in bolt length, 1/4in tip, stainless steel sheath, 1/2-20 UNF process connection, 6in lead wire extension with 3-pin standard size plug. | Stock | 80
RTD1-MB3T18-01 | ProSense temperature sensor, Pt100 RTD, melt bolt probe, 3in bolt length, 1/8in tip, stainless steel sheath, 1/2-20 UNF process connection, 6in lead wire extension with 3-pin standard size plug. | Stock | 80
RTD1-MB6T00-01 | ProSense temperature sensor, Pt100 RTD, melt bolt probe, 6in bolt length, flush tip, stainless steel sheath, 1/2-20 UNF process connection, 6in lead wire extension with 3-pin standard size plug. | Stock | 87
RTD1-MB6T14-01 | ProSense temperature sensor, Pt100 RTD, melt bolt probe, 6in bolt length, 1/4in tip, stainless steel sheath, 1/2-20 UNF process connection, 6in lead wire extension with 3-pin standard size plug. | Stock | 87
RTD1-MB6T18-01 | ProSense temperature sensor, Pt100 RTD, melt bolt probe, 6in bolt length, 1/8in tip, stainless steel sheath, 1/2-20 UNF process connection, 6in lead wire extension with 3-pin standard size plug. | Stock | 87
RTD1-N38P14-01 | ProSense temperature sensor, Pt100 RTD, threaded bolt sensor, 3/8in bolt length, 3/16in tip, stainless steel sheath, 1/4-28 UNF process connection, 6ft 24 AWG wire leads. | Stock | 60.5
RTD1-P06-01 | ProSense temperature sensor, Pt100 RTD, attached plug probe, 6in insertion length, 1/4in probe diameter, stainless steel sheath, 3-pin standard size plug. | Stock | 48.5 | 50
RTD1-P12-01 | ProSense temperature sensor, Pt100 RTD, attached plug probe, 12in insertion length, 1/4in probe diameter, stainless steel sheath, 3-pin standard size plug. | Stock | 52 | 54
RTD1-P18-01 | ProSense temperature sensor, Pt100 RTD, attached plug probe, 18in insertion length, 1/4in probe diameter, stainless steel sheath, 3-pin standard size plug. | Stock | 55 | 57
RTD1-R01-01 | ProSense temperature sensor, Pt100 RTD, room sensor, plastic ventilated housing, metal wall mounting subplate process connection, terminal strip. | Stock | 28.5 | 29.5
RTD1-S02L06-01 | ProSense temperature sensor, Pt100 RTD, spade sensor, flexible polyimide with adhesive tape backing, 6ft 24 AWG wire leads. | Stock | 48
RTD1-S04-01 | ProSense temperature sensor, Pt100 RTD, sanitary connection probe, 4in insertion length, 1/4in probe diameter, stainless steel sheath, 1-1/2in sanitary tri-clamp process connection, white polypropylene screw cover head with terminals. | Stock | 102 | 106
RTD1-S04-02 | ProSense temperature sensor, Pt100 RTD, sanitary connection probe, 4in insertion length, 1/4in probe diameter, stainless steel sheath, 2in sanitary tri-clamp process connection, white polypropylene screw cover head with terminals. | Stock | 106 | 110
RTD1-S04-03 | ProSense temperature sensor, Pt100 RTD, sanitary connection probe, 4in insertion length, 3/8in reduced to 3/16in probe diameter, stainless steel sheath, 1-1/2in sanitary tri-clamp process connection. | Stock | 129 | 134
RTD1-S04-04 | ProSense temperature sensor, Pt100 RTD, sanitary connection probe, 4in insertion length, 3/8in reduced to 3/16in probe diameter, stainless steel sheath, 2in sanitary tri-clamp process connection, white polypropylene screw cover head with terminals. | Stock | 130 | 135
RTD1-S15-030-H | ProSense temperature sensor, Pt100 RTD, sanitary connection probe, 30mm insertion length, 6mm probe diameter, stainless steel sheath, 1-1/2in sanitary tri-clamp process connection, 4-pin M12 quick-disconnect. | Stock | 94 | 100
RTD1-S15-050-H | ProSense temperature sensor, Pt100 RTD, sanitary connection probe, 50mm insertion length, 6mm probe diameter, stainless steel sheath, 1-1/2in sanitary tri-clamp process connection, 4-pin M12 quick-disconnect. | Stock | 95 | 101
RTD1-S15-100-H | ProSense temperature sensor, Pt100 RTD, sanitary connection probe, 100mm insertion length, 6mm probe diameter, stainless steel sheath, 1-1/2in sanitary tri-clamp process connection, 4-pin M12 quick-disconnect. | Stock | 96 | 103
RTD1-S15-150-H | ProSense temperature sensor, Pt100 RTD, sanitary connection probe, 150mm insertion length, 6mm probe diameter, stainless steel sheath, 1-1/2in sanitary tri-clamp process connection, 4-pin M12 quick-disconnect. | Stock | 97 | 104
RTD1-T06L06-01 | ProSense temperature sensor, Pt100 RTD, lead wire transition probe, 6in insertion length, 1/4in probe diameter, stainless steel sheath, 6ft 24 AWG wire leads. | Stock | 57 | 59
RTD1-T12L06-01 | ProSense temperature sensor, Pt100 RTD, lead wire transition probe, 12in insertion length, 1/4in probe diameter, stainless steel sheath, 6ft 24 AWG wire leads. | Stock | 59 | 61
RTD1-T18L06-01 | ProSense temperature sensor, Pt100 RTD, lead wire transition probe, 18in insertion length, 1/4in probe diameter, stainless steel sheath, 6ft 24 AWG wire leads. | Stock | 65 | 68
RTD1-V24L06-01 | ProSense temperature sensor, Pt100 RTD, cuttable probe, 24in insertion length, 1/4in probe diameter, stainless steel sheath, 2ft 24 AWG wire leads. | Stock | 53
RTD320-21600 | AutomationDirect thermal overload relay, 144.0-216.0A adjustable, bi-metallic, pass through connection(s), panel mount. For use with GH15RT, GH15ST, or GH15TT 145mm contactors. | Stock | 347 | 361
RTD320-32000 | AutomationDirect thermal overload relay, 216.0-320.0A adjustable, bi-metallic, pass through connection(s), panel mount. For use with GH15ST or GH15TT 145mm contactors. | Stock | 347 | 361
RTD32-1100 | AutomationDirect thermal overload relay, 8.0-11.0A adjustable, bi-metallic, direct mount power connection(s), DIN rail mount. For use with GH15BN or GH15CN 45mm contactors. | Stock | 68 | 71
RTD32-120 | AutomationDirect thermal overload relay, 0.8-1.2A adjustable, bi-metallic, direct mount power connection(s), DIN rail mount. For use with GH15BN 45mm contactors. | Stock | 68 | 71
RTD32-1400 | AutomationDirect thermal overload relay, 10.0-14.0A adjustable, bi-metallic, direct mount power connection(s), DIN rail mount. For use with GH15DN or GH15CN 45mm contactors. | Stock | 73 | 76
RTD32-180 | AutomationDirect thermal overload relay, 1.2-1.8A adjustable, bi-metallic, direct mount power connection(s), DIN rail mount. For use with GH15BN 45mm contactors. | Stock | 68 | 71
RTD32-1800 | AutomationDirect thermal overload relay, 13.0-18.0A adjustable, bi-metallic, direct mount power connection(s), DIN rail mount. For use with GH15DN or GH15ET 45mm contactors. | Stock | 73 | 76
RTD32-2400 | AutomationDirect thermal overload relay, 17.0-24.0A adjustable, bi-metallic, direct mount power connection(s), DIN rail mount. For use with GH15ET 45mm contactors. | Stock | 73 | 76
RTD32-270 | AutomationDirect thermal overload relay, 1.8-2.7A adjustable, bi-metallic, direct mount power connection(s), DIN rail mount. For use with GH15BN 45mm contactors. | Stock | 68 | 71
RTD32-3200 | AutomationDirect thermal overload relay, 23.0-32.0A adjustable, bi-metallic, direct mount power connection(s), DIN rail mount. For use with GH15ET or GH15FT 45mm contactors. | Stock | 86 | 89
RTD32-400 | AutomationDirect thermal overload relay, 2.7-4.0A adjustable, bi-metallic, direct mount power connection(s), DIN rail mount. For use with GH15BN 45mm contactors. | Stock | 68 | 71
RTD32-60 | AutomationDirect thermal overload relay, 0.4-0.6A adjustable, bi-metallic, direct mount power connection(s), DIN rail mount. For use with GH15BN 45mm contactors. | Stock | 68 | 71
RTD32-600 | AutomationDirect thermal overload relay, 4.0-6.0A adjustable, bi-metallic, direct mount power connection(s), DIN rail mount. For use with GH15BN 45mm contactors. | Stock | 68 | 71
RTD32-90 | AutomationDirect thermal overload relay, 0.6-0.9A adjustable, bi-metallic, direct mount power connection(s), DIN rail mount. For use with GH15BN 45mm contactors. | Stock | 68 | 71
RTD32-900 | AutomationDirect thermal overload relay, 6.0-9.0A adjustable, bi-metallic, direct mount power connection(s), DIN rail mount. For use with GH15BN 45mm contactors. | Stock | 68 | 71
RTD65-2800 | AutomationDirect thermal overload relay, 20.0-28.0A adjustable, bi-metallic, direct mount power connection(s). For use with GH15GT 60mm contactors. | Stock | 125 | 130
RTD65-4200 | AutomationDirect thermal overload relay, 28.0-42.0A adjustable, bi-metallic, direct mount power connection(s). For use with GH15GT or GH15HT 60mm contactors. | Stock | 125 | 130
RTD65-5200 | AutomationDirect thermal overload relay, 40.0-52.0A adjustable, bi-metallic, direct mount power connection(s). For use with GH15HT or GH15JT 60mm contactors. | Stock | 156 | 162
RTD65-6500 | AutomationDirect thermal overload relay, 52.0-65.0A adjustable, bi-metallic, direct mount power connection(s). For use with GH15JT 60mm contactors. | Stock | 156 | 162
RTD-SJ | ProSense 3-pin RTD connector, standard round pin jack, 400 deg F (200 deg C), glass filled thermoplastic body, white, copper pins, 32 AWG to 14 AWG wire size range. | Stock | 9.75 | 10
RTD-SP | ProSense 3-pin RTD connector, standard round pin plug, 400 deg. F (200 deg. C), glass filled thermoplastic body, white, copper pins, 32 AWG to 14 AWG wire size range. | Stock | 7.75 | 8
RTDTW-06-010-50N | ProSense thermowell, 1/4in female NPT probe connection, 1/2in male NPT process connection, 316 stainless steel body, 113mm overall length, 7mm bore. | Stock | 30 | 32.5
RTDTW-06-020-50N | ProSense thermowell, 1/4in female NPT probe connection, 1/2in male NPT process connection, 316 stainless steel body, 213mm overall length, 7mm bore. | Stock | 32.5 | 35
RTDTW-06-030-50N | ProSense thermowell, 1/4in female NPT probe connection, 1/2in male NPT process connection, 316 stainless steel body, 313mm overall length, 7mm bore. | Stock | 36 | 38.5
RTDTW-10-010-50N | ProSense thermowell, 1/2in female NPT probe connection, 1/2in male NPT process connection, 316 stainless steel body, 92mm overall length, 11mm bore. | Stock | 30 | 32.5
RTDW-22-1U-P-1 | TE Wire & Cable RTD extension wire, 3 conductors, 22 AWG, PVC conductor insulation material, (1) white and (2) red, unshielded, PVC jacket, white, cut to length. | Stock | 0.23 | 0.29193
RTDW-24-1S-F-1 | TE Wire & Cable RTD extension wire, 3 conductors, 24 AWG, FEP Teflon conductor insulation material, (1) white and (2) red, shielded, FEP Teflon jacket, white, cut to length. | Stock | 0.72 | 0.91268
RU-075D | Koyo encoder coupling, 6mm bore, aluminum alloy body, setscrew. For use with Koyo TRD-S series encoders. | Stock | 47 | 53.5
RU-100D | Koyo encoder coupling, 10mm bore, aluminum alloy body, setscrew. For use with Koyo TRD-GK series encoders. | Stock | 46 | 52.5
RV2-4916 | Trumeter electromechanical counter, 4mm 6-digit analog, 120 VAC input, rectangular 2-hole mount/4-hole mount base mount, (2) 11in 22 AWG pigtails. | Stock | 22
RV8-4916D | Trumeter electromechanical counter, 4mm 6-digit analog, 24 VDC input, rectangular 2-hole mount/4-hole mount base mount, (2) 11in 22 AWG pigtails. | Stock | 21.5
RV9-4916D | Trumeter electromechanical counter, 4mm 6-digit analog, 12 VDC input, rectangular 2-hole mount/4-hole mount base mount, (2) 11in 22 AWG pigtails. | Stock | 21.5
RW17-1D3-C063 | WEG Electric thermal overload relay, 0.4-0.63A adjustable, bi-metallic, direct mount power connection(s). For use with CWC07 through CWC016 series miniature contactors. | Stock | 18.5 | 19.5
RW17-1D3-D004 | WEG Electric thermal overload relay, 0.28-0.4A adjustable, bi-metallic, direct mount power connection(s). For use with CWC07 through CWC016 series miniature contactors. | Stock | 18.5 | 19.5
RW17-1D3-D008 | WEG Electric thermal overload relay, 0.56-0.8A adjustable, bi-metallic, direct mount power connection(s). For use with CWC07 through CWC016 series miniature contactors. | Stock | 18.5 | 19.5
RW17-1D3-D012 | WEG Electric thermal overload relay, 0.8-1.2A adjustable, bi-metallic, direct mount power connection(s). For use with CWC07 through CWC016 series miniature contactors. | Stock | 18.5 | 19.5
RW17-1D3-D018 | WEG Electric thermal overload relay, 1.2-1.8A adjustable, bi-metallic, direct mount power connection(s). For use with CWC07 through CWC016 series miniature contactors. | Stock | 18.5 | 19.5
RW17-1D3-D028 | WEG Electric thermal overload relay, 1.8-2.8A adjustable, bi-metallic, direct mount power connection(s). For use with CWC07 through CWC016 series miniature contactors. | Stock | 18.5 | 19.5
RW17-1D3-D063 | WEG Electric thermal overload relay, 4.0-6.3A Adjustable, bi-metallic, direct mount power connection(s). For use with CWC07 through CWC016 series miniature contactors. | Stock | 19 | 20
RW17-1D3-D125 | WEG Electric thermal overload relay, 8.0-12.0A adjustable, bi-metallic, direct mount power connection(s). For use with CWC07 through CWC016 series miniature contactors. | Stock | 19 | 20
RW17-1D3-U004 | WEG Electric thermal overload relay, 2.8-4.0A Adjustable, bi-metallic, direct mount power connection(s). For use with CWC07 through CWC016 series miniature contactors. | Stock | 18.5 | 19.5
RW17-1D3-U008 | WEG Electric thermal overload relay, 5.6-8.0A Adjustable, bi-metallic, direct mount power connection(s). For use with CWC07 through CWC016 series miniature contactors. | Stock | 19 | 20
RW17-1D3-U010 | WEG Electric thermal overload relay, 7.0-10.0A Adjustable, bi-metallic, direct mount power connection(s). For use with CWC07 through CWC016 series miniature contactors. | Stock | 19 | 20
RW17-1D3-U015 | WEG Electric thermal overload relay, 10.0-15.0A adjustable, bi-metallic, direct mount power connection(s). For use with CWC07 through CWC016 series miniature contactors. | Stock | 19 | 20
RW17-1D3-U017 | WEG Electric thermal overload relay, 11.0-17.0A adjustable, bi-metallic, direct mount power connection(s). For use with CWC07 through CWC016 series miniature contactors. | Stock | 19 | 20
RW17-2D3-D125 | WEG Electric thermal overload relay, 8.0-12.5A Adjustable, bi-metallic, direct mount power connection(s). For use with CWC025 series miniature contactors. | Stock | 19 | 20
RW17-2D3-U010 | WEG Electric thermal overload relay, 7.0-10.0A Adjustable, bi-metallic, direct mount power connection(s). For use with CWC025 series miniature contactors. | Stock | 19 | 20
RW17-2D3-U015 | WEG Electric thermal overload relay, 10.0-15.0A adjustable, bi-metallic, direct mount power connection(s). For use with CWC025 series miniature contactors. | Stock | 19 | 20
RW17-2D3-U017 | WEG Electric thermal overload relay, 11.0-17.0A adjustable, bi-metallic, direct mount power connection(s). For use with CWC025 series miniature contactors. | Stock | 19 | 20
RW17-2D3-U023 | WEG Electric thermal overload relay, 15.0-23.0A adjustable, bi-metallic, direct mount power connection(s). For use with CWC025 series miniature contactors. | Stock | 19 | 20
RW17-2D3-U032 | WEG Electric thermal overload relay, 22.0-32.0A adjustable, bi-metallic, direct mount power connection(s). For use with CWC025 series miniature contactors. | Stock | 19 | 20
RW27-2D3-D008 | WEG Electric thermal overload relay, 0.56-0.8A adjustable, bi-metallic, direct mount power connection(s). For use with CWB9 to CWB38 series contactors. | Stock | 26 | 27.5
RW27-2D3-D012 | WEG Electric thermal overload relay, 0.8-1.2A adjustable, bi-metallic, direct mount power connection(s). For use with CWB9 to CWB38 series contactors. | Stock | 26 | 27.5
RW27-2D3-D018 | WEG Electric thermal overload relay, 1.2-1.8A adjustable, bi-metallic, direct mount power connection(s). For use with CWB9 to CWB38 series contactors. | Stock | 26 | 27.5
RW27-2D3-D028 | WEG Electric thermal overload relay, 1.8-2.8A adjustable, bi-metallic, direct mount power connection(s). For use with CWB9 to CWB38 series contactors. | Stock | 26 | 27.5
RW27-2D3-D063 | WEG Electric thermal overload relay, 4.0-6.3A Adjustable, bi-metallic, direct mount power connection(s). For use with CWB9 to CWB38 series contactors. | Stock | 26 | 27.5
RW27-2D3-D125 | WEG Electric thermal overload relay, 8.0-12.5A Adjustable, bi-metallic, direct mount power connection(s). For use with CWB9 to CWB38 series contactors. | Stock | 26 | 27.5
RW27-2D3-U004 | WEG Electric thermal overload relay, 2.8-4.0A Adjustable, bi-metallic, direct mount power connection(s). For use with CWB9 to CWB38 series contactors. | Stock | 26 | 27.5
RW27-2D3-U008 | WEG Electric thermal overload relay, 5.6-8.0A Adjustable, bi-metallic, direct mount power connection(s). For use with CWB9 to CWB38 series contactors. | Stock | 26 | 27.5
RW27-2D3-U010 | WEG Electric thermal overload relay, 7.0-10.0A Adjustable, bi-metallic, direct mount power connection(s). For use with CWB9 to CWB38 series contactors. | Stock | 26 | 27.5
RW27-2D3-U017 | WEG Electric thermal overload relay, 11.0-17.0A adjustable, bi-metallic, direct mount power connection(s). For use with CWB9 to CWB38 series contactors. | Stock | 26 | 27.5
RW27-2D3-U023 | WEG Electric thermal overload relay, 15.0-23.0A adjustable, bi-metallic, direct mount power connection(s). For use with CWB9 to CWB38 series contactors. | Stock | 26 | 27.5
RW27-2D3-U032 | WEG Electric thermal overload relay, 22.0-32.0A adjustable, bi-metallic, direct mount power connection(s). For use with CWB9 to CWB38 series contactors. | Stock | 26 | 27.5
RW27-2D3-U040 | WEG Electric thermal overload relay, 32.0-40.0A adjustable, bi-metallic, direct mount power connection(s). For use with CWB9 to CWB38 series contactors. | Stock | 30 | 31.5
RW67-5D3-U040 | WEG Electric thermal overload relay, 25.0-40.0A adjustable, bi-metallic, direct mount power connection(s). For use with CWB40 to CWB80 series contactors. | Stock | 49.5 | 52
RW67-5D3-U050 | WEG Electric thermal overload relay, 32.0-50.0A adjustable, bi-metallic, direct mount power connection(s). For use with CWB40 to CWB80 series contactors. | Stock | 49.5 | 52
RW67-5D3-U057 | WEG Electric thermal overload relay, 40.0-57.0A adjustable, bi-metallic, direct mount power connection(s). For use with CWB40 to CWB80 series contactors. | Stock | 49.5 | 52
RW67-5D3-U063 | WEG Electric thermal overload relay, 50.0-63.0A adjustable, bi-metallic, direct mount power connection(s). For use with CWB40 to CWB80 series contactors. | Stock | 49.5 | 52
RW67-5D3-U070 | WEG Electric thermal overload relay, 57.0-70.0A adjustable, bi-metallic, direct mount power connection(s). For use with CWB40 to CWB80 series contactors. | Stock | 58 | 61
RW67-5D3-U080 | WEG Electric thermal overload relay, 63.0-80.0A adjustable, bi-metallic, direct mount power connection(s). For use with CWB40 to CWB80 series contactors. | Stock | 58 | 61
RWB40E-3-A4U002 | WEG Electric electronic overload relay, 0.4-2.0A adjustable, solid state, direct mount power connection(s). For use with CWB9 to CWB38 series contactors. | Stock | 48 | 51
RWB40E-3-A4U008 | WEG Electric electronic overload relay, 1.6-8.0A adjustable, solid state, direct mount power connection(s). For use with CWB9 to CWB38 series contactors. | Stock | 48 | 51
RWB40E-3-A4U025 | WEG Electric electronic overload relay, 5.0-25.0A adjustable, solid state, direct mount power connection(s). For use with CWB9 to CWB38 series contactors. | Stock | 48 | 51
RWB40E-3-A4U040 | WEG Electric electronic overload relay, 8.0-40.0A adjustable, solid state, direct mount power connection(s). For use with CWB9 to CWB38 series contactors. | Stock | 75 | 79
RZ4N | Fuji Electric terminal guard, package of 10. For use with RS series relays. | Stock | 18.5 | 19
S101024ATNK | Wiegmann wiring trough, 10 x 10 x 24in (HxDxL), NEMA 1, corner mount, carbon steel, ANSI 61 gray, powder coat finish, screw cover. | from vendor up to 7 business days | 335 | 343
S101036ATNK | Wiegmann wiring trough, 10 x 10 x 36in (HxDxL), NEMA 1, corner mount, carbon steel, ANSI 61 gray, powder coat finish, screw cover. | from vendor up to 7 business days | 382 | 391
S101048ATNK | Wiegmann wiring trough, 10 x 10 x 48in (HxDxL), NEMA 1, corner mount, carbon steel, ANSI 61 gray, powder coat finish, screw cover. | from vendor up to 7 business days | 380 | 389
S1020SOLUS | Southwire wire stripper/cutters, for cutting wire and stripping wire, beveled cutting edges, 6in overall length, padded comfort grip handles. | Stock | 11.75 | 12
S121224ATNK | Wiegmann wiring trough, 12 x 12 x 24in (HxDxL), NEMA 1, corner mount, carbon steel, ANSI 61 gray, powder coat finish, screw cover. | from vendor up to 7 business days | 413 | 423
S121236ATNK | Wiegmann wiring trough, 12 x 12 x 36in (HxDxL), NEMA 1, corner mount, carbon steel, ANSI 61 gray, powder coat finish, screw cover. | from vendor up to 7 business days | 642 | 657
S121248ATNK | Wiegmann wiring trough, 12 x 12 x 48in (HxDxL), NEMA 1, corner mount, carbon steel, ANSI 61 gray, powder coat finish, screw cover. | from vendor up to 7 business days | 745 | 763
S121260ATNK | Wiegmann wiring trough, 12 x 12 x 60in (HxDxL), NEMA 1, corner mount, carbon steel, ANSI 61 gray, powder coat finish, screw cover. | from vendor up to 7 business days | 794 | 813
S33552110-03108F1 | Patlite 3-tier center screw, zinc plated steel, zinc plated finish. For use with ME and MES series signal towers. | Stock | 6.75 | 7
S33552110-03138F1 | Patlite 4-tier center screw, zinc plated steel, zinc plated finish. For use with ME and MES series signal towers. | Stock | 6.75 | 7
S33552110-0346F1 | Patlite 1-tier center screw, zinc plated steel, zinc plated finish. For use with ME and MES series signal towers. | Stock | 5.5 | 5.75
S33552110-0376F1 | Patlite 2-tier center screw, zinc plated steel, zinc plated finish. For use with ME and MES series signal towers. | Stock | 6.75 | 7
S33552120-03125F1 | Patlite 3-tier center screw, zinc plated steel, zinc plated finish. For use with MP and MPS series signal towers. | Stock | 6.75 | 7
S33552120-03160F1 | Patlite 4-tier center screw, zinc plated steel, zinc plated finish. For use with MP and MPS series signal towers. | Stock | 6.75 | 7
S33552120-0355F1 | Patlite 1-tier center screw, zinc plated steel, zinc plated finish. For use with MP and MPS series signal towers. | Stock | 5.5 | 5.75
S33552120-0390F1 | Patlite 2-tier center screw, zinc plated steel, zinc plated finish. For use with MP and MPS series signal towers. | Stock | 5.5 | 5.75
S-3B | ReeR safety light curtain, sender/receiver pair, access control, 24 VDC, 400mm resolution, 810mm protected height, 0-12m operating distance, safety category Type 4, IP65 IP67, (1) 5-pin and (1) 8-pin M12 quick-disconnect. | Stock | 738
S-3B-TRX | ReeR safety light curtain, active/passive pair, access control, 24 VDC, 400mm resolution, 810mm protected height, 0-8m operating distance, safety category Type 4, IP65 IP67, (1) 8-pin M12 quick-disconnect. | Stock | 738 | 768
S40 | Bryant 40lb tension spring, 3/4in diameter, 8.25in length, maximum deflection 2.75in at 40lbs (178N/6.67cm). Can be used with bus drop support grips to help reduce tension and prevent pullouts. | Stock | 5.25 | 5.75
S-4B | ReeR safety light curtain, sender/receiver pair, access control, 24 VDC, 300mm resolution, 910mm protected height, 0-12m operating distance, safety category Type 4, IP65 IP67, (1) 5-pin and (1) 8-pin M12 quick-disconnect. | Stock | 796 | 828
S-4B-TRX | ReeR safety light curtain, active/passive pair, access control, 24 VDC, 300mm resolution, 910mm protected height, 0-8m operating distance, safety category Type 4, IP65 IP67, (1) 8-pin M12 quick-disconnect. | Stock | 796 | 828
S50010-R | Bussmann fuse, S500 series, small dimension, fast-acting, 10A, 250 VAC, glass tube. Package of 5. Supplemental, electronic protection applications. Manufacturer part number: S500-10-R. | Stock | 9.5 | 10
S5001-6-R | Bussmann fuse, S500 series, small dimension, fast-acting, 1.6A, 250 VAC, glass tube. Package of 5. Supplemental, electronic protection applications. Manufacturer part number: S500-1.6-R. | Stock | 9 | 9.25
S5001-R | Bussmann fuse, S500 series, small dimension, fast-acting, 1A, 250 VAC, glass tube. Package of 5. Supplemental, electronic protection applications. Manufacturer part number: S500-1-R. | Stock | 9 | 9.25
S5002-R | Bussmann fuse, S500 series, small dimension, fast-acting, 2A, 250 VAC, glass tube. Package of 5. Supplemental, electronic protection applications. Manufacturer part number: S500-2-R. | Stock | 9 | 9.25
S5003-15-R | Bussmann fuse, S500 series, small dimension, fast-acting, 3.15A, 250 VAC, glass tube. Package of 5. Supplemental, electronic protection applications. Manufacturer part number: S500-3.15-R. | Stock | 9 | 9.25
S500-32-R | Bussmann fuse, S500 series, small dimension, fast-acting, 0.032A, 250 VAC, glass tube. Package of 5. Supplemental, electronic protection applications. Manufacturer part number: S500-32-R. | Stock | 14.75 | 15.5
S5004-R | Bussmann fuse, S500 series, small dimension, fast-acting, 4A, 250 VAC, glass tube. Package of 5. Supplemental, electronic protection applications. Manufacturer part number: S500-4-R. | Stock | 9 | 9.25
S500-5-R | Bussmann fuse, S500 series, small dimension, fast-acting, 0.5A, 250 VAC, glass tube. Package of 5. Supplemental, electronic protection applications. Manufacturer part number: S500-500-R. | Stock | 9 | 9.25
S5005-R | Bussmann fuse, S500 series, small dimension, fast-acting, 5A, 250 VAC, glass tube. Package of 5. Supplemental, electronic protection applications. Manufacturer part number: S500-5-R. | Stock | 9 | 9.25
S5006-3-R | Bussmann fuse, S500 series, small dimension, fast-acting, 6.3A, 250 VAC, glass tube. Package of 5. Supplemental, electronic protection applications. Manufacturer part number: S500-6.3-R. | Stock | 9 | 9.25
S5008-R | Bussmann fuse, S500 series, small dimension, fast-acting, 8A, 250 VAC, glass tube. Package of 5. Supplemental, electronic protection applications. Manufacturer part number: S500-8-R. | Stock | 9.5 | 10
S5061-6-R | Bussmann fuse, S506 series, small dimension, time-delay, 1.6A, 250 VAC, glass tube. Package of 5. Supplemental, electronic protection applications. Manufacturer part number: S506-1.6-R. | Stock | 10.75 | 11
S5061-R | Bussmann fuse, S506 series, small dimension, time-delay, 1A, 250 VAC, glass tube. Package of 5. Supplemental, electronic protection applications. Manufacturer part number: S506-1-R. | Stock | 10.75 | 11
S506-25-R | Bussmann fuse, S506 series, small dimension, time-delay, 0.25A, 250 VAC, glass tube. Package of 5. Supplemental, electronic protection applications. Manufacturer part number: S506-250-R. | Stock | 11 | 11.5
S5062-5-R | Bussmann fuse, S506 series, small dimension, time-delay, 2.5A, 250 VAC, glass tube. Package of 5. Supplemental, electronic protection applications. Manufacturer part number: S506-2.5-R. | Stock | 10.75 | 11
S5062-R | Bussmann fuse, S506 series, small dimension, time-delay, 2A, 250 VAC, glass tube. Package of 5. Supplemental, electronic protection applications. Manufacturer part number: S506-2-R. | Stock | 10.75 | 11
S5063-15-R | Bussmann fuse, S506 series, small dimension, time-delay, 3.15A, 250 VAC, glass tube. Package of 5. Supplemental, electronic protection applications. Manufacturer part number: S506-3.15-R. | Stock | 10.75 | 11
S5064-R | Bussmann fuse, S506 series, small dimension, time-delay, 4A, 250 VAC, glass tube. Package of 5. Supplemental, electronic protection applications. Manufacturer part number: S506-4-R. | Stock | 10.75 | 11
S506-5-R | Bussmann fuse, S506 series, small dimension, time-delay, 0.5A, 250 VAC, glass tube. Package of 5. Supplemental, electronic protection applications. Manufacturer part number: S506-500-R. | Stock | 10.75 | 11
S5065-R | Bussmann fuse, S506 series, small dimension, time-delay, 5A, 250 VAC, glass tube. Package of 5. Supplemental, electronic protection applications. Manufacturer part number: S506-5-R. | Stock | 10.75 | 11
S5066-3-R | Bussmann fuse, S506 series, small dimension, time-delay, 6.3A, 250 VAC, glass tube. Package of 5. Supplemental, electronic protection applications. Manufacturer part number: S506-6.3-R. | Stock | 12.25 | 12.5
S6624AT | Wiegmann wiring trough, 6 x 6 x 24in (HxDxL), NEMA 1, corner mount, with knockouts, carbon steel, ANSI 61 gray, powder coat finish, screw cover. | from vendor up to 7 business days | 169 | 173
S6624ATNK | Wiegmann wiring trough, 6 x 6 x 24in (HxDxL), NEMA 1, corner mount, carbon steel, ANSI 61 gray, powder coat finish, screw cover. | from vendor up to 7 business days | 168 | 172
S6636AT | Wiegmann wiring trough, 6 x 6 x 36in (HxDxL), NEMA 1, corner mount, with knockouts, carbon steel, ANSI 61 gray, powder coat finish, screw cover. | from vendor up to 7 business days | 210 | 215
S6636ATNK | Wiegmann wiring trough, 6 x 6 x 36in (HxDxL), NEMA 1, corner mount, carbon steel, ANSI 61 gray, powder coat finish, screw cover. | from vendor up to 7 business days | 206 | 211
S6648AT | Wiegmann wiring trough, 6 x 6 x 48in (HxDxL), NEMA 1, corner mount, with knockouts, carbon steel, ANSI 61 gray, powder coat finish, screw cover. | from vendor up to 7 business days | 254 | 260
S6648ATNK | Wiegmann wiring trough, 6 x 6 x 48in (HxDxL), NEMA 1, corner mount, carbon steel, ANSI 61 gray, powder coat finish, screw cover. | from vendor up to 7 business days | 252 | 258
S6660ATNK | Wiegmann wiring trough, 6 x 6 x 60in (HxDxL), NEMA 1, corner mount, carbon steel, ANSI 61 gray, powder coat finish, screw cover. | from vendor up to 7 business days | 283 | 290
S6672ATNK | Wiegmann wiring trough, 6 x 6 x 72in (HxDxL), NEMA 1, corner mount, carbon steel, ANSI 61 gray, powder coat finish, screw cover. | from vendor up to 7 business days | 330 | 338
S80 | Bryant 80lb tension spring, 1in diameter, 8.25in length, maximum deflection 3.125in at 80lbs (356N/7.94cm). Can be used with bus drop support grips to help reduce tension and prevent pullouts. | Stock | 8.5 | 9.25
S8824AT | Wiegmann wiring trough, 8 x 8 x 24in (HxDxL), NEMA 1, corner mount, with knockouts, carbon steel, ANSI 61 gray, powder coat finish, screw cover. | from vendor up to 7 business days | 186 | 191
S8824ATNK | Wiegmann wiring trough, 8 x 8 x 24in (HxDxL), NEMA 1, corner mount, carbon steel, ANSI 61 gray, powder coat finish, screw cover. | from vendor up to 7 business days | 182 | 187
S8836AT | Wiegmann wiring trough, 8 x 8 x 36in (HxDxL), NEMA 1, corner mount, with knockouts, carbon steel, ANSI 61 gray, powder coat finish, screw cover. | from vendor up to 7 business days | 212 | 217
S8836ATNK | Wiegmann wiring trough, 8 x 8 x 36in (HxDxL), NEMA 1, corner mount, carbon steel, ANSI 61 gray, powder coat finish, screw cover. | from vendor up to 7 business days | 210 | 215
S8848AT | Wiegmann wiring trough, 8 x 8 x 48in (HxDxL), NEMA 1, corner mount, with knockouts, carbon steel, ANSI 61 gray, powder coat finish, screw cover. | from vendor up to 7 business days | 278 | 285
S8848ATNK | Wiegmann wiring trough, 8 x 8 x 48in (HxDxL), NEMA 1, corner mount, carbon steel, ANSI 61 gray, powder coat finish, screw cover. | from vendor up to 7 business days | 265 | 271
S8860ATNK | Wiegmann wiring trough, 8 x 8 x 60in (HxDxL), NEMA 1, corner mount, carbon steel, ANSI 61 gray, powder coat finish, screw cover. | from vendor up to 7 business days | 302 | 310
S8872ATNK | Wiegmann wiring trough, 8 x 8 x 72in (HxDxL), NEMA 1, corner mount, carbon steel, ANSI 61 gray, powder coat finish, screw cover. | from vendor up to 7 business days | 336 | 344
S8-MR-5-W13-NN | Datalogic contrast sensor, rectangular, diffuse, RGB light emission, 6-12mm sensing distance, selectable light-on/dark-on, NPN, teach-in button, 25 kHz switching frequency, 316L stainless steel housing, 4-pin M8 quick-disconnect. | Stock | 103 | 107
S8-MR-5-W13-PP | Datalogic contrast sensor, rectangular, diffuse, RGB light emission, 6-12mm sensing distance, selectable light-on/dark-on, PNP, teach-in button, 25 kHz switching frequency, 316L stainless steel housing, 4-pin M8 quick-disconnect. | Stock | 103 | 107
S8-PR-3-W13-NN | Datalogic contrast sensor, rectangular, diffuse, RGB light emission, 6-12mm sensing distance, selectable light-on/dark-on, NPN, teach-in button, 25 kHz switching frequency, plastic housing, 4-pin M12 quick-disconnect. | Stock | 76 | 79
S8-PR-3-W13-PP | Datalogic contrast sensor, rectangular, diffuse, RGB light emission, 6-12mm sensing distance, selectable light-on/dark-on, PNP, teach-in button, 25 kHz switching frequency, plastic housing, 4-pin M12 quick-disconnect. | Stock | 76 | 79
S8-PR-5-W13-NN | Datalogic contrast sensor, rectangular, diffuse, RGB light emission, 6-12mm sensing distance, selectable light-on/dark-on, NPN, teach-in button, 25 kHz switching frequency, plastic housing, 4-pin M8 quick-disconnect. | Stock | 74 | 77
S8-PR-5-W13-PP | Datalogic contrast sensor, rectangular, diffuse, RGB light emission, 6-12mm sensing distance, selectable light-on/dark-on, PNP, teach-in button, 25 kHz switching frequency, plastic housing, 4-pin M8 quick-disconnect. | Stock | 74 | 77
SA100SL | AutomationDirect pushbutton enclosure, 1 hole, 22mm, 70 x 70 x 51mm (HxWxD), wall mount, thermoplastic ABS, gray, screw cover. | Stock | 7.25 | 7.5
SA101SL | AutomationDirect pushbutton enclosure, 1 hole, 22mm, 70 x 70 x 51mm (HxWxD), wall mount, thermoplastic ABS, gray body / yellow cover, screw cover. | Stock | 7.75 | 8
SA103SL | AutomationDirect pushbutton enclosure, 1 hole, 22mm, 70 x 70 x 74mm (HxWxD), wall mount, thermoplastic ABS, gray, screw cover. | Stock | 8.25 | 8.5
SA104SL | AutomationDirect pushbutton enclosure, 1 hole, 22mm, 70 x 70 x 74mm (HxWxD), wall mount, thermoplastic ABS, gray body / yellow cover, screw cover. | Stock | 8.5 | 8.75
SA105-40SL | AutomationDirect pushbutton enclosure, 2 holes, 22mm, 105 x 70 x 51mm (HxWxD), wall mount, thermoplastic ABS, gray, screw cover. | Stock | 9 | 9.25
SA106-40SL | AutomationDirect pushbutton enclosure, 2 holes, 22mm, 105 x 70 x 74mm (HxWxD), wall mount, thermoplastic ABS, gray, screw cover. | Stock | 9.75 | 10
SA107-40SL | AutomationDirect pushbutton enclosure, 3 holes, 22mm, 140 x 70 x 51mm (HxWxD), wall mount, thermoplastic ABS, gray, screw cover. | Stock | 11 | 11.5
SA108-40SL | AutomationDirect pushbutton enclosure, 3 holes, 22mm, 140 x 70 x 74mm (HxWxD), wall mount, thermoplastic ABS, gray, screw cover. | Stock | 12.5 | 13
SA109-40SL | AutomationDirect pushbutton enclosure, 4 holes, 22mm, 185 x 70 x 51mm (HxWxD), wall mount, thermoplastic ABS, gray, screw cover. | Stock | 12.5 | 13
SA110-40SL | AutomationDirect pushbutton enclosure, 4 holes, 22mm, 185 x 70 x 74mm (HxWxD), wall mount, thermoplastic ABS, gray, screw cover. | Stock | 15 | 15.5
SA111 | AutomationDirect pushbutton enclosure, 5 holes, 22mm, 225 x 70 x 74mm (HxWxD), wall mount, thermoplastic ABS, gray, screw cover. | Stock | 13.5 | 14
SA111-00 | AutomationDirect pushbutton enclosure, blank cover, 9 x 3 x 3in (HxWxD), 225 x 70 x 74mm (HxWxD), wall mount, thermoplastic ABS, gray, screw cover. | Stock | 13.5 | 14
SA112 | AutomationDirect pushbutton enclosure, 6 holes, 22mm, 225 x 70 x 74mm (HxWxD), wall mount, thermoplastic ABS, gray, screw cover. | Stock | 14 | 14.5
SA12-12N-P | HydroMode potable water push-to-connect fitting, stem adapter, acetal body, acetal threads, (1) 1/2in plug-in to (1) 1/2in male NPT connection(s), NSF/ANSI 61. Package of 5. | Stock | 5 | 5.5
SA12-38N-P | HydroMode potable water push-to-connect fitting, stem adapter, acetal body, acetal threads, (1) 1/2in plug-in to (1) 3/8in male NPT connection(s), NSF/ANSI 61. Package of 5. | Stock | 4.5 | 5
SA14-10N | NITRA pneumatic push-to-connect fitting, stem adapter, nickel-plated brass body, 1/4in push in to #10-32 thread. Package of 5. | Stock | 4.75 | 5
SA14-14N | NITRA pneumatic push-to-connect fitting, stem adapter, nickel-plated brass body, 1/4in push in to 1/4in male NPT. Package of 5. | Stock | 3.5 | 3.75
SA14-14N-P | HydroMode potable water push-to-connect fitting, stem adapter, acetal body, acetal threads, (1) 1/4in plug-in to (1) 1/4in male NPT connection(s), NSF/ANSI 61. Package of 5. | Stock | 4.25 | 4.75
SA14-18N | NITRA pneumatic push-to-connect fitting, stem adapter, nickel-plated brass body, 1/4in push in to 1/8in male NPT. Package of 5. | Stock | 3.25 | 3.5
SA14-18N-P | HydroMode potable water push-to-connect fitting, stem adapter, acetal body, acetal threads, (1) 1/4in plug-in to (1) 1/8in male NPT connection(s), NSF/ANSI 61. Package of 5. | Stock | 4 | 4.25
SA14-38N | NITRA pneumatic push-to-connect fitting, stem adapter, nickel-plated brass body, 1/4in push in to 3/8in male NPT. Package of 5. | Stock | 4 | 4.25
SA38-14N-P | HydroMode potable water push-to-connect fitting, stem adapter, acetal body, acetal threads, (1) 3/8in plug-in to (1) 1/4in male NPT connection(s), NSF/ANSI 61. Package of 5. | Stock | 4.25 | 4.75
SA38-38N-P | HydroMode potable water push-to-connect fitting, stem adapter, acetal body, acetal threads, (1) 3/8in plug-in to (1) 3/8in male NPT connection(s), NSF/ANSI 61. Package of 5. | Stock | 4.5 | 5
SA516-14N | NITRA pneumatic push-to-connect fitting, stem adapter, nickel-plated brass body, 5/16in (8mm) push in to 1/4in male NPT. Package of 5. | Stock | 3.5 | 3.75
SA516-14N-P | HydroMode potable water push-to-connect fitting, stem adapter, acetal body, acetal threads, (1) 5/16in plug-in to (1) 1/4in male NPT connection(s), NSF/ANSI 61. Package of 5. | Stock | 4.25 | 4.75
SA516-18N | NITRA pneumatic push-to-connect fitting, stem adapter, nickel-plated brass body, 5/16in (8mm) push in to 1/8in male NPT. Package of 5. | Stock | 3.25 | 3.5
SA516-38N | NITRA pneumatic push-to-connect fitting, stem adapter, nickel-plated brass body, 5/16in (8mm) push in to 3/8in male NPT. Package of 5. | Stock | 6.25 | 6.5
SA532-10N | NITRA pneumatic push-to-connect fitting, stem adapter, nickel-plated brass body, 5/32in (4mm) push in to #10-32 thread. Package of 5. | Stock | 3.25 | 3.5
SA532-14N | NITRA pneumatic push-to-connect fitting, stem adapter, nickel-plated brass body, 5/32in (4mm) push in to 1/4in male NPT. Package of 5. | Stock | 5.75 | 6
SA532-14N-P | HydroMode potable water push-to-connect fitting, stem adapter, acetal body, acetal threads, (1) 5/32in plug-in to (1) 1/4in male NPT connection(s), NSF/ANSI 61. Package of 5. | Stock | 4 | 4.25
SA532-18N | NITRA pneumatic push-to-connect fitting, stem adapter, nickel-plated brass body, 5/32in (4mm) push in to 1/8in male NPT. Package of 5. | Stock | 3.5 | 3.75
SA532-18N-P | HydroMode potable water push-to-connect fitting, stem adapter, acetal body, acetal threads, (1) 5/32in plug-in to (1) 1/8in male NPT connection(s), NSF/ANSI 61. Package of 5. | Stock | 4 | 4.25
SAC-22-3U-1GY-1 | AutomationDirect sensor/actuator cable, 3 conductors, 22 AWG, PVC conductor insulation material, black, brown and blue, unshielded, PVC jacket, gray, cut to length. | Stock | 0.37 | 0.3848
SAC-22-3U-1YL-1 | AutomationDirect sensor/actuator cable, 3 conductors, 22 AWG, PVC conductor insulation material, black, brown and blue, unshielded, PVC jacket, yellow, cut to length. | Stock | 0.37 | 0.3848
SAC-22-4U-1GY-1 | AutomationDirect sensor/actuator cable, 4 conductors, 22 AWG, PVC conductor insulation material, black, brown, blue and white, unshielded, PVC jacket, gray, cut to length. | Stock | 0.44 | 0.4576
SAC-22-4U-1YL-1 | AutomationDirect sensor/actuator cable, 4 conductors, 22 AWG, PVC conductor insulation material, black, brown, blue and white, unshielded, PVC jacket, yellow, cut to length. | Stock | 0.44 | 0.4576
SAC-22-5U-1GY-1 | AutomationDirect sensor/actuator cable, 5 conductors, 22 AWG, PVC conductor insulation material, black, brown, blue, white and green/yellow, unshielded, PVC jacket, gray, cut to length. | Stock | 0.52 | 0.5408
SAC-22-5U-1YL-1 | AutomationDirect sensor/actuator cable, 5 conductors, 22 AWG, PVC conductor insulation material, black, brown, blue, white and green/yellow, unshielded, PVC jacket, yellow, cut to length. | Stock | 0.52 | 0.5408
SAC-24-3U-1GY-1 | AutomationDirect sensor/actuator cable, 3 conductors, 24 AWG, PVC conductor insulation material, black, brown and blue, unshielded, PVC jacket, gray, cut to length. | Stock | 0.31 | 0.3224
SAC-24-3U-1YL-1 | AutomationDirect sensor/actuator cable, 3 conductors, 24 AWG, PVC conductor insulation material, black, brown and blue, unshielded, PVC jacket, yellow, cut to length. | Stock | 0.31 | 0.3224
SAC-24-4U-1GY-1 | AutomationDirect sensor/actuator cable, 4 conductors, 24 AWG, PVC conductor insulation material, black, brown, blue and white, unshielded, PVC jacket, gray, cut to length. | Stock | 0.37 | 0.3848
SAC-24-4U-1YL-1 | AutomationDirect sensor/actuator cable, 4 conductors, 24 AWG, PVC conductor insulation material, black, brown, blue and white, unshielded, PVC jacket, yellow, cut to length. | Stock | 0.37 | 0.3848
SBC-12N | NITRA pneumatic exhaust silencer, sintered bronze, cone, 1/2in male NPT. Package of 2. | Stock | 7.75 | 8.5
SBC-12R | NITRA pneumatic exhaust silencer, sintered bronze, cone, R1/2 male BSPT. Package of 2. | Stock | 7.75 | 8.5
SBC-14N | NITRA pneumatic exhaust silencer, sintered bronze, cone, 1/4in male NPT. Package of 2. | Stock | 2.75 | 3
SBC-14R | NITRA pneumatic exhaust silencer, sintered bronze, cone, R1/4 male BSPT. Package of 2. | Stock | 2.75 | 3
SBC-18N | NITRA pneumatic exhaust silencer, sintered bronze, cone, 1/8in male NPT. Package of 2. | Stock | 2.5 | 2.75
SBC-18R | NITRA pneumatic exhaust silencer, sintered bronze, cone, R1/8 male BSPT. Package of 2. | Stock | 2.5 | 2.75
SBC-38N | NITRA pneumatic exhaust silencer, sintered bronze, cone, 3/8in male NPT. Package of 2. | Stock | 4.25 | 4.75
SBC-38R | NITRA pneumatic exhaust silencer, sintered bronze, cone, R3/8 male BSPT. Package of 2. | Stock | 4.25 | 4.75
SBC-M5 | NITRA pneumatic exhaust silencer, sintered bronze, cone, M5 x 0.8. Package of 2. | Stock | 1.75 | 2
SBF-12N | NITRA pneumatic exhaust silencer, sintered bronze, flat, 1/2in male NPT. Package of 2. | Stock | 8 | 8.75
SBF-12R | NITRA pneumatic exhaust silencer, sintered bronze, flat, R1/2 male BSPT. Package of 2. | Stock | 8 | 8.75
SBF-14N | NITRA pneumatic exhaust silencer, sintered bronze, flat, 1/4in male NPT. Package of 2. | Stock | 2.75 | 3
SBF-14R | NITRA pneumatic exhaust silencer, sintered bronze, flat, R1/4 male BSPT. Package of 2. | Stock | 2.75 | 3
SBF-18N | NITRA pneumatic exhaust silencer, sintered bronze, flat, 1/8in male NPT. Package of 2. | Stock | 2.5 | 2.75
SBF-18R | NITRA pneumatic exhaust silencer, sintered bronze, flat, R1/8 male BSPT. Package of 2. | Stock | 2.5 | 2.75
SBF-38N | NITRA pneumatic exhaust silencer, sintered bronze, flat, 3/8in male NPT. Package of 2. | Stock | 4 | 4.25
SBF-38R | NITRA pneumatic exhaust silencer, sintered bronze, flat, R3/8 male BSPT. Package of 2. | Stock | 4 | 4.25
SBF-M5 | NITRA pneumatic exhaust silencer, sintered bronze, flat, M5 x 0.8. Package of 2. | Stock | 1.5 | 1.75
SBM2K40W02 | Comepi safety switch, tongue (key) interlock, 90-degree adjustable head, (2) N.C. safety output(s), 40 x 113 x 43mm, die-cast aluminum body, plastic head. | Stock | 27.5 | 28.5
SBM2K40W03 | Comepi safety switch, tongue (key) interlock, 90-degree adjustable head, (3) N.C. safety output(s), 40 x 113 x 43mm, die-cast aluminum body, plastic head. | Stock | 30 | 31
SBM2K40X11 | Comepi safety switch, tongue (key) interlock, 90-degree adjustable head, (1) N.C. safety output(s), (1) N.O. monitoring output(s), 40 x 113 x 43mm, die-cast aluminum body, plastic head. | Stock | 27.5 | 28.5
SBM2K40X12 | Comepi safety switch, tongue (key) interlock, 90-degree adjustable head, (2) N.C. safety output(s), (1) N.O. monitoring output(s), 40 x 113 x 43mm, die-cast aluminum body, plastic head. | Stock | 29.5 | 30.5
SBM2K99W02 | Comepi safety switch, cable-pull interlock, with reset, 25m maximum pull cable length, (2) N.C. safety output(s), die-cast aluminum body, plastic head, (1) 1/2in NPT cable entry. | Stock | 24 | 25
SBM2K99W03 | Comepi safety switch, cable-pull interlock, with reset, 25m maximum pull cable length, (3) N.C. safety output(s), die-cast aluminum body, plastic head, (1) 1/2in NPT cable entry. | Stock | 27 | 28
SBM2K99X11 | Comepi safety switch, cable-pull interlock, with reset, 25m maximum pull cable length, (1) N.C. safety output(s), (1) N.O. monitoring output(s), die-cast aluminum body, plastic head, (1) 1/2in NPT cable entry. | Stock | 24 | 25
SBM2K99X12 | Comepi safety switch, cable-pull interlock, with reset, 25m maximum pull cable length, (2) N.C. safety output(s), (1) N.O. monitoring output(s), die-cast aluminum body, plastic head, (1) 1/2in NPT cable entry. | Stock | 26.5 | 27.5
SBP108-IMP-P10 | Integra subpanel, carbon steel, white, powder coat finish. For use with 10x8 (HxW) P10086-P10 & P10086C-P10 Impact series enclosures. | Stock | 21 | 22.5
SBP108-P10 | Integra subpanel, carbon steel, white, powder coat finish. For use with 10x8 (HxW) H10084xxxxx-P10 and H10086xxxxx-P10 Premium series enclosures. | Stock | 21 | 22.5
SBP1210-P10 | Integra subpanel, carbon steel, white, powder coat finish. For use with 12x10 (HxW) H12104xxxxx-P10 and H12106xxxxx-P10 Premium series enclosures. | Stock | 26 | 27
SBP-1412-P10 | Integra subpanel, carbon steel, white, powder coat finish. For use with 14x12 (HxW) H141206xxxxx-P10 Premium series enclosures. | Stock | 35.5 | 36.5
SBP-1614-P10 | Integra subpanel, carbon steel, white, powder coat finish. For use with 16x14 (HxW) H161407xxxxx-P10 Premium series enclosures. | Stock | 42.5 | 43.5
SBP-1816-P10 | Integra subpanel, carbon steel, white, powder coat finish. For use with 18x16 (HxW) H181610xxxxx-P10 Premium series enclosures. | Stock | 77 | 51
SBP-2016GSOPK-P10 | Integra swing panel, carbon steel, white, powder coat finish. For use with 20x16 (HxW) G201608E-P10 & G201608CE-P10 Genesis series enclosures. Requires GSR2016-P10 frame stiffener ring and KIT-GMMR8-P10 internal mounting rail kit. | Stock | 232 | 243
SBP-2016-P10 | Integra subpanel, carbon steel, white, powder coat finish. For use with 20x16 (HxW) G201608E-P10 & G201608CE-P10 Genesis series enclosures. | Stock | 119 | 125
SBP-2016-XXL-P10 | Integra subpanel, XXL, carbon steel, white, powder coat finish. For use with 20x16 (HxW) G201608E-P10 & G201608CE-P10 Genesis series enclosures. | Stock | 145 | 152
SBP-2424GSOPK-P10 | Integra swing panel, carbon steel, white, powder coat finish. For use with 24x24 (HxW) G242410E-P10 & G242410CE-P10 Genesis series enclosures. Requires GSR2424-P10 frame stiffener ring and KIT-GMMR10-P10 internal mounting rail kit. | Stock | 319 | 336
SBP-2424-P10 | Integra subpanel, carbon steel, white, powder coat finish. For use with 24x24 (HxW) G242410E-P10 & G242410CE-P10 Genesis series enclosures. | Stock | 152 | 159
SBP-2424-XXL-P10 | Integra subpanel, XXL, carbon steel, white, powder coat finish. For use with 24x24 (HxW) G242410E-P10 & G242410CE-P10 Genesis series enclosures. | Stock | 198 | 208
SBP44-IMP-P10 | Integra subpanel, carbon steel, white, powder coat finish. For use with 4x4 (HxW) P4043-P10 & P4043C-P10 Impact series enclosures. | Stock | 16 | 17
SBP-66-IMP-P10 | Integra subpanel, carbon steel, white, powder coat finish. For use with 6x6 (HxW) P6063-P10 & P6063C-P10 Impact series enclosures. | Stock | 16.5 | 17.5
SBP66-P10 | Integra subpanel, carbon steel, white, powder coat finish. For use with 6x6 (HxW) H6064xxxxx-P10 Premium series enclosures. | Stock | 16.5 | 17.5
SBP-86-IMP-P10 | Integra subpanel, carbon steel, white, powder coat finish. For use with 8x6 (HxW) P8063-P10 & P8063C-P10 Impact series enclosures. | Stock | 18.5 | 19.75
SBP86-P10 | Integra subpanel, carbon steel, white, powder coat finish. For use with 8x6 (HxW) H8064xxxxx-P10 Premium series enclosures. | Stock | 18.5 | 19.75
SBP88-P10 | Integra subpanel, carbon steel, white, powder coat finish. For use with 8x8 (HxW) H8084xxxxx-P10 Premium series enclosures. | Stock | 19 | 20
SBP-98-IMP-P10 | Integra subpanel, carbon steel, white, powder coat finish. For use with 9x8 (HxW) P9082-P10 & P9082C-P10 Impact series enclosures. | Stock | 19 | 20
SC040404 | Wiegmann enclosure, NEMA 1, 4 x 4 x 4in (HxWxD), wall mount, with knockouts, carbon steel, ANSI 61 gray, powder coat finish, screw cover. | from vendor up to 0 business day | 9.75 | 10
SC040404G | Wiegmann enclosure, NEMA 1, 4 x 4 x 4in (HxWxD), wall mount, with knockouts, galvanized steel, screw cover. | from vendor up to 0 business day | 9.75 | 10
SC040404GNK | Wiegmann enclosure, NEMA 1, 4 x 4 x 4in (HxWxD), wall mount, galvanized steel, screw cover. | from vendor up to 0 business day | 9.75 | 10
SC040404NK | Wiegmann enclosure, NEMA 1, 4 x 4 x 4in (HxWxD), wall mount, carbon steel, ANSI 61 gray, powder coat finish, screw cover. | from vendor up to 0 business day | 9.75 | 10
SC040604 | Wiegmann enclosure, NEMA 1, 6 x 4 x 4in (HxWxD), wall mount, with knockouts, carbon steel, ANSI 61 gray, powder coat finish, screw cover. | from vendor up to 0 business day | 11.75 | 12
SC040604G | Wiegmann enclosure, NEMA 1, 6 x 4 x 4in (HxWxD), wall mount, with knockouts, galvanized steel, screw cover. | from vendor up to 0 business day | 11.75 | 12
SC040604GNK | Wiegmann enclosure, NEMA 1, 6 x 4 x 4in (HxWxD), wall mount, galvanized steel, screw cover. | from vendor up to 0 business day | 11.75 | 12
SC040604NK | Wiegmann enclosure, NEMA 1, 6 x 4 x 4in (HxWxD), wall mount, carbon steel, ANSI 61 gray, powder coat finish, screw cover. | from vendor up to 0 business day | 11.75 | 12
SC060604 | Wiegmann enclosure, NEMA 1, 6 x 6 x 4in (HxWxD), wall mount, with knockouts, carbon steel, ANSI 61 gray, powder coat finish, screw cover. | from vendor up to 0 business day | 14 | 14.5
SC060604G | Wiegmann enclosure, NEMA 1, 6 x 6 x 4in (HxWxD), wall mount, with knockouts, galvanized steel, screw cover. | from vendor up to 0 business day | 14 | 14.5
SC060604GNK | Wiegmann enclosure, NEMA 1, 6 x 6 x 4in (HxWxD), wall mount, galvanized steel, screw cover. | from vendor up to 0 business day | 14 | 14.5
SC060604NK | Wiegmann enclosure, NEMA 1, 6 x 6 x 4in (HxWxD), wall mount, carbon steel, ANSI 61 gray, powder coat finish, screw cover. | from vendor up to 0 business day | 14 | 14.5
SC060606 | Wiegmann enclosure, NEMA 1, 6 x 6 x 6in (HxWxD), wall mount, with knockouts, carbon steel, ANSI 61 gray, powder coat finish, screw cover. | from vendor up to 0 business day | 17 | 17.5
SC060606G | Wiegmann enclosure, NEMA 1, 6 x 6 x 6in (HxWxD), wall mount, with knockouts, galvanized steel, screw cover. | from vendor up to 0 business day | 17 | 17.5
SC060606GNK | Wiegmann enclosure, NEMA 1, 6 x 6 x 6in (HxWxD), wall mount, galvanized steel, screw cover. | from vendor up to 0 business day | 17 | 17.5
SC060606NK | Wiegmann enclosure, NEMA 1, 6 x 6 x 6in (HxWxD), wall mount, carbon steel, ANSI 61 gray, powder coat finish, screw cover. | from vendor up to 0 business day | 17 | 17.5
SC060804 | Wiegmann enclosure, NEMA 1, 8 x 6 x 4in (HxWxD), wall mount, with knockouts, carbon steel, ANSI 61 gray, powder coat finish, screw cover. | from vendor up to 0 business day | 16.5 | 17
SC060804G | Wiegmann enclosure, NEMA 1, 8 x 6 x 4in (HxWxD), wall mount, with knockouts, galvanized steel, screw cover. | from vendor up to 0 business day | 16.5 | 17
SC060804GNK | Wiegmann enclosure, NEMA 1, 8 x 6 x 4in (HxWxD), wall mount, galvanized steel, screw cover. | from vendor up to 0 business day | 16.5 | 17
SC060804NK | Wiegmann enclosure, NEMA 1, 8 x 6 x 4in (HxWxD), wall mount, carbon steel, ANSI 61 gray, powder coat finish, screw cover. | from vendor up to 0 business day | 16.5 | 17
SC060806 | Wiegmann enclosure, NEMA 1, 8 x 6 x 6in (HxWxD), wall mount, with knockouts, carbon steel, ANSI 61 gray, powder coat finish, screw cover. | from vendor up to 0 business day | 19 | 19.5
SC060806G | Wiegmann enclosure, NEMA 1, 8 x 6 x 6in (HxWxD), wall mount, with knockouts, galvanized steel, screw cover. | from vendor up to 0 business day | 19 | 19.5
SC060806GNK | Wiegmann enclosure, NEMA 1, 8 x 6 x 6in (HxWxD), wall mount, galvanized steel, screw cover. | from vendor up to 10 business days | 19 | 19.5
SC060806NK | Wiegmann enclosure, NEMA 1, 8 x 6 x 6in (HxWxD), wall mount, carbon steel, ANSI 61 gray, powder coat finish, screw cover. | from vendor up to 5 business days | 19 | 19.5
SC061204 | Wiegmann enclosure, NEMA 1, 12 x 6 x 4in (HxWxD), wall mount, with knockouts, carbon steel, ANSI 61 gray, powder coat finish, screw cover. | from vendor up to 0 business day | 22 | 22.5
SC061204G | Wiegmann enclosure, NEMA 1, 12 x 6 x 4in (HxWxD), wall mount, with knockouts, galvanized steel, screw cover. | from vendor up to 0 business day | 22 | 22.5
SC061204GNK | Wiegmann enclosure, NEMA 1, 12 x 6 x 4in (HxWxD), wall mount, galvanized steel, screw cover. | from vendor up to 5 business days | 22 | 22.5
SC061204NK | Wiegmann enclosure, NEMA 1, 12 x 6 x 4in (HxWxD), wall mount, carbon steel, ANSI 61 gray, powder coat finish, screw cover. | from vendor up to 0 business day | 22 | 22.5
SC061206 | Wiegmann enclosure, NEMA 1, 12 x 6 x 6in (HxWxD), wall mount, with knockouts, carbon steel, ANSI 61 gray, powder coat finish, screw cover. | from vendor up to 0 business day | 24 | 24.5
SC061206G | Wiegmann enclosure, NEMA 1, 12 x 6 x 6in (HxWxD), wall mount, with knockouts, galvanized steel, screw cover. | from vendor up to 10 business days | 24 | 24.5
SC061206GNK | Wiegmann enclosure, NEMA 1, 12 x 6 x 6in (HxWxD), wall mount, galvanized steel, screw cover. | from vendor up to 10 business days | 24 | 24.5
SC061206NK | Wiegmann enclosure, NEMA 1, 12 x 6 x 6in (HxWxD), wall mount, carbon steel, ANSI 61 gray, powder coat finish, screw cover. | from vendor up to 10 business days | 24 | 24.5
SC080804 | Wiegmann enclosure, NEMA 1, 8 x 8 x 4in (HxWxD), wall mount, with knockouts, carbon steel, ANSI 61 gray, powder coat finish, screw cover. | from vendor up to 0 business day | 19.25 | 19.75
SC080804G | Wiegmann enclosure, NEMA 1, 8 x 8 x 4in (HxWxD), wall mount, with knockouts, galvanized steel, screw cover. | from vendor up to 0 business day | 19.25 | 19.75
SC080804GNK | Wiegmann enclosure, NEMA 1, 8 x 8 x 4in (HxWxD), wall mount, galvanized steel, screw cover. | from vendor up to 0 business day | 19.25 | 19.75
SC080804NK | Wiegmann enclosure, NEMA 1, 8 x 8 x 4in (HxWxD), wall mount, carbon steel, ANSI 61 gray, powder coat finish, screw cover. | from vendor up to 0 business day | 19.25 | 19.75
SC080806 | Wiegmann enclosure, NEMA 1, 8 x 8 x 6in (HxWxD), wall mount, with knockouts, carbon steel, ANSI 61 gray, powder coat finish, screw cover. | from vendor up to 0 business day | 23 | 23.5
SC080806G | Wiegmann enclosure, NEMA 1, 8 x 8 x 6in (HxWxD), wall mount, with knockouts, galvanized steel, screw cover. | from vendor up to 0 business day | 23 | 23.5
SC080806GNK | Wiegmann enclosure, NEMA 1, 8 x 8 x 6in (HxWxD), wall mount, galvanized steel, screw cover. | from vendor up to 0 business day | 23 | 23.5
SC080806NK | Wiegmann enclosure, NEMA 1, 8 x 8 x 6in (HxWxD), wall mount, carbon steel, ANSI 61 gray, powder coat finish, screw cover. | from vendor up to 0 business day | 23 | 23.5
SC080808 | Wiegmann enclosure, NEMA 1, 8 x 8 x 8in (HxWxD), wall mount, with knockouts, carbon steel, ANSI 61 gray, powder coat finish, screw cover. | from vendor up to 10 business days | 26.5 | 27
SC080808G | Wiegmann enclosure, NEMA 1, 8 x 8 x 8in (HxWxD), wall mount, with knockouts, galvanized steel, screw cover. | from vendor up to 0 business day | 26.5 | 27
SC080808GNK | Wiegmann enclosure, NEMA 1, 8 x 8 x 8in (HxWxD), wall mount, galvanized steel, screw cover. | from vendor up to 0 business day | 26.5 | 27
SC080808NK | Wiegmann enclosure, NEMA 1, 8 x 8 x 8in (HxWxD), wall mount, carbon steel, ANSI 61 gray, powder coat finish, screw cover. | from vendor up to 0 business day | 26.5 | 27
SC081004 | Wiegmann enclosure, NEMA 1, 10 x 8 x 4in (HxWxD), wall mount, with knockouts, carbon steel, ANSI 61 gray, powder coat finish, screw cover. | Stock | 22 | 22.5
SC081004G | Wiegmann enclosure, NEMA 1, 10 x 8 x 4in (HxWxD), wall mount, with knockouts, galvanized steel, screw cover. | from vendor up to 0 business day | 22 | 22.5
SC081004GNK | Wiegmann enclosure, NEMA 1, 10 x 8 x 4in (HxWxD), wall mount, galvanized steel, screw cover. | from vendor up to 0 business day | 22 | 22.5
SC081004NK | Wiegmann enclosure, NEMA 1, 10 x 8 x 4in (HxWxD), wall mount, carbon steel, ANSI 61 gray, powder coat finish, screw cover. | from vendor up to 0 business day | 22 | 22.5
SC081006 | Wiegmann enclosure, NEMA 1, 10 x 8 x 6in (HxWxD), wall mount, with knockouts, carbon steel, ANSI 61 gray, powder coat finish, screw cover. | from vendor up to 0 business day | 26.5 | 27
SC081006G | Wiegmann enclosure, NEMA 1, 10 x 8 x 6in (HxWxD), wall mount, with knockouts, galvanized steel, screw cover. | from vendor up to 0 business day | 26.5 | 27
SC081006GNK | Wiegmann enclosure, NEMA 1, 10 x 8 x 6in (HxWxD), wall mount, galvanized steel, screw cover. | from vendor up to 0 business day | 26.5 | 27
SC081006NK | Wiegmann enclosure, NEMA 1, 10 x 8 x 6in (HxWxD), wall mount, carbon steel, ANSI 61 gray, powder coat finish, screw cover. | from vendor up to 0 business day | 26.5 | 27
SC081204 | Wiegmann enclosure, NEMA 1, 12 x 8 x 4in (HxWxD), wall mount, with knockouts, carbon steel, ANSI 61 gray, powder coat finish, screw cover. | from vendor up to 0 business day | 25 | 25.5
SC081204G | Wiegmann enclosure, NEMA 1, 12 x 8 x 4in (HxWxD), wall mount, with knockouts, galvanized steel, screw cover. | from vendor up to 0 business day | 25 | 25.5
SC081204GNK | Wiegmann enclosure, NEMA 1, 12 x 8 x 4in (HxWxD), wall mount, galvanized steel, screw cover. | from vendor up to 0 business day | 25 | 25.5
SC081204NK | Wiegmann enclosure, NEMA 1, 12 x 8 x 4in (HxWxD), wall mount, carbon steel, ANSI 61 gray, powder coat finish, screw cover. | from vendor up to 0 business day | 25 | 25.5
SC081206 | Wiegmann enclosure, NEMA 1, 12 x 8 x 6in (HxWxD), wall mount, with knockouts, carbon steel, ANSI 61 gray, powder coat finish, screw cover. | from vendor up to 0 business day | 28.5 | 29.5
SC081206G | Wiegmann enclosure, NEMA 1, 12 x 8 x 6in (HxWxD), wall mount, with knockouts, galvanized steel, screw cover. | from vendor up to 10 business days | 28.5 | 29.5
SC081206GNK | Wiegmann enclosure, NEMA 1, 12 x 8 x 6in (HxWxD), wall mount, galvanized steel, screw cover. | from vendor up to 10 business days | 28.5 | 29.5
SC081206NK | Wiegmann enclosure, NEMA 1, 12 x 8 x 6in (HxWxD), wall mount, carbon steel, ANSI 61 gray, powder coat finish, screw cover. | from vendor up to 0 business day | 28.5 | 29.5
SC101004 | Wiegmann enclosure, NEMA 1, 10 x 10 x 4in (HxWxD), wall mount, with knockouts, carbon steel, ANSI 61 gray, powder coat finish, screw cover. | from vendor up to 0 business day | 25.5 | 26
SC101004G | Wiegmann enclosure, NEMA 1, 10 x 10 x 4in (HxWxD), wall mount, with knockouts, galvanized steel, screw cover. | from vendor up to 5 business days | 25.5 | 26
SC101004GNK | Wiegmann enclosure, NEMA 1, 10 x 10 x 4in (HxWxD), wall mount, galvanized steel, screw cover. | from vendor up to 0 business day | 25.5 | 26
SC101004NK | Wiegmann enclosure, NEMA 1, 10 x 10 x 4in (HxWxD), wall mount, carbon steel, ANSI 61 gray, powder coat finish, screw cover. | from vendor up to 0 business day | 25.5 | 26
SC101006 | Wiegmann enclosure, NEMA 1, 10 x 10 x 6in (HxWxD), wall mount, with knockouts, carbon steel, ANSI 61 gray, powder coat finish, screw cover. | from vendor up to 0 business day | 30 | 31
SC101006G | Wiegmann enclosure, NEMA 1, 10 x 10 x 6in (HxWxD), wall mount, with knockouts, galvanized steel, screw cover. | from vendor up to 5 business days | 30 | 31
SC101006GNK | Wiegmann enclosure, NEMA 1, 10 x 10 x 6in (HxWxD), wall mount, galvanized steel, screw cover. | from vendor up to 0 business day | 30 | 31
SC101006NK | Wiegmann enclosure, NEMA 1, 10 x 10 x 6in (HxWxD), wall mount, carbon steel, ANSI 61 gray, powder coat finish, screw cover. | from vendor up to 0 business day | 30 | 31
SC101204 | Wiegmann enclosure, NEMA 1, 12 x 10 x 4in (HxWxD), wall mount, with knockouts, carbon steel, ANSI 61 gray, powder coat finish, screw cover. | Stock | 29 | 29.5
SC101204G | Wiegmann enclosure, NEMA 1, 12 x 10 x 4in (HxWxD), wall mount, with knockouts, galvanized steel, screw cover. | from vendor up to 0 business day | 29 | 29.5
SC101204GNK | Wiegmann enclosure, NEMA 1, 12 x 10 x 4in (HxWxD), wall mount, galvanized steel, screw cover. | from vendor up to 0 business day | 29 | 29.5
SC101204NK | Wiegmann enclosure, NEMA 1, 12 x 10 x 4in (HxWxD), wall mount, carbon steel, ANSI 61 gray, powder coat finish, screw cover. | from vendor up to 0 business day | 29 | 29.5
SC101206 | Wiegmann enclosure, NEMA 1, 12 x 10 x 6in (HxWxD), wall mount, with knockouts, carbon steel, ANSI 61 gray, powder coat finish, screw cover. | from vendor up to 0 business day | 34 | 35
SC101206G | Wiegmann enclosure, NEMA 1, 12 x 10 x 6in (HxWxD), wall mount, with knockouts, galvanized steel, screw cover. | from vendor up to 0 business day | 34 | 35
SC101206GNK | Wiegmann enclosure, NEMA 1, 12 x 10 x 6in (HxWxD), wall mount, galvanized steel, screw cover. | from vendor up to 10 business days | 34 | 35
SC101206NK | Wiegmann enclosure, NEMA 1, 12 x 10 x 6in (HxWxD), wall mount, carbon steel, ANSI 61 gray, powder coat finish, screw cover. | from vendor up to 0 business day | 34 | 35
SC10-3 | Murrelektronik solenoid valve cable, 10mm DIN 43650 Form B molded connector to 3-wire pigtail, 230 VAC/VDC, 18 AWG, PVC jacket, 9.8ft/3m cable length. | Stock | 10.5 | 11
SC10-5 | Murrelektronik solenoid valve cable, 10mm DIN 43650 Form B molded connector to 3-wire pigtail, 230 VAC/VDC, 18 AWG, PVC jacket, 16.4ft/5m cable length. | Stock | 14.25 | 15
SC10-LS110-0 | Murrelektronik field wireable solenoid valve connector, 10mm DIN 43650 Form B molded connector, 110 VAC/VDC, 16-12 AWG, accepts cable diameter size 0.24-0.32in, surge protection, LED indication. | Stock | 11.75 | 12
SC10-LS110-3 | Murrelektronik solenoid valve cable, 10mm DIN 43650 Form B molded connector to 3-wire pigtail, 110 VAC/VDC, 18 AWG, PVC jacket, 9.8ft/3m cable length, surge protection, LED indication. | Stock | 15.75 | 16.5
SC10-LS110-5 | Murrelektronik solenoid valve cable, 10mm DIN 43650 Form B molded connector to 3-wire pigtail, 110 VAC/VDC, 18 AWG, PVC jacket, 16.4ft/5m cable length, surge protection, LED indication. | Stock | 18.25 | 19
SC10-LS24-0 | Murrelektronik field wireable solenoid valve connector, 10mm DIN 43650 Form B molded connector, 24 VAC/VDC, 16-12 AWG, accepts cable diameter size 0.24-0.32in, surge protection, LED indication. | Stock | 10.75 | 11
SC10-LS24-3 | Murrelektronik solenoid valve cable, 10mm DIN 43650 Form B molded connector to 3-wire pigtail, 24 VAC/VDC, 18 AWG, PVC jacket, 9.8ft/3m cable length, surge protection, LED indication. | Stock | 12.75 | 13.5
SC10-LS24-5 | Murrelektronik solenoid valve cable, 10mm DIN 43650 Form B molded connector to 3-wire pigtail, 24 VAC/VDC, 18 AWG, PVC jacket, 16.4ft/5m cable length, surge protection, LED indication. | Stock | 15.25 | 16
SC11-0 | Murrelektronik field wireable solenoid valve connector, 11mm DIN style molded connector, 230 VAC/VDC, 16-12 AWG, accepts cable diameter size 0.24-0.32in. | Stock | 8.75 | 9
SC11-3 | Murrelektronik solenoid valve cable, 11mm DIN style molded connector to 3-wire pigtail, 230 VAC/VDC, 18 AWG, PVC jacket, 9.8ft/3m cable length. | Stock | 10.5 | 11
SC11-5 | Murrelektronik solenoid valve cable, 11mm DIN style molded connector to 3-wire pigtail, 230 VAC/VDC, 18 AWG, PVC jacket, 16.4ft/5m cable length. | Stock | 14.25 | 15
SC11-LS110-0 | Murrelektronik field wireable solenoid valve connector, 11mm DIN style molded connector, 110 VAC/VDC, 16-12 AWG, accepts cable diameter size 0.24-0.32in, surge protection, LED indication. | Stock | 11.75 | 12
SC11-LS110-3 | Murrelektronik solenoid valve cable, 11mm DIN style molded connector to 3-wire pigtail, 110 VAC/VDC, 18 AWG, PVC jacket, 9.8ft/3m cable length, surge protection, LED indication. | Stock | 15.75 | 16.5
SC11-LS110-3R | Murrelektronik solenoid valve cable, 11mm reverse DIN style molded connector to 3-wire pigtail, 110 VAC/VDC, 18 AWG, PVC jacket, 9.8ft/3m cable length, surge protection, LED indication. | Stock | 15.75 | 16.5
SC11-LS110-5 | Murrelektronik solenoid valve cable, 11mm DIN style molded connector to 3-wire pigtail, 110 VAC/VDC, 18 AWG, PVC jacket, 16.4ft/5m cable length, surge protection, LED indication. | Stock | 18.5 | 19
SC11-LS110-5R | Murrelektronik solenoid valve cable, 11mm reverse DIN style molded connector to 3-wire pigtail, 110 VAC/VDC, 18 AWG, PVC jacket, 16.4ft/5m cable length, surge protection, LED indication. | Stock | 18.5 | 19
SC11-LS24-0 | Murrelektronik field wireable solenoid valve connector, 11mm DIN style molded connector, 24 VAC/VDC, 16-12 AWG, accepts cable diameter size 0.24-0.32in, surge protection, LED indication. | Stock | 10.75 | 11
SC11-LS24-3 | Murrelektronik solenoid valve cable, 11mm DIN style molded connector to 3-wire pigtail, 24 VAC/VDC, 18 AWG, PVC jacket, 9.8ft/3m cable length, surge protection, LED indication. | Stock | 12.75 | 13.5
SC11-LS24-3R | Murrelektronik solenoid valve cable, 11mm reverse DIN style molded connector to 3-wire pigtail, 24 VAC/VDC, 18 AWG, PVC jacket, 9.8ft/3m cable length, surge protection, LED indication. | Stock | 12.75 | 13.5
SC11-LS24-5 | Murrelektronik solenoid valve cable, 11mm DIN style molded connector to 3-wire pigtail, 24 VAC/VDC, 18 AWG, PVC jacket, 16.4ft/5m cable length, surge protection, LED indication. | Stock | 15.25 | 16
SC11-LS24-5R | Murrelektronik solenoid valve cable, 11mm reverse DIN style molded connector to 3-wire pigtail, 24 VAC/VDC, 18 AWG, PVC jacket, 16.4ft/5m cable length, surge protection, LED indication. | Stock | 15.25 | 16
SC121204 | Wiegmann enclosure, NEMA 1, 12 x 12 x 4in (HxWxD), wall mount, with knockouts, carbon steel, ANSI 61 gray, powder coat finish, screw cover. | from vendor up to 0 business day | 32.5 | 33.5
SC121204G | Wiegmann enclosure, NEMA 1, 12 x 12 x 4in (HxWxD), wall mount, with knockouts, galvanized steel, screw cover. | Stock | 32.5 | 33.5
SC121204GNK | Wiegmann enclosure, NEMA 1, 12 x 12 x 4in (HxWxD), wall mount, galvanized steel, screw cover. | from vendor up to 0 business day | 32.5 | 33.5
SC121204NK | Wiegmann enclosure, NEMA 1, 12 x 12 x 4in (HxWxD), wall mount, carbon steel, ANSI 61 gray, powder coat finish, screw cover. | from vendor up to 0 business day | 32.5 | 33.5
SC121206 | Wiegmann enclosure, NEMA 1, 12 x 12 x 6in (HxWxD), wall mount, with knockouts, carbon steel, ANSI 61 gray, powder coat finish, screw cover. | from vendor up to 0 business day | 38.5 | 39.5
SC121206G | Wiegmann enclosure, NEMA 1, 12 x 12 x 6in (HxWxD), wall mount, with knockouts, galvanized steel, screw cover. | from vendor up to 0 business day | 38.5 | 39.5
SC121206GNK | Wiegmann enclosure, NEMA 1, 12 x 12 x 6in (HxWxD), wall mount, galvanized steel, screw cover. | from vendor up to 0 business day | 38.5 | 39.5
SC121206NK | Wiegmann enclosure, NEMA 1, 12 x 12 x 6in (HxWxD), wall mount, carbon steel, ANSI 61 gray, powder coat finish, screw cover. | from vendor up to 0 business day | 38.5 | 39.5
SC121208 | Wiegmann enclosure, NEMA 1, 12 x 12 x 8in (HxWxD), wall mount, with knockouts, carbon steel, ANSI 61 gray, powder coat finish, screw cover. | from vendor up to 0 business day | 40.5 | 41.5
SC121208G | Wiegmann enclosure, NEMA 1, 12 x 12 x 8in (HxWxD), wall mount, with knockouts, galvanized steel, screw cover. | from vendor up to 10 business days | 40.5 | 41.5
SC121208GNK | Wiegmann enclosure, NEMA 1, 12 x 12 x 8in (HxWxD), wall mount, galvanized steel, screw cover. | from vendor up to 0 business day | 40.5 | 41.5
SC121208NK | Wiegmann enclosure, NEMA 1, 12 x 12 x 8in (HxWxD), wall mount, carbon steel, ANSI 61 gray, powder coat finish, screw cover. | from vendor up to 0 business day | 40.5 | 41.5
SC121210 | Wiegmann enclosure, NEMA 1, 12 x 12 x 10in (HxWxD), wall mount, with knockouts, carbon steel, ANSI 61 gray, powder coat finish, screw cover. | from vendor up to 5 business days | 43.5 | 44.5
SC121210G | Wiegmann enclosure, NEMA 1, 12 x 12 x 10in (HxWxD), wall mount, with knockouts, galvanized steel, screw cover. | from vendor up to 10 business days | 43.5 | 44.5
SC121210GNK | Wiegmann enclosure, NEMA 1, 12 x 12 x 10in (HxWxD), wall mount, galvanized steel, screw cover. | from vendor up to 10 business days | 43.5 | 44.5
SC121210NK | Wiegmann enclosure, NEMA 1, 12 x 12 x 10in (HxWxD), wall mount, carbon steel, ANSI 61 gray, powder coat finish, screw cover. | from vendor up to 0 business day | 43.5 | 44.5
SC121212 | Wiegmann enclosure, NEMA 1, 12 x 12 x 12in (HxWxD), wall mount, with knockouts, carbon steel, ANSI 61 gray, powder coat finish, screw cover. | from vendor up to 10 business days | 66 | 68
SC121212G | Wiegmann enclosure, NEMA 1, 12 x 12 x 12in (HxWxD), wall mount, with knockouts, galvanized steel, screw cover. | from vendor up to 10 business days | 66 | 68
SC121212GNK | Wiegmann enclosure, NEMA 1, 12 x 12 x 12in (HxWxD), wall mount, galvanized steel, screw cover. | from vendor up to 10 business days | 66 | 68
SC121212NK | Wiegmann enclosure, NEMA 1, 12 x 12 x 12in (HxWxD), wall mount, carbon steel, ANSI 61 gray, powder coat finish, screw cover. | from vendor up to 0 business day | 66 | 68
SC121504 | Wiegmann enclosure, NEMA 1, 15 x 12 x 4in (HxWxD), wall mount, with knockouts, carbon steel, ANSI 61 gray, powder coat finish, screw cover. | from vendor up to 0 business day | 37.5 | 38.5
SC121504G | Wiegmann enclosure, NEMA 1, 15 x 12 x 4in (HxWxD), wall mount, with knockouts, galvanized steel, screw cover. | from vendor up to 0 business day | 37.5 | 38.5
SC121504GNK | Wiegmann enclosure, NEMA 1, 15 x 12 x 4in (HxWxD), wall mount, galvanized steel, screw cover. | from vendor up to 0 business day | 37.5 | 38.5
SC121504NK | Wiegmann enclosure, NEMA 1, 15 x 12 x 4in (HxWxD), wall mount, carbon steel, ANSI 61 gray, powder coat finish, screw cover. | from vendor up to 0 business day | 37.5 | 38.5
SC121506 | Wiegmann enclosure, NEMA 1, 15 x 12 x 6in (HxWxD), wall mount, with knockouts, carbon steel, ANSI 61 gray, powder coat finish, screw cover. | from vendor up to 0 business day | 44 | 45
SC121506G | Wiegmann enclosure, NEMA 1, 15 x 12 x 6in (HxWxD), wall mount, with knockouts, galvanized steel, screw cover. | from vendor up to 0 business day | 44 | 45
SC121506GNK | Wiegmann enclosure, NEMA 1, 15 x 12 x 6in (HxWxD), wall mount, galvanized steel, screw cover. | from vendor up to 0 business day | 44 | 45
SC121506NK | Wiegmann enclosure, NEMA 1, 15 x 12 x 6in (HxWxD), wall mount, carbon steel, ANSI 61 gray, powder coat finish, screw cover. | from vendor up to 0 business day | 44 | 45
SC121608 | Wiegmann enclosure, NEMA 1, 16 x 12 x 8in (HxWxD), wall mount, with knockouts, carbon steel, ANSI 61 gray, powder coat finish, screw cover. | from vendor up to 0 business day | 54 | 55
SC121608G | Wiegmann enclosure, NEMA 1, 16 x 12 x 8in (HxWxD), wall mount, with knockouts, galvanized steel, screw cover. | from vendor up to 10 business days | 54 | 55
SC121608GNK | Wiegmann enclosure, NEMA 1, 16 x 12 x 8in (HxWxD), wall mount, galvanized steel, screw cover. | from vendor up to 10 business days | 54 | 55
SC121608NK | Wiegmann enclosure, NEMA 1, 16 x 12 x 8in (HxWxD), wall mount, carbon steel, ANSI 61 gray, powder coat finish, screw cover. | from vendor up to 0 business day | 54 | 55
SC121804 | Wiegmann enclosure, NEMA 1, 18 x 12 x 4in (HxWxD), wall mount, with knockouts, carbon steel, ANSI 61 gray, powder coat finish, screw cover. | from vendor up to 0 business day | 44 | 45
SC121804G | Wiegmann enclosure, NEMA 1, 18 x 12 x 4in (HxWxD), wall mount, with knockouts, galvanized steel, screw cover. | from vendor up to 10 business days | 44 | 45
SC121804GNK | Wiegmann enclosure, NEMA 1, 18 x 12 x 4in (HxWxD), wall mount, galvanized steel, screw cover. | from vendor up to 10 business days | 44 | 45
SC121804NK | Wiegmann enclosure, NEMA 1, 18 x 12 x 4in (HxWxD), wall mount, carbon steel, ANSI 61 gray, powder coat finish, screw cover. | from vendor up to 0 business day | 44 | 45
SC121806 | Wiegmann enclosure, NEMA 1, 18 x 12 x 6in (HxWxD), wall mount, with knockouts, carbon steel, ANSI 61 gray, powder coat finish, screw cover. | Stock | 51 | 52
SC121806G | Wiegmann enclosure, NEMA 1, 18 x 12 x 6in (HxWxD), wall mount, with knockouts, galvanized steel, screw cover. | from vendor up to 10 business days | 51 | 52
SC121806GNK | Wiegmann enclosure, NEMA 1, 18 x 12 x 6in (HxWxD), wall mount, galvanized steel, screw cover. | from vendor up to 5 business days | 51 | 52
SC121806NK | Wiegmann enclosure, NEMA 1, 18 x 12 x 6in (HxWxD), wall mount, carbon steel, ANSI 61 gray, powder coat finish, screw cover. | from vendor up to 0 business day | 51 | 52
SC121808 | Wiegmann enclosure, NEMA 1, 18 x 12 x 8in (HxWxD), wall mount, with knockouts, carbon steel, ANSI 61 gray, powder coat finish, screw cover. | from vendor up to 0 business day | 53 | 54
SC121808G | Wiegmann enclosure, NEMA 1, 18 x 12 x 8in (HxWxD), wall mount, with knockouts, galvanized steel, screw cover. | from vendor up to 10 business days | 53 | 54
SC121808GNK | Wiegmann enclosure, NEMA 1, 18 x 12 x 8in (HxWxD), wall mount, galvanized steel, screw cover. | from vendor up to 10 business days | 53 | 54
SC121808NK | Wiegmann enclosure, NEMA 1, 18 x 12 x 8in (HxWxD), wall mount, carbon steel, ANSI 61 gray, powder coat finish, screw cover. | from vendor up to 5 business days | 53 | 54
SC121810 | Wiegmann enclosure, NEMA 1, 18 x 12 x 10in (HxWxD), wall mount, with knockouts, carbon steel, ANSI 61 gray, powder coat finish, screw cover. | from vendor up to 10 business days | 71 | 73
SC121810G | Wiegmann enclosure, NEMA 1, 18 x 12 x 10in (HxWxD), wall mount, with knockouts, galvanized steel, screw cover. | from vendor up to 10 business days | 71 | 73
SC121810GNK | Wiegmann enclosure, NEMA 1, 18 x 12 x 10in (HxWxD), wall mount, galvanized steel, screw cover. | from vendor up to 10 business days | 71 | 73
SC121810NK | Wiegmann enclosure, NEMA 1, 18 x 12 x 10in (HxWxD), wall mount, carbon steel, ANSI 61 gray, powder coat finish, screw cover. | from vendor up to 5 business days | 71 | 73
SC122404 | Wiegmann enclosure, NEMA 1, 24 x 12 x 4in (HxWxD), wall mount, with knockouts, carbon steel, ANSI 61 gray, powder coat finish, screw cover. | from vendor up to 0 business day | 56 | 57
SC122404G | Wiegmann enclosure, NEMA 1, 24 x 12 x 4in (HxWxD), wall mount, with knockouts, galvanized steel, screw cover. | from vendor up to 10 business days | 56 | 57
SC122404GNK | Wiegmann enclosure, NEMA 1, 24 x 12 x 4in (HxWxD), wall mount, galvanized steel, screw cover. | from vendor up to 10 business days | 56 | 57
SC122404NK | Wiegmann enclosure, NEMA 1, 24 x 12 x 4in (HxWxD), wall mount, carbon steel, ANSI 61 gray, powder coat finish, screw cover. | from vendor up to 0 business day | 56 | 57
SC122406 | Wiegmann enclosure, NEMA 1, 24 x 12 x 6in (HxWxD), wall mount, with knockouts, carbon steel, ANSI 61 gray, powder coat finish, screw cover. | from vendor up to 0 business day | 65 | 66
SC122406G | Wiegmann enclosure, NEMA 1, 24 x 12 x 6in (HxWxD), wall mount, with knockouts, galvanized steel, screw cover. | from vendor up to 10 business days | 65 | 66
SC122406GNK | Wiegmann enclosure, NEMA 1, 24 x 12 x 6in (HxWxD), wall mount, galvanized steel, screw cover. | from vendor up to 10 business days | 65 | 66
SC122406NK | Wiegmann enclosure, NEMA 1, 24 x 12 x 6in (HxWxD), wall mount, carbon steel, ANSI 61 gray, powder coat finish, screw cover. | from vendor up to 0 business day | 65 | 66
SC122408 | Wiegmann enclosure, NEMA 1, 24 x 12 x 8in (HxWxD), wall mount, with knockouts, carbon steel, ANSI 61 gray, powder coat finish, screw cover. | from vendor up to 10 business days | 77 | 79
SC122408G | Wiegmann enclosure, NEMA 1, 24 x 12 x 8in (HxWxD), wall mount, with knockouts, galvanized steel, screw cover. | from vendor up to 10 business days | 77 | 79
SC122408GNK | Wiegmann enclosure, NEMA 1, 24 x 12 x 8in (HxWxD), wall mount, galvanized steel, screw cover. | from vendor up to 10 business days | 77 | 79
SC122408NK | Wiegmann enclosure, NEMA 1, 24 x 12 x 8in (HxWxD), wall mount, carbon steel, ANSI 61 gray, powder coat finish, screw cover. | from vendor up to 0 business day | 77 | 79
SC122410 | Wiegmann enclosure, NEMA 1, 24 x 12 x 10in (HxWxD), wall mount, with knockouts, carbon steel, ANSI 61 gray, powder coat finish, screw cover. | from vendor up to 10 business days | 65 | 66
SC122410G | Wiegmann enclosure, NEMA 1, 24 x 12 x 10in (HxWxD), wall mount, with knockouts, galvanized steel, screw cover. | from vendor up to 10 business days | 65 | 66
SC122410GNK | Wiegmann enclosure, NEMA 1, 24 x 12 x 10in (HxWxD), wall mount, galvanized steel, screw cover. | from vendor up to 10 business days | 65 | 66
SC122410NK | Wiegmann enclosure, NEMA 1, 24 x 12 x 10in (HxWxD), wall mount, carbon steel, ANSI 61 gray, powder coat finish, screw cover. | from vendor up to 5 business days | 65 | 66
SC122412 | Wiegmann enclosure, NEMA 1, 24 x 12 x 12in (HxWxD), wall mount, with knockouts, carbon steel, ANSI 61 gray, powder coat finish, screw cover. | from vendor up to 5 business days | 68 | 69
SC122412G | Wiegmann enclosure, NEMA 1, 24 x 12 x 12in (HxWxD), wall mount, with knockouts, galvanized steel, screw cover. | from vendor up to 10 business days | 68 | 69
SC122412GNK | Wiegmann enclosure, NEMA 1, 24 x 12 x 12in (HxWxD), wall mount, galvanized steel, screw cover. | from vendor up to 10 business days | 68 | 69
SC122412NK | Wiegmann enclosure, NEMA 1, 24 x 12 x 12in (HxWxD), wall mount, carbon steel, ANSI 61 gray, powder coat finish, screw cover. | from vendor up to 10 business days | 68 | 69
SC151504 | Wiegmann enclosure, NEMA 1, 15 x 15 x 4in (HxWxD), wall mount, with knockouts, carbon steel, ANSI 61 gray, powder coat finish, screw cover. | from vendor up to 0 business day | 45.5 | 46.5
SC151504G | Wiegmann enclosure, NEMA 1, 15 x 15 x 4in (HxWxD), wall mount, with knockouts, galvanized steel, screw cover. | from vendor up to 10 business days | 45.5 | 46.5
SC151504GNK | Wiegmann enclosure, NEMA 1, 15 x 15 x 4in (HxWxD), wall mount, galvanized steel, screw cover. | from vendor up to 0 business day | 45.5 | 46.5
SC151504NK | Wiegmann enclosure, NEMA 1, 15 x 15 x 4in (HxWxD), wall mount, carbon steel, ANSI 61 gray, powder coat finish, screw cover. | from vendor up to 0 business day | 45.5 | 46.5
SC151506 | Wiegmann enclosure, NEMA 1, 15 x 15 x 6in (HxWxD), wall mount, with knockouts, carbon steel, ANSI 61 gray, powder coat finish, screw cover. | Stock | 51 | 52
SC151506G | Wiegmann enclosure, NEMA 1, 15 x 15 x 6in (HxWxD), wall mount, with knockouts, galvanized steel, screw cover. | from vendor up to 10 business days | 51 | 52
SC151506GNK | Wiegmann enclosure, NEMA 1, 15 x 15 x 6in (HxWxD), wall mount, galvanized steel, screw cover. | from vendor up to 0 business day | 51 | 52
SC151506NK | Wiegmann enclosure, NEMA 1, 15 x 15 x 6in (HxWxD), wall mount, carbon steel, ANSI 61 gray, powder coat finish, screw cover. | from vendor up to 0 business day | 51 | 52
SC151804 | Wiegmann enclosure, NEMA 1, 18 x 15 x 4in (HxWxD), wall mount, with knockouts, carbon steel, ANSI 61 gray, powder coat finish, screw cover. | from vendor up to 10 business days | 56 | 57
SC151804G | Wiegmann enclosure, NEMA 1, 18 x 15 x 4in (HxWxD), wall mount, with knockouts, galvanized steel, screw cover. | from vendor up to 10 business days | 56 | 57
SC151804GNK | Wiegmann enclosure, NEMA 1, 18 x 15 x 4in (HxWxD), wall mount, galvanized steel, screw cover. | from vendor up to 10 business days | 56 | 57
SC151804NK | Wiegmann enclosure, NEMA 1, 18 x 15 x 4in (HxWxD), wall mount, carbon steel, ANSI 61 gray, powder coat finish, screw cover. | from vendor up to 0 business day | 56 | 57
SC151806 | Wiegmann enclosure, NEMA 1, 18 x 15 x 6in (HxWxD), wall mount, with knockouts, carbon steel, ANSI 61 gray, powder coat finish, screw cover. | from vendor up to 5 business days | 59 | 60
SC151806G | Wiegmann enclosure, NEMA 1, 18 x 15 x 6in (HxWxD), wall mount, with knockouts, galvanized steel, screw cover. | from vendor up to 10 business days | 59 | 60
SC151806GNK | Wiegmann enclosure, NEMA 1, 18 x 15 x 6in (HxWxD), wall mount, galvanized steel, screw cover. | from vendor up to 10 business days | 59 | 60
SC151806NK | Wiegmann enclosure, NEMA 1, 18 x 15 x 6in (HxWxD), wall mount, carbon steel, ANSI 61 gray, powder coat finish, screw cover. | from vendor up to 0 business day | 59 | 60
SC1550Z103-50 | Hammond cover screw, replacement, M4 x 0.7mm x 20mm, Phillips flat head, stainless steel. Package of 50. | Stock | 8.5 | 8.75
SC18-0 | Murrelektronik field wireable solenoid valve connector, 18mm DIN 43650 Form A molded connector, 230 VAC/VDC, 16-12 AWG, accepts cable diameter size 0.24-0.32in. | Stock | 8.75 | 9
SC181804 | Wiegmann enclosure, NEMA 1, 18 x 18 x 4in (HxWxD), wall mount, with knockouts, carbon steel, ANSI 61 gray, powder coat finish, screw cover. | Stock | 59 | 60
SC181804G | Wiegmann enclosure, NEMA 1, 18 x 18 x 4in (HxWxD), wall mount, with knockouts, galvanized steel, screw cover. | from vendor up to 10 business days | 59 | 60
SC181804GNK | Wiegmann enclosure, NEMA 1, 18 x 18 x 4in (HxWxD), wall mount, galvanized steel, screw cover. | from vendor up to 0 business day | 59 | 60
SC181804NK | Wiegmann enclosure, NEMA 1, 18 x 18 x 4in (HxWxD), wall mount, carbon steel, ANSI 61 gray, powder coat finish, screw cover. | Stock | 59 | 60
SC181806 | Wiegmann enclosure, NEMA 1, 18 x 18 x 6in (HxWxD), wall mount, with knockouts, carbon steel, ANSI 61 gray, powder coat finish, screw cover. | from vendor up to 0 business day | 68 | 70
SC181806G | Wiegmann enclosure, NEMA 1, 18 x 18 x 6in (HxWxD), wall mount, with knockouts, galvanized steel, screw cover. | from vendor up to 0 business day | 68 | 70
SC181806GNK | Wiegmann enclosure, NEMA 1, 18 x 18 x 6in (HxWxD), wall mount, galvanized steel, screw cover. | Stock | 68 | 70
SC181806NK | Wiegmann enclosure, NEMA 1, 18 x 18 x 6in (HxWxD), wall mount, carbon steel, ANSI 61 gray, powder coat finish, screw cover. | from vendor up to 0 business day | 68 | 70
SC181808 | Wiegmann enclosure, NEMA 1, 18 x 18 x 8in (HxWxD), wall mount, with knockouts, carbon steel, ANSI 61 gray, powder coat finish, screw cover. | Stock | 77 | 79
SC181808G | Wiegmann enclosure, NEMA 1, 18 x 18 x 8in (HxWxD), wall mount, with knockouts, galvanized steel, screw cover. | from vendor up to 10 business days | 77 | 79
SC181808GNK | Wiegmann enclosure, NEMA 1, 18 x 18 x 8in (HxWxD), wall mount, galvanized steel, screw cover. | from vendor up to 0 business day | 77 | 79
SC181808NK | Wiegmann enclosure, NEMA 1, 18 x 18 x 8in (HxWxD), wall mount, carbon steel, ANSI 61 gray, powder coat finish, screw cover. | from vendor up to 0 business day | 77 | 79
SC181810 | Wiegmann enclosure, NEMA 1, 18 x 18 x 10in (HxWxD), wall mount, with knockouts, carbon steel, ANSI 61 gray, powder coat finish, screw cover. | from vendor up to 10 business days | 99 | 101
SC181810G | Wiegmann enclosure, NEMA 1, 18 x 18 x 10in (HxWxD), wall mount, with knockouts, galvanized steel, screw cover. | from vendor up to 10 business days | 99 | 101
SC181810GNK | Wiegmann enclosure, NEMA 1, 18 x 18 x 10in (HxWxD), wall mount, galvanized steel, screw cover. | from vendor up to 10 business days | 99 | 101
SC181810NK | Wiegmann enclosure, NEMA 1, 18 x 18 x 10in (HxWxD), wall mount, carbon steel, ANSI 61 gray, powder coat finish, screw cover. | from vendor up to 0 business day | 99 | 101
SC181812 | Wiegmann enclosure, NEMA 1, 18 x 18 x 12in (HxWxD), wall mount, with knockouts, carbon steel, ANSI 61 gray, powder coat finish, screw cover. | from vendor up to 5 business days | 85 | 87
SC181812G | Wiegmann enclosure, NEMA 1, 18 x 18 x 12in (HxWxD), wall mount, with knockouts, galvanized steel, screw cover. | from vendor up to 10 business days | 85 | 87
SC181812GNK | Wiegmann enclosure, NEMA 1, 18 x 18 x 12in (HxWxD), wall mount, galvanized steel, screw cover. | from vendor up to 10 business days | 85 | 87
SC181812NK | Wiegmann enclosure, NEMA 1, 18 x 18 x 12in (HxWxD), wall mount, carbon steel, ANSI 61 gray, powder coat finish, screw cover. | from vendor up to 0 business day | 85 | 87
SC182404 | Wiegmann enclosure, NEMA 1, 24 x 18 x 4in (HxWxD), wall mount, with knockouts, carbon steel, ANSI 61 gray, powder coat finish, screw cover. | from vendor up to 0 business day | 91 | 93
SC182404G | Wiegmann enclosure, NEMA 1, 24 x 18 x 4in (HxWxD), wall mount, with knockouts, galvanized steel, screw cover. | from vendor up to 10 business days | 91 | 93
SC182404GNK | Wiegmann enclosure, NEMA 1, 24 x 18 x 4in (HxWxD), wall mount, galvanized steel, screw cover. | from vendor up to 10 business days | 91 | 93
SC182404NK | Wiegmann enclosure, NEMA 1, 24 x 18 x 4in (HxWxD), wall mount, carbon steel, ANSI 61 gray, powder coat finish, screw cover. | from vendor up to 10 business days | 91 | 93
SC182406 | Wiegmann enclosure, NEMA 1, 24 x 18 x 6in (HxWxD), wall mount, with knockouts, carbon steel, ANSI 61 gray, powder coat finish, screw cover. | from vendor up to 0 business day | 107 | 110
SC182406G | Wiegmann enclosure, NEMA 1, 24 x 18 x 6in (HxWxD), wall mount, with knockouts, galvanized steel, screw cover. | from vendor up to 10 business days | 107 | 110
SC182406GNK | Wiegmann enclosure, NEMA 1, 24 x 18 x 6in (HxWxD), wall mount, galvanized steel, screw cover. | from vendor up to 10 business days | 107 | 110
SC182406NK | Wiegmann enclosure, NEMA 1, 24 x 18 x 6in (HxWxD), wall mount, carbon steel, ANSI 61 gray, powder coat finish, screw cover. | Stock | 107 | 110
SC182408 | Wiegmann enclosure, NEMA 1, 24 x 18 x 8in (HxWxD), wall mount, with knockouts, carbon steel, ANSI 61 gray, powder coat finish, screw cover. | from vendor up to 0 business day | 115 | 118
SC182408G | Wiegmann enclosure, NEMA 1, 24 x 18 x 8in (HxWxD), wall mount, with knockouts, galvanized steel, screw cover. | from vendor up to 10 business days | 115 | 118
SC182408GNK | Wiegmann enclosure, NEMA 1, 24 x 18 x 8in (HxWxD), wall mount, galvanized steel, screw cover. | from vendor up to 10 business days | 115 | 118
SC182408NK | Wiegmann enclosure, NEMA 1, 24 x 18 x 8in (HxWxD), wall mount, carbon steel, ANSI 61 gray, powder coat finish, screw cover. | from vendor up to 5 business days | 115 | 118
SC182410 | Wiegmann enclosure, NEMA 1, 24 x 18 x 10in (HxWxD), wall mount, with knockouts, carbon steel, ANSI 61 gray, powder coat finish, screw cover. | from vendor up to 10 business days | 177 | 181
SC182410G | Wiegmann enclosure, NEMA 1, 24 x 18 x 10in (HxWxD), wall mount, with knockouts, galvanized steel, screw cover. | from vendor up to 10 business days | 177 | 181
SC182410GNK | Wiegmann enclosure, NEMA 1, 24 x 18 x 10in (HxWxD), wall mount, galvanized steel, screw cover. | from vendor up to 10 business days | 177 | 181
SC182410NK | Wiegmann enclosure, NEMA 1, 24 x 18 x 10in (HxWxD), wall mount, carbon steel, ANSI 61 gray, powder coat finish, screw cover. | from vendor up to 10 business days | 177 | 181
SC182412 | Wiegmann enclosure, NEMA 1, 24 x 18 x 12in (HxWxD), wall mount, with knockouts, carbon steel, ANSI 61 gray, powder coat finish, screw cover. | from vendor up to 10 business days | 192 | 197
SC182412G | Wiegmann enclosure, NEMA 1, 24 x 18 x 12in (HxWxD), wall mount, with knockouts, galvanized steel, screw cover. | from vendor up to 10 business days | 192 | 197
SC182412GNK | Wiegmann enclosure, NEMA 1, 24 x 18 x 12in (HxWxD), wall mount, galvanized steel, screw cover. | from vendor up to 10 business days | 192 | 197
SC182412NK | Wiegmann enclosure, NEMA 1, 24 x 18 x 12in (HxWxD), wall mount, carbon steel, ANSI 61 gray, powder coat finish, screw cover. | from vendor up to 5 business days | 192 | 197
SC18-3 | Murrelektronik solenoid valve cable, 18mm DIN 43650 Form A molded connector to 3-wire pigtail, 230 VAC/VDC, 18 AWG, PVC jacket, 9.8ft/3m cable length. | Stock | 10.5 | 11
SC183004 | Wiegmann enclosure, NEMA 1, 30 x 18 x 4in (HxWxD), wall mount, with knockouts, carbon steel, ANSI 61 gray, powder coat finish, screw cover. | from vendor up to 10 business days | 112 | 115
SC183004G | Wiegmann enclosure, NEMA 1, 30 x 18 x 4in (HxWxD), wall mount, with knockouts, galvanized steel, screw cover. | from vendor up to 10 business days | 112 | 115
SC183004GNK | Wiegmann enclosure, NEMA 1, 30 x 18 x 4in (HxWxD), wall mount, galvanized steel, screw cover. | from vendor up to 10 business days | 112 | 115
SC183004NK | Wiegmann enclosure, NEMA 1, 30 x 18 x 4in (HxWxD), wall mount, carbon steel, ANSI 61 gray, powder coat finish, screw cover. | from vendor up to 10 business days | 112 | 115
SC18-5 | Murrelektronik solenoid valve cable, 18mm DIN 43650 Form A molded connector to 3-wire pigtail, 230 VAC/VDC, 18 AWG, PVC jacket, 16.4ft/5m cable length. | Stock | 14.25 | 15
SC18-LS110-0 | Murrelektronik field wireable solenoid valve connector, 18mm DIN 43650 Form A molded connector, 110 VAC/VDC, 16-12 AWG, accepts cable diameter size 0.24-0.32in, surge protection, LED indication. | Stock | 11.75 | 12
SC18-LS110-3 | Murrelektronik solenoid valve cable, 18mm DIN 43650 Form A molded connector to 3-wire pigtail, 110 VAC/VDC, 18 AWG, PVC jacket, 9.8ft/3m cable length, surge protection, LED indication. | Stock | 15.75 | 16.5
SC18-LS110-5 | Murrelektronik solenoid valve cable, 18mm DIN 43650 Form A molded connector to 3-wire pigtail, 110 VAC/VDC, 18 AWG, PVC jacket, 16.4ft/5m cable length, surge protection, LED indication. | Stock | 18.5 | 19
SC18-LS24-0 | Murrelektronik field wireable solenoid valve connector, 18mm DIN 43650 Form A molded connector, 24 VAC/VDC, 16-12 AWG, accepts cable diameter size 0.24-0.32in, surge protection, LED indication. | Stock | 10.5 | 11
SC18-LS24-3 | Murrelektronik solenoid valve cable, 18mm DIN 43650 Form A molded connector to 3-wire pigtail, 24 VAC/VDC, 18 AWG, PVC jacket, 9.8ft/3m cable length, surge protection, LED indication. | Stock | 12.75 | 13.5
SC18-LS24-5 | Murrelektronik solenoid valve cable, 18mm DIN 43650 Form A molded connector to 3-wire pigtail, 24 VAC/VDC, 18 AWG, PVC jacket, 16.4ft/5m cable length, surge protection, LED indication. | Stock | 15.25 | 16
SC-1-LB | Killark sealing compound, 1-pound container. For use with hazardous location sealing fittings. | Stock | 16.5 | 18
SC242404 | Wiegmann enclosure, NEMA 1, 24 x 24 x 4in (HxWxD), wall mount, with knockouts, carbon steel, ANSI 61 gray, powder coat finish, screw cover. | from vendor up to 0 business day | 119 | 122
SC242404G | Wiegmann enclosure, NEMA 1, 24 x 24 x 4in (HxWxD), wall mount, with knockouts, galvanized steel, screw cover. | from vendor up to 10 business days | 119 | 122
SC242404GNK | Wiegmann enclosure, NEMA 1, 24 x 24 x 4in (HxWxD), wall mount, galvanized steel, screw cover. | from vendor up to 10 business days | 119 | 122
SC242404NK | Wiegmann enclosure, NEMA 1, 24 x 24 x 4in (HxWxD), wall mount, carbon steel, ANSI 61 gray, powder coat finish, screw cover. | from vendor up to 0 business day | 119 | 122
SC242406 | Wiegmann enclosure, NEMA 1, 24 x 24 x 6in (HxWxD), wall mount, with knockouts, carbon steel, ANSI 61 gray, powder coat finish, screw cover. | from vendor up to 0 business day | 138 | 142
SC242406G | Wiegmann enclosure, NEMA 1, 24 x 24 x 6in (HxWxD), wall mount, with knockouts, galvanized steel, screw cover. | from vendor up to 10 business days | 138 | 142
SC242406GNK | Wiegmann enclosure, NEMA 1, 24 x 24 x 6in (HxWxD), wall mount, galvanized steel, screw cover. | Stock | 138 | 142
SC242406NK | Wiegmann enclosure, NEMA 1, 24 x 24 x 6in (HxWxD), wall mount, carbon steel, ANSI 61 gray, powder coat finish, screw cover. | from vendor up to 0 business day | 138 | 142
SC242408 | Wiegmann enclosure, NEMA 1, 24 x 24 x 8in (HxWxD), wall mount, with knockouts, carbon steel, ANSI 61 gray, powder coat finish, screw cover. | from vendor up to 0 business day | 153 | 157
SC242408G | Wiegmann enclosure, NEMA 1, 24 x 24 x 8in (HxWxD), wall mount, with knockouts, galvanized steel, screw cover. | from vendor up to 10 business days | 153 | 157
SC242408GNK | Wiegmann enclosure, NEMA 1, 24 x 24 x 8in (HxWxD), wall mount, galvanized steel, screw cover. | Stock | 153 | 157
SC242408NK | Wiegmann enclosure, NEMA 1, 24 x 24 x 8in (HxWxD), wall mount, carbon steel, ANSI 61 gray, powder coat finish, screw cover. | from vendor up to 0 business day | 153 | 157
SC242410 | Wiegmann enclosure, NEMA 1, 24 x 24 x 10in (HxWxD), wall mount, with knockouts, carbon steel, ANSI 61 gray, powder coat finish, screw cover. | from vendor up to 10 business days | 217 | 222
SC242410G | Wiegmann enclosure, NEMA 1, 24 x 24 x 10in (HxWxD), wall mount, with knockouts, galvanized steel, screw cover. | from vendor up to 10 business days | 217 | 222
SC242410GNK | Wiegmann enclosure, NEMA 1, 24 x 24 x 10in (HxWxD), wall mount, galvanized steel, screw cover. | from vendor up to 10 business days | 217 | 222
SC242410NK | Wiegmann enclosure, NEMA 1, 24 x 24 x 10in (HxWxD), wall mount, carbon steel, ANSI 61 gray, powder coat finish, screw cover. | from vendor up to 0 business day | 217 | 222
SC242412 | Wiegmann enclosure, NEMA 1, 24 x 24 x 12in (HxWxD), wall mount, with knockouts, carbon steel, ANSI 61 gray, powder coat finish, screw cover. | from vendor up to 0 business day | 235 | 241
SC242412G | Wiegmann enclosure, NEMA 1, 24 x 24 x 12in (HxWxD), wall mount, with knockouts, galvanized steel, screw cover. | from vendor up to 10 business days | 235 | 241
SC242412GNK | Wiegmann enclosure, NEMA 1, 24 x 24 x 12in (HxWxD), wall mount, galvanized steel, screw cover. | from vendor up to 0 business day | 235 | 241
SC242412NK | Wiegmann enclosure, NEMA 1, 24 x 24 x 12in (HxWxD), wall mount, carbon steel, ANSI 61 gray, powder coat finish, screw cover. | Stock | 235 | 241
SC243006 | Wiegmann enclosure, NEMA 1, 30 x 24 x 6in (HxWxD), wall mount, with knockouts, carbon steel, ANSI 61 gray, powder coat finish, screw cover. | from vendor up to 0 business day | 166 | 170
SC243006G | Wiegmann enclosure, NEMA 1, 30 x 24 x 6in (HxWxD), wall mount, with knockouts, galvanized steel, screw cover. | from vendor up to 10 business days | 166 | 170
SC243006GNK | Wiegmann enclosure, NEMA 1, 30 x 24 x 6in (HxWxD), wall mount, galvanized steel, screw cover. | from vendor up to 10 business days | 166 | 170
SC243006NK | Wiegmann enclosure, NEMA 1, 30 x 24 x 6in (HxWxD), wall mount, carbon steel, ANSI 61 gray, powder coat finish, screw cover. | from vendor up to 0 business day | 166 | 170
SC243008 | Wiegmann enclosure, NEMA 1, 30 x 24 x 8in (HxWxD), wall mount, with knockouts, carbon steel, ANSI 61 gray, powder coat finish, screw cover. | from vendor up to 10 business days | 218 | 223
SC243008G | Wiegmann enclosure, NEMA 1, 30 x 24 x 8in (HxWxD), wall mount, with knockouts, galvanized steel, screw cover. | from vendor up to 10 business days | 218 | 223
SC243008GNK | Wiegmann enclosure, NEMA 1, 30 x 24 x 8in (HxWxD), wall mount, galvanized steel, screw cover. | from vendor up to 10 business days | 218 | 223
SC243008NK | Wiegmann enclosure, NEMA 1, 30 x 24 x 8in (HxWxD), wall mount, carbon steel, ANSI 61 gray, powder coat finish, screw cover. | from vendor up to 5 business days | 218 | 223
SC243010 | Wiegmann enclosure, NEMA 1, 30 x 24 x 10in (HxWxD), wall mount, with knockouts, carbon steel, ANSI 61 gray, powder coat finish, screw cover. | from vendor up to 10 business days | 257 | 263
SC243010G | Wiegmann enclosure, NEMA 1, 30 x 24 x 10in (HxWxD), wall mount, with knockouts, galvanized steel, screw cover. | from vendor up to 10 business days | 257 | 263
SC243010GNK | Wiegmann enclosure, NEMA 1, 30 x 24 x 10in (HxWxD), wall mount, galvanized steel, screw cover. | from vendor up to 10 business days | 257 | 263
SC243010NK | Wiegmann enclosure, NEMA 1, 30 x 24 x 10in (HxWxD), wall mount, carbon steel, ANSI 61 gray, powder coat finish, screw cover. | from vendor up to 10 business days | 257 | 263
SC243012 | Wiegmann enclosure, NEMA 1, 30 x 24 x 12in (HxWxD), wall mount, with knockouts, carbon steel, ANSI 61 gray, powder coat finish, screw cover. | from vendor up to 10 business days | 288 | 295
SC243012G | Wiegmann enclosure, NEMA 1, 30 x 24 x 12in (HxWxD), wall mount, with knockouts, galvanized steel, screw cover. | from vendor up to 10 business days | 288 | 295
SC243012GNK | Wiegmann enclosure, NEMA 1, 30 x 24 x 12in (HxWxD), wall mount, galvanized steel, screw cover. | from vendor up to 10 business days | 288 | 295
SC243012NK | Wiegmann enclosure, NEMA 1, 30 x 24 x 12in (HxWxD), wall mount, carbon steel, ANSI 61 gray, powder coat finish, screw cover. | from vendor up to 10 business days | 288 | 295
SC243608 | Wiegmann enclosure, NEMA 1, 36 x 24 x 8in (HxWxD), wall mount, with knockouts, carbon steel, ANSI 61 gray, powder coat finish, screw cover. | from vendor up to 10 business days | 212 | 217
SC243608G | Wiegmann enclosure, NEMA 1, 36 x 24 x 8in (HxWxD), wall mount, with knockouts, galvanized steel, screw cover. | from vendor up to 10 business days | 212 | 217
SC243608GNK | Wiegmann enclosure, NEMA 1, 36 x 24 x 8in (HxWxD), wall mount, galvanized steel, screw cover. | from vendor up to 10 business days | 212 | 217
SC243608NK | Wiegmann enclosure, NEMA 1, 36 x 24 x 8in (HxWxD), wall mount, carbon steel, ANSI 61 gray, powder coat finish, screw cover. | from vendor up to 0 business day | 212 | 217
SC243610 | Wiegmann enclosure, NEMA 1, 36 x 24 x 10in (HxWxD), wall mount, with knockouts, carbon steel, ANSI 61 gray, powder coat finish, screw cover. | from vendor up to 10 business days | 293 | 300
SC243610G | Wiegmann enclosure, NEMA 1, 36 x 24 x 10in (HxWxD), wall mount, with knockouts, galvanized steel, screw cover. | from vendor up to 10 business days | 293 | 300
SC243610GNK | Wiegmann enclosure, NEMA 1, 36 x 24 x 10in (HxWxD), wall mount, galvanized steel, screw cover. | from vendor up to 10 business days | 293 | 300
SC243610NK | Wiegmann enclosure, NEMA 1, 36 x 24 x 10in (HxWxD), wall mount, carbon steel, ANSI 61 gray, powder coat finish, screw cover. | from vendor up to 10 business days | 293 | 300
SC243612 | Wiegmann enclosure, NEMA 1, 36 x 24 x 12in (HxWxD), wall mount, with knockouts, carbon steel, ANSI 61 gray, powder coat finish, screw cover. | from vendor up to 10 business days | 315 | 322
SC243612G | Wiegmann enclosure, NEMA 1, 36 x 24 x 12in (HxWxD), wall mount, with knockouts, galvanized steel, screw cover. | from vendor up to 10 business days | 315 | 322
SC243612GNK | Wiegmann enclosure, NEMA 1, 36 x 24 x 12in (HxWxD), wall mount, galvanized steel, screw cover. | from vendor up to 10 business days | 315 | 322
SC243612NK | Wiegmann enclosure, NEMA 1, 36 x 24 x 12in (HxWxD), wall mount, carbon steel, ANSI 61 gray, powder coat finish, screw cover. | from vendor up to 5 business days | 315 | 322
SC303008GNK | Wiegmann enclosure, NEMA 1, 30 x 30 x 8in (HxWxD), wall mount, galvanized steel, screw cover. | from vendor up to 0 business day | 283 | 290
SC303008NK | Wiegmann enclosure, NEMA 1, 30 x 30 x 8in (HxWxD), wall mount, carbon steel, ANSI 61 gray, powder coat finish, screw cover. | from vendor up to 0 business day | 283 | 290
SC303010GNK | Wiegmann enclosure, NEMA 1, 30 x 30 x 10in (HxWxD), wall mount, galvanized steel, screw cover. | from vendor up to 5 business days | 335 | 343
SC303010NK | Wiegmann enclosure, NEMA 1, 30 x 30 x 10in (HxWxD), wall mount, carbon steel, ANSI 61 gray, powder coat finish, screw cover. | from vendor up to 0 business day | 335 | 343
SC303012GNK | Wiegmann enclosure, NEMA 1, 30 x 30 x 12in (HxWxD), wall mount, galvanized steel, screw cover. | from vendor up to 10 business days | 368 | 376
SC303012NK | Wiegmann enclosure, NEMA 1, 30 x 30 x 12in (HxWxD), wall mount, carbon steel, ANSI 61 gray, powder coat finish, screw cover. | from vendor up to 0 business day | 368 | 376
SC303608GNK | Wiegmann enclosure, NEMA 1, 36 x 30 x 8in (HxWxD), wall mount, galvanized steel, screw cover. | from vendor up to 10 business days | 324 | 332
SC303608NK | Wiegmann enclosure, NEMA 1, 36 x 30 x 8in (HxWxD), wall mount, carbon steel, ANSI 61 gray, powder coat finish, screw cover. | from vendor up to 10 business days | 324 | 332
SC303610GNK | Wiegmann enclosure, NEMA 1, 36 x 30 x 10in (HxWxD), wall mount, galvanized steel, screw cover. | from vendor up to 10 business days | 335 | 343
SC303610NK | Wiegmann enclosure, NEMA 1, 36 x 30 x 10in (HxWxD), wall mount, carbon steel, ANSI 61 gray, powder coat finish, screw cover. | from vendor up to 10 business days | 335 | 343
SC303612GNK | Wiegmann enclosure, NEMA 1, 36 x 30 x 12in (HxWxD), wall mount, galvanized steel, screw cover. | from vendor up to 10 business days | 378 | 387
SC303612NK | Wiegmann enclosure, NEMA 1, 36 x 30 x 12in (HxWxD), wall mount, carbon steel, ANSI 61 gray, powder coat finish, screw cover. | from vendor up to 10 business days | 378 | 387
SC363608GNK | Wiegmann enclosure, NEMA 1, 36 x 36 x 8in (HxWxD), wall mount, galvanized steel, screw cover. | from vendor up to 5 business days | 307 | 314
SC363608NK | Wiegmann enclosure, NEMA 1, 36 x 36 x 8in (HxWxD), wall mount, carbon steel, ANSI 61 gray, powder coat finish, screw cover. | from vendor up to 0 business day | 307 | 314
SC363610GNK | Wiegmann enclosure, NEMA 1, 36 x 36 x 10in (HxWxD), wall mount, galvanized steel, screw cover. | from vendor up to 10 business days | 340 | 348
SC363610NK | Wiegmann enclosure, NEMA 1, 36 x 36 x 10in (HxWxD), wall mount, carbon steel, ANSI 61 gray, powder coat finish, screw cover. | from vendor up to 0 business day | 340 | 348
SC363612GNK | Wiegmann enclosure, NEMA 1, 36 x 36 x 12in (HxWxD), wall mount, galvanized steel, screw cover. | from vendor up to 0 business day | 437 | 448
SC363612NK | Wiegmann enclosure, NEMA 1, 36 x 36 x 12in (HxWxD), wall mount, carbon steel, ANSI 61 gray, powder coat finish, screw cover. | from vendor up to 0 business day | 437 | 448
SC-4-OZ | Killark sealing compound, 4-ounce container. For use with hazardous location sealing fittings. | Stock | 9.25 | 10
SC576-50 | Hammond cover screw, replacement, M4 x 0.7mm x 20mm, Phillips pan head, stainless steel. Package of 50. | Stock | 7
SC583-50 | Hammond cover screw, replacement, M4 x 0.7mm x 25mm, Phillips pan head, stainless steel. Package of 50. | Stock | 13.5 | 13.75
SC6-1100 | ProSense signal conditioner, isolated, current input, current output, 24 VDC nominal operating voltage, 35mm DIN rail mount, screw terminals. | Stock | 137 | 148
SC6-1101 | ProSense signal conditioner, isolated, loop powered current input, current output, 35mm DIN rail mount, screw terminals. | Stock | 97 | 104
SC6-1102 | ProSense signal conditioner, isolated, current input, current output, 6-35 VDC loop powered operating voltage, 35mm DIN rail mount, screw terminals. | Stock | 113 | 122
SC6-1110 | ProSense signal conditioner, isolated, current input, (2) current output, 24 VDC nominal operating voltage, 35mm DIN rail mount, screw terminals. | Stock | 166 | 180
SC6-1111 | ProSense signal conditioner, (2) isolated channels, loop powered current input, current output, 35mm DIN rail mount, screw terminals. | Stock | 140 | 151
SC6-1112 | ProSense signal conditioner, (2) isolated channels, current input, current output, 6-35 VDC loop powered operating voltage, 35mm DIN rail mount, screw terminals. | Stock | 167 | 181
SC6-2200 | ProSense signal conditioner, isolated, current or voltage input, current or voltage output, 24 VDC nominal operating voltage, 35mm DIN rail mount, screw terminals. | Stock | 154 | 166
SC6-2220 | ProSense signal conditioner, isolated, current or voltage input, (2) current or voltage output, 24 VDC nominal operating voltage, 35mm DIN rail mount, screw terminals. | Stock | 184 | 198
SC6-3200 | ProSense signal conditioner, isolated, bi-polar current or voltage input, current or voltage output, 24 VDC nominal operating voltage, 35mm DIN rail mount, screw terminals. | Stock | 155 | 167
SC6-3220 | ProSense signal conditioner, isolated, bi-polar current or voltage input, (2) current or voltage output, 24 VDC nominal operating voltage, 35mm DIN rail mount, screw terminals. | Stock | 190 | 205
SC6-4102 | ProSense signal conditioner, isolated, current transmitter input, current output, 6-35 VDC loop powered operating voltage, 35mm DIN rail mount, screw terminals. | Stock | 114 | 123
SC6-4112 | ProSense signal conditioner, (2) isolated channels, current transmitter input, current output, 6-35 VDC loop powered operating voltage, 35mm DIN rail mount, screw terminals. | Stock | 167 | 181
SC6-5200 | ProSense temperature transmitter, isolated, thermocouple input, deg C or deg F, current or voltage output, 24 VDC nominal operating voltage, 35mm DIN rail mount, screw terminals. | Stock | 140 | 151
SC6-6102 | ProSense temperature transmitter, non-isolated, RTD input, deg C or deg F, current output, 3.3-35 VDC loop powered operating voltage, 35mm DIN rail mount, screw terminals. | Stock | 82 | 89
SC6-6200 | ProSense temperature transmitter, isolated, RTD input, deg C or deg F, current or voltage output, 24 VDC nominal operating voltage, 35mm DIN rail mount, screw terminals. | Stock | 131 | 141
SC6-7102 | ProSense temperature transmitter, isolated, RTD or thermocouple input, deg C or deg F, current output, 5.5-35 VDC loop powered operating voltage, 35mm DIN rail mount, screw terminals. | Stock | 121 | 131
SC6-PCU1 | ProSense power connection unit, for use with SC6 series signal conditioners. | Stock | 77 | 83
SC8-0 | NITRA field wireable solenoid valve connector, 8mm DIN 43650 Form C molded connector, 230 VAC/VDC, 16-12 AWG, accepts cable diameter size 0.20-0.24in. | Stock | 5.5 | 5.75
SC8-1 | NITRA solenoid valve cable, 8mm DIN 43650 Form C molded connector to 3-wire pigtail, 230 VAC/VDC, 18 AWG, PVC jacket, 3.2ft/1m cable length. | Stock | 11 | 11.5
SC8-3 | Murrelektronik solenoid valve cable, 8mm DIN 43650 Form C molded connector to 3-wire pigtail, 230 VAC/VDC, 18 AWG, PVC jacket, 9.8ft/3m cable length. | Stock | 10.5 | 11
SC8-5 | Murrelektronik solenoid valve cable, 8mm DIN 43650 Form C molded connector to 3-wire pigtail, 230 VAC/VDC, 18 AWG, PVC jacket, 16.4ft/5m cable length. | Stock | 14.25 | 15
SC8-5T | Murrelektronik transmitter cable, 8mm DIN 43650 Form C molded connector to 4-wire pigtail, 230 VAC/VDC, 18 AWG, PVC jacket, 16.4ft/5m cable length. | Stock | 19.5 | 20.5
SC8-LS110-3 | Murrelektronik solenoid valve cable, 8mm DIN 43650 Form C molded connector to 3-wire pigtail, 110 VAC/VDC, 18 AWG, PVC jacket, 9.8ft/3m cable length, surge protection, LED indication. | Stock | 15.75 | 16.5
SC8-LS110-5 | Murrelektronik solenoid valve cable, 8mm DIN 43650 Form C molded connector to 3-wire pigtail, 110 VAC/VDC, 18 AWG, PVC jacket, 16.4ft/5m cable length, surge protection, LED indication. | Stock | 18.25 | 19
SC8-LS24-3 | Murrelektronik solenoid valve cable, 8mm DIN 43650 Form C molded connector to 3-wire pigtail, 24 VAC/VDC, 18 AWG, PVC jacket, 9.8ft/3m cable length, surge protection, LED indication. | Stock | 12.75 | 13.5
SC8-LS24-5 | Murrelektronik solenoid valve cable, 8mm DIN 43650 Form C molded connector to 3-wire pigtail, 24 VAC/VDC, 18 AWG, PVC jacket, 16.4ft/5m cable length, surge protection, LED indication. | Stock | 15.25 | 16
SC-8-OZ | Killark sealing compound, 8-ounce container. For use with hazardous location sealing fittings. | Stock | 9.25 | 10
SC9-3 | Murrelektronik solenoid valve cable, 9.4mm DIN style molded connector to 3-wire pigtail, 230 VAC/VDC, 18 AWG, PVC jacket, 9.8ft/3m cable length. | Stock | 10.5 | 11
SC9-5 | Murrelektronik solenoid valve cable, 9.4mm DIN style molded connector to 3-wire pigtail, 230 VAC/VDC, 18 AWG, PVC jacket, 16.4ft/5m cable length. | Stock | 14.25 | 15
SC9-LS110-3 | Murrelektronik solenoid valve cable, 9.4mm DIN style molded connector to 3-wire pigtail, 110 VAC/VDC, 18 AWG, PVC jacket, 9.8ft/3m cable length, surge protection, LED indication. | Stock | 15.75 | 16.5
SC9-LS110-5 | Murrelektronik solenoid valve cable, 9.4mm DIN style molded connector to 3-wire pigtail, 110 VAC/VDC, 18 AWG, PVC jacket, 16.4ft/5m cable length, surge protection, LED indication. | Stock | 18.25 | 19
SC9-LS24-3 | Murrelektronik solenoid valve cable, 9.4mm DIN style molded connector to 3-wire pigtail, 24 VAC/VDC, 18 AWG, PVC jacket, 9.8ft/3m cable length, surge protection, LED indication. | Stock | 12.75 | 13.5
SC9-LS24-5 | Murrelektronik solenoid valve cable, 9.4mm DIN style molded connector to 3-wire pigtail, 24 VAC/VDC, 18 AWG, PVC jacket, 16.4ft/5m cable length, surge protection, LED indication. | Stock | 15.25 | 16
SC-E02P-110VAC | Fuji Electric IEC contactor, 9A, (3) N.O. power contact(s), 120 VAC (60Hz)/110 VAC (50Hz) coil voltage. | Stock | 18.5
SC-E02P-220VAC | Fuji Electric IEC contactor, 9A, (3) N.O. power contact(s), 240 VAC (60Hz)/220 VAC (50Hz) coil voltage. | Stock | 18.5
SC-E02P-24VAC | Fuji Electric IEC contactor, 9A, (3) N.O. power contact(s), 24 VAC (60Hz) coil voltage. | Stock | 18.5
SC-E02P-440VAC | Fuji Electric IEC contactor, 9A, (3) N.O. power contact(s), 440-480 VAC (60Hz) coil voltage. | Stock | 18.5
SC-E02P-500VAC | Fuji Electric IEC contactor, 9A, (3) N.O. power contact(s), 500-550 VAC (60Hz) coil voltage. | Stock | 18.5
SC-E02PG-24VDC | Fuji Electric IEC contactor, 9A, (3) N.O. power contact(s), 24 VDC coil voltage. | Stock | 20.5
SC-E03P-110VAC | Fuji Electric IEC contactor, 12A, (3) N.O. power contact(s), 120 VAC (60Hz)/110 VAC (50Hz) coil voltage. | Stock | 23
SC-E03P-220VAC | Fuji Electric IEC contactor, 12A, (3) N.O. power contact(s), 240 VAC (60Hz)/220 VAC (50Hz) coil voltage. | Stock | 23
SC-E03P-24VAC | Fuji Electric IEC contactor, 12A, (3) N.O. power contact(s), 24 VAC (60Hz) coil voltage. | Stock | 23
SC-E03P-440VAC | Fuji Electric IEC contactor, 12A, (3) N.O. power contact(s), 440-480 VAC (60Hz) coil voltage. | Stock | 23
SC-E03PG-24VDC | Fuji Electric IEC contactor, 12A, (3) N.O. power contact(s), 24 VDC coil voltage. | Stock | 33
SC-E04P-110VAC | Fuji Electric IEC contactor, 18A, (3) N.O. power contact(s), 120 VAC (60Hz)/110 VAC (50Hz) coil voltage. | Stock | 29
SC-E04P-220VAC | Fuji Electric IEC contactor, 18A, (3) N.O. power contact(s), 240 VAC (60Hz)/220 VAC (50Hz) coil voltage. | Stock | 29
SC-E04P-24VAC | Fuji Electric IEC contactor, 18A, (3) N.O. power contact(s), 24 VAC (60Hz) coil voltage. | Stock | 29
SC-E04P-440VAC | Fuji Electric IEC contactor, 18A, (3) N.O. power contact(s), 440-480 VAC (60Hz) coil voltage. | Stock | 29
SC-E04P-500VAC | Fuji Electric IEC contactor, 18A, (3) N.O. power contact(s), 500-550 VAC (60Hz) coil voltage. | Stock | 29
SC-E04PG-24VDC | Fuji Electric IEC contactor, 18A, (3) N.O. power contact(s), 24 VDC coil voltage. | Stock | 40.5
SC-E05P-110VAC | Fuji Electric IEC contactor, 25A, (3) N.O. power contact(s), 120 VAC (60Hz)/110 VAC (50Hz) coil voltage. | Stock | 37.5
SC-E05P-220VAC | Fuji Electric IEC contactor, 25A, (3) N.O. power contact(s), 240 VAC (60Hz)/220 VAC (50Hz) coil voltage. | Stock | 37.5
SC-E05P-24VAC | Fuji Electric IEC contactor, 25A, (3) N.O. power contact(s), 24 VAC (60Hz) coil voltage. | Stock | 37.5
SC-E05P-440VAC | Fuji Electric IEC contactor, 25A, (3) N.O. power contact(s), 440-480 VAC (60Hz) coil voltage. | Stock | 37.5
SC-E05P-500VAC | Fuji Electric IEC contactor, 25A, (3) N.O. power contact(s), 500-550 VAC (60Hz) coil voltage. | Stock | 37.5
SC-E05PG-24VDC | Fuji Electric IEC contactor, 25A, (3) N.O. power contact(s), 24 VDC coil voltage. | Stock | 48.5
SCE-10086CHNF | Saginaw enclosure, NEMA 3R/4/12/13, 10 x 8 x 6in (HxWxD), wall mount, carbon steel, ANSI 61 gray, powder coat finish, single-door, stainless steel clamps. | Stock | 94 | 98
SCE-10086CHNFSS | Saginaw enclosure, NEMA 3R/4/4X/12/13, 10 x 8 x 6in (HxWxD), wall mount, 304 stainless steel, #4 brush finish, single-door, stainless steel clamps. | Stock | 361 | 387
SCE-10086CHNFSS6 | Saginaw enclosure, NEMA 3R/4/4X/12/13, 10 x 8 x 6in (HxWxD), wall mount, 316L stainless steel, #4 brush finish, single-door, stainless steel clamps. | Stock | 423 | 453
SCE-10086ELJ | Saginaw Enviroline Junction series enclosure, NEMA 3R/4/12/13, 10 x 8 x 6in (HxWxD), wall mount, carbon steel, ANSI 61 gray, powder coat finish, single-door, 1/4-turn semi-flush latch. | Stock | 86 | 90
SCE-10086ELJLG | Saginaw Enviroline Junction series enclosure, NEMA 3R/4/12/13, 10 x 8 x 6in (HxWxD), wall mount, carbon steel, RAL 7035 light gray, powder coat finish, single-door, 1/4-turn semi-flush latch. | Stock | 86 | 90
SCE-10086ELJSS | Saginaw Enviroline Junction series enclosure, NEMA 3R/4/4X/12/13, 10 x 8 x 6in (HxWxD), wall mount, 304 stainless steel, #4 brush finish, single-door, 1/4-turn semi-flush latch. | Stock | 288 | 309
SCE-10086ELJSS6 | Saginaw Enviroline Junction series enclosure, NEMA 3R/4/4X/12/13, 10 x 8 x 6in (HxWxD), wall mount, 316L stainless steel, #4 brush finish, single-door, 1/4-turn semi-flush latch. | Stock | 346 | 370
SCE-10086ELJSSST | Saginaw Enviroline Junction series enclosure, slope top, NEMA 3R/4/4X/12/13, 10 x 8 x 6in (HxWxD), wall mount, 304 stainless steel, #4 brush finish, single-door, 1/4-turn semi-flush latch. | Stock | 673 | 719
SCE-10086ELJW | Saginaw Enviroline Junction series enclosure, NEMA 3R/4/12/13, 10 x 8 x 6in (HxWxD), wall mount, carbon steel, ANSI 61 gray, powder coat finish, single-door, 1/4-turn semi-flush latch, polycarbonate window. | Stock | 137 | 143
SCE-10086ELJWSS | Saginaw Enviroline Junction series enclosure, NEMA 3R/4/4X/12/13, 10 x 8 x 6in (HxWxD), wall mount, 304 stainless steel, #4 brush finish, single-door, 1/4-turn semi-flush latch, polycarbonate window. | Stock | 376 | 403
SCE-10086ELJWSS6 | Saginaw Enviroline Junction series enclosure, NEMA 3R/4/4X/12/13, 10 x 8 x 6in (HxWxD), wall mount, 316L stainless steel, #4 brush finish, single-door, 1/4-turn semi-flush latch, polycarbonate window. | Stock | 451 | 483
SCE-10086SC | Saginaw enclosure, NEMA 3R/4/12/13, 10 x 8 x 6in (HxWxD), wall mount, carbon steel, ANSI 61 gray, powder coat finish, screw cover. | Stock | 88 | 91
SCE-1008CHNF | Saginaw enclosure, NEMA 3R/4/12/13, 10 x 8 x 4in (HxWxD), wall mount, carbon steel, ANSI 61 gray, powder coat finish, single-door, stainless steel clamps. | Stock | 82 | 86
SCE-1008CHNFSS | Saginaw enclosure, NEMA 3R/4/4X/12/13, 10 x 8 x 4in (HxWxD), wall mount, 304 stainless steel, #4 brush finish, single-door, stainless steel clamps. | Stock | 330 | 354
SCE-1008CHNFSS6 | Saginaw enclosure, NEMA 3R/4/4X/12/13, 10 x 8 x 4in (HxWxD), wall mount, 316L stainless steel, #4 brush finish, single-door, stainless steel clamps. | Stock | 386 | 414
SCE-1008CHSNF | Saginaw enclosure, NEMA 3R/4/12/13, 8 x 10 x 4in (HxWxD), wall mount, carbon steel, ANSI 61 gray, powder coat finish, single-door, stainless steel clamps. | Stock | 87 | 91
SCE-1008ELJ | Saginaw Enviroline Junction series enclosure, NEMA 3R/4/12/13, 10 x 8 x 4in (HxWxD), wall mount, carbon steel, ANSI 61 gray, powder coat finish, single-door, 1/4-turn semi-flush latch. | Stock | 77 | 80
SCE-1008ELJLG | Saginaw Enviroline Junction series enclosure, NEMA 3R/4/12/13, 10 x 8 x 4in (HxWxD), wall mount, carbon steel, RAL 7035 light gray, powder coat finish, single-door, 1/4-turn semi-flush latch. | Stock | 77 | 80
SCE-1008ELJSS | Saginaw Enviroline Junction series enclosure, NEMA 3R/4/4X/12/13, 10 x 8 x 4in (HxWxD), wall mount, 304 stainless steel, #4 brush finish, single-door, 1/4-turn semi-flush latch. | Stock | 259 | 277
SCE-1008ELJSS6 | Saginaw Enviroline Junction series enclosure, NEMA 3R/4/4X/12/13, 10 x 8 x 4in (HxWxD), wall mount, 316L stainless steel, #4 brush finish, single-door, 1/4-turn semi-flush latch. | Stock | 311 | 333
SCE-1008ELJSSST | Saginaw Enviroline Junction series enclosure, slope top, NEMA 3R/4/4X/12/13, 10 x 8 x 4in (HxWxD), wall mount, 304 stainless steel, #4 brush finish, single-door, 1/4-turn semi-flush latch. | Stock | 604 | 646
SCE-1008ELJW | Saginaw Enviroline Junction series enclosure, NEMA 3R/4/12/13, 10 x 8 x 4in (HxWxD), wall mount, carbon steel, ANSI 61 gray, powder coat finish, single-door, 1/4-turn semi-flush latch, polycarbonate window. | Stock | 130 | 136
SCE-1008ELJWSS | Saginaw Enviroline Junction series enclosure, NEMA 3R/4/4X/12/13, 10 x 8 x 4in (HxWxD), wall mount, 304 stainless steel, #4 brush finish, single-door, 1/4-turn semi-flush latch, polycarbonate window. | Stock | 357 | 382
SCE-1008ELJWSS6 | Saginaw Enviroline Junction series enclosure, NEMA 3R/4/4X/12/13, 10 x 8 x 4in (HxWxD), wall mount, 316L stainless steel, #4 brush finish, single-door, 1/4-turn semi-flush latch, polycarbonate window. | Stock | 428 | 458
SCE-1008SC | Saginaw enclosure, NEMA 3R/4/12/13, 10 x 8 x 4in (HxWxD), wall mount, carbon steel, ANSI 61 gray, powder coat finish, screw cover. | Stock | 77 | 81
SCE-100AFSD | Saginaw internal disconnect enclosure, 22.00 x 12.00 x 6.50in (HxWxD), carbon steel, orange, NEMA 1. For use with 12in (D) or greater enclosures. | Stock | 215 | 223
SCE-10106CHNF | Saginaw enclosure, NEMA 3R/4/12/13, 10 x 10 x 6in (HxWxD), wall mount, carbon steel, ANSI 61 gray, powder coat finish, single-door, stainless steel clamps. | Stock | 96 | 99
SCE-10106ELJ | Saginaw Enviroline Junction series enclosure, NEMA 3R/4/12/13, 10 x 10 x 6in (HxWxD), wall mount, carbon steel, ANSI 61 gray, powder coat finish, single-door, 1/4-turn semi-flush latch. | Stock | 91 | 95
SCE-10106ELJLG | Saginaw Enviroline Junction series enclosure, NEMA 3R/4/12/13, 10 x 10 x 6in (HxWxD), wall mount, carbon steel, RAL 7035 light gray, powder coat finish, single-door, 1/4-turn semi-flush latch. | Stock | 91 | 95
SCE-10106SC | Saginaw enclosure, NEMA 3R/4/12/13, 10 x 10 x 6in (HxWxD), wall mount, carbon steel, ANSI 61 gray, powder coat finish, screw cover. | Stock | 97 | 101
SCE-1010SC | Saginaw enclosure, NEMA 3R/4/12/13, 10 x 10 x 4in (HxWxD), wall mount, carbon steel, ANSI 61 gray, powder coat finish, screw cover. | Stock | 86 | 90
SCE-101221 | Saginaw large hinge pin, replacement. Package of 20. | Stock | 31.5 | 32.5
SCE-101226 | Saginaw small hinge pin, replacement. Package of 20. | Stock | 59 | 61
SCE-101670 | Saginaw retaining clip for concealed hinge, replacement. Package of 20. | Stock | 12.5 | 12.75
SCE-101695 | Saginaw enclosure key, replacement, 7mm square. | Stock | 13.5 | 14
SCE-101697 | Saginaw enclosure key, replacement, 8mm square. | Stock | 13.5 | 14
SCE-101966 | Saginaw ground screw, #10-32 UNF x 0.625in, hex head. For use with #10-32 subpanel mounts. Hex nut, kep nut, flat washer, lock washer and grounding label included. | Stock | 3
SCE-101974 | Saginaw subpanel bolt, replacement, 3/8-16 UNC x 0.75in, serrated flange hex head, carbon steel. Package of 4. Sealing washer and hole plug included. | Stock | 5.75 | 6
SCE-102018 | Saginaw floor stand bolt, replacement, 5/16-18 UNC x 0.75in, serrated flange hex head, carbon steel, zinc plated finish. Package of 8. U speed nut included. | Stock | 11.5 | 11.75
SCE-102022 | Saginaw standard defeater hook bolt pack, carbon steel, zinc plated finish. | Stock | 43 | 45
SCE-102023 | Saginaw side mount panel bolt, 3/8-16 UNC x 0.75in, serrated flange hex head, carbon steel. Package of 6. Channel nut included. | Stock | 18.75 | 19.5
SCE-102225 | Saginaw subpanel bolt, replacement, 1/4-20 UNC x 0.375in, Phillips pan head, carbon steel, zinc plated finish. Package of 8. Washer included. | Stock | 3
SCE-102237 | Saginaw latch cam, replacement, carbon steel, plated zinc finish. For use with Saginaw 7in door handles. | Stock | 14.75 | 15.25
SCE-102297 | Saginaw ground screw, 1/4-20 UNC x 0.625in, hex head. For use with 3/8-16 subpanel mounts. Hex nut, kep nut, lock washer and grounding label included. | Stock | 3
SCE-102298 | Saginaw serrated flange hex nut, replacement, 3/8-16 UNC, carbon steel. Package of 4. | Stock | 5.75 | 6
SCE-102300 | Saginaw serrated flange hex nut, replacement, 3/8-16 UNC, carbon steel. Package of 8. | Stock | 10 | 10.5
SCE-102302 | Saginaw subpanel bolt, replacement, #10-32 UNF x 0.375in, Phillips round head, carbon steel. Package of 4. | Stock | 3
SCE-102534 | Saginaw cover screw, replacement, #10-32 UNF x 0.625in, Phillips pan head, stainless steel. Nylon retainer included. | Stock | 22.5 | 23
SCE-102686 | Saginaw sealing washer, replacement, carbon steel/neoprene, galvanized finish. Package of 4. 1/4in ABS hole plug included. | Stock | 5.75 | 6
SCE-102804 | Saginaw 28mm external stop latch cam, replacement, carbon steel, plated zinc finish. | Stock | 28 | 29
SCE-103758 | Saginaw mechanical interlock, interlocks the master door to the slave door. For use with Two-door enclosures greater than 30in (H) that have both doors hinged on the left with concealed hinges. | from vendor up to 0 business day | 168 | 174
SCE-104941 | Saginaw mechanical interlock, interlocks the master door on right to the slave door on left. For use with Enviroline two-door enclosures greater than 30in (H) with a center channel between doors. | Stock | 168 | 174
SCE-105419 | Saginaw 28mm latch cam, replacement, carbon steel, plated zinc finish. For use with Enviroline Junction enclosures and window kits with SCE-MINxxxx miniature 1/4-turn latches. | Stock | 2.5
SCE-105604 | Saginaw mechanical interlock, interlocks the master door on left to the slave door on right. For use with Enviroline two-door enclosures greater than 30in (H) with a center channel between doors. | Stock | 168 | 174
SCE-107930 | Saginaw enclosure key, replacement, 7mm triangular. | Stock | 13.5 | 14
SCE-10N1004LP | Saginaw enclosure, NEMA 1, 10 x 10 x 4in (HxWxD), wall mount, carbon steel, ANSI 61 gray, powder coat finish, single-door, 1/4-turn semi-flush latch. | Stock | 55 | 57
SCE-10N1006LP | Saginaw enclosure, NEMA 1, 10 x 10 x 6in (HxWxD), wall mount, carbon steel, ANSI 61 gray, powder coat finish, single-door, 1/4-turn semi-flush latch. | Stock | 68 | 71
SCE-10N10MP | Saginaw subpanel, carbon steel, white, powder coat finish. For use with SCE-10N1004LP and SCE-10N1006LP enclosures. | Stock | 7 | 7.5
SCE-10N10MPP | Saginaw subpanel, perforated, carbon steel, white, powder coat finish. For use with SCE-10N1004LP and SCE-10N1006LP enclosures. | Stock | 18 | 19
SCE-10N804LP | Saginaw enclosure, NEMA 1, 10 x 8 x 4in (HxWxD), wall mount, carbon steel, ANSI 61 gray, powder coat finish, single-door, 1/4-turn semi-flush latch. | Stock | 54 | 57
SCE-10N806LP | Saginaw enclosure, NEMA 1, 10 x 8 x 6in (HxWxD), wall mount, carbon steel, ANSI 61 gray, powder coat finish, single-door, 1/4-turn semi-flush latch. | Stock | 61 | 64
SCE-10N8MP | Saginaw subpanel, carbon steel, white, powder coat finish. For use with SCE-10N804LP and SCE-10N806LP enclosures. | Stock | 6 | 6.25
SCE-10N8MPP | Saginaw subpanel, perforated, carbon steel, white, powder coat finish. For use with SCE-10N804LP and SCE-10N806LP enclosures. | Stock | 15.5 | 16.25
SCE-10P10 | Saginaw subpanel, carbon steel, white, powder coat finish. For use with SCE-10106ELJxx, SCE-10106CHNF, SCE-1010xSC, SCE-9PBHxxx and SCE-16PBAx enclosures. | Stock | 9 | 9.25
SCE-10P10GALV | Saginaw subpanel, galvannealed steel. For use with SCE-10106ELJxx, SCE-10106CHNF, SCE-1010xSC, SCE-9PBHxxx and SCE-16PBAx enclosures. | Stock | 8.5 | 8.75
SCE-10P10SS | Saginaw subpanel, 316L stainless steel, #4 brush finish. For use with SCE-10106ELJxx, SCE-10106CHNF, SCE-1010xSC, SCE-9PBHxxx and SCE-16PBAx enclosures. | Stock | 22 | 23
SCE-10P6 | Saginaw subpanel, carbon steel, white, powder coat finish. For use with SCE-8PBAx enclosures. | Stock | 6.5 | 6.75
SCE-10P8 | Saginaw subpanel, carbon steel, white, powder coat finish. For use with SCE-1008xELJxx, SCE-1008xCHNFxx, SCE-1008xSC, SCE-6PBHx and SCE-12PBAx enclosures. | Stock | 7.5 | 7.75
SCE-10P8GALV | Saginaw subpanel, galvannealed steel. For use with SCE-1008xELJxx, SCE-1008xCHNFxx, SCE-1008xSC, SCE-6PBHx and SCE-12PBAx enclosures. | Stock | 7.25 | 7.5
SCE-10P8SS | Saginaw subpanel, 316L stainless steel, #4 brush finish. For use with SCE-1008xELJxx, SCE-1008xCHNFxx, SCE-1008xSC, SCE-6PBHx and SCE-12PBAx enclosures. | Stock | 18.75 | 19.5
SCE-10PBA | Saginaw pushbutton consolet, 10 holes, 30mm, NEMA 4/12/13, 7 x 13 x 7in (HxWxD), wall mount, carbon steel, ANSI 61 gray, powder coat finish, screw cover, purchase subpanel separately. | Stock | 188 | 195
SCE-10PBAI | Saginaw pushbutton consolet, 10 holes, 22mm, NEMA 4/12/13, 7 x 13 x 7in (HxWxD), wall mount, carbon steel, ANSI 61 gray, powder coat finish, screw cover, purchase subpanel separately. | Stock | 188 | 195
SCE-10PBX | Saginaw pushbutton enclosure, 10 holes, 30mm, NEMA 4/12/13, 14 x 7 x 5in (HxWxD), wall mount, carbon steel, ANSI 61 gray, powder coat finish, screw cover. | Stock | 140 | 146
SCE-10PBXI | Saginaw pushbutton enclosure, 10 holes, 22mm, NEMA 4/12/13, 14 x 7 x 5in (HxWxD), wall mount, carbon steel, ANSI 61 gray, powder coat finish, screw cover. | Stock | 140 | 146
SCE-10R104 | Saginaw enclosure, NEMA 3R, 10 x 10 x 4in (HxWxD), wall mount, carbon steel, ANSI 61 gray, powder coat finish, screw cover, padlock hasp and staple. | Stock | 94 | 99
SCE-10R106 | Saginaw enclosure, NEMA 3R, 10 x 10 x 6in (HxWxD), wall mount, carbon steel, ANSI 61 gray, powder coat finish, screw cover, padlock hasp and staple. | Stock | 111 | 116
SCE-10R84 | Saginaw enclosure, NEMA 3R, 10 x 8 x 4in (HxWxD), wall mount, carbon steel, ANSI 61 gray, powder coat finish, screw cover, padlock hasp and staple. | Stock | 79 | 82
SCE-10R86 | Saginaw enclosure, NEMA 3R, 10 x 8 x 6in (HxWxD), wall mount, carbon steel, ANSI 61 gray, powder coat finish, screw cover, padlock hasp and staple. | Stock | 83 | 87
SCE-110047 | Saginaw enclosure key, replacement, 5mm double-bit. | Stock | 13.5 | 14
SC-E1-110VAC | Fuji Electric IEC contactor, 32A, (3) N.O. power contact(s), 120 VAC (60Hz)/110 VAC (50Hz) coil voltage. | Stock | 45 | 50
SCE-112984 | Saginaw 35-degree latch cam, replacement, carbon steel, plated zinc finish. For use with Series 14 console top with SCE-MINxxxx miniature 1/4-turn latches. | Stock | 2
SCE-113282 | Saginaw dead front four hinge kit, (4) hinges, (1) 1/4-turn wing knob latch, brackets and mounting hardware included. | Stock | 103 | 106
SCE-114318 | Saginaw ground screw, #10-32 UNF x 0.625in, hex head. For use with 1/4-20 subpanel mounts. Hex nut, kep nut, flat washer, lock washer and grounding label included. | Stock | 3
SCE-115259 | Saginaw dead front extension bracket, 2.56 x 2 x 0.94in. Package of 5. | Stock | 40.5 | 42
SCE-116398 | Saginaw sanitary 1/4-turn key, replacement, die-cast zinc. For use with Saginaw SCE-xxKxxxxSSST sanitary enclosures. | Stock | 13.5 | 14
SCE-11KJ1004SSST | Saginaw sanitary enclosure, slope top, NEMA 3R/4/4X/12, 11 x 10 x 4in (HxWxD), wall mount, 304 stainless steel, #4 brush finish, screw cover. | Stock | 778 | 832
SCE-12064CHNF | Saginaw enclosure, NEMA 3R/4/12/13, 12 x 6 x 4in (HxWxD), wall mount, carbon steel, ANSI 61 gray, powder coat finish, single-door, stainless steel clamps. | Stock | 76 | 79
SCE-120706 | Saginaw ELJ hardware assortment, for use with Enviroline Junction enclosures. Mounting feet, hole plugs, screws, nuts, washers, and labels included. | Stock | 5.75 | 6
SCE-121010SC | Saginaw enclosure, NEMA 3R/4/12/13, 12 x 10 x 10in (HxWxD), wall mount, carbon steel, ANSI 61 gray, powder coat finish, screw cover. | Stock | 149 | 155
SCE-12106CHNF | Saginaw enclosure, NEMA 3R/4/12/13, 12 x 10 x 6in (HxWxD), wall mount, carbon steel, ANSI 61 gray, powder coat finish, single-door, stainless steel clamps. | Stock | 109 | 114
SCE-12106CHNFSS | Saginaw enclosure, NEMA 3R/4/4X/12/13, 12 x 10 x 6in (HxWxD), wall mount, 304 stainless steel, #4 brush finish, single-door, stainless steel clamps. | Stock | 408 | 437
SCE-12106CHNFSS6 | Saginaw enclosure, NEMA 3R/4/4X/12/13, 12 x 10 x 6in (HxWxD), wall mount, 316L stainless steel, #4 brush finish, single-door, stainless steel clamps. | Stock | 454 | 486
SCE-12108CHNF | Saginaw enclosure, NEMA 3R/4/12/13, 12 x 10 x 8in (HxWxD), wall mount, carbon steel, ANSI 61 gray, powder coat finish, single-door, stainless steel clamps. | Stock | 117 | 122
SCE-12108CHNFSS | Saginaw enclosure, NEMA 3R/4/4X/12/13, 12 x 10 x 8in (HxWxD), wall mount, 304 stainless steel, #4 brush finish, single-door, stainless steel clamps. | Stock | 435 | 466
SCE-12108CHNFSS6 | Saginaw enclosure, NEMA 3R/4/4X/12/13, 12 x 10 x 8in (HxWxD), wall mount, 316L stainless steel, #4 brush finish, single-door, stainless steel clamps. | Stock | 522 | 559
SCE-12108ELJ | Saginaw Enviroline Junction series enclosure, NEMA 3R/4/12/13, 12 x 10 x 8in (HxWxD), wall mount, carbon steel, ANSI 61 gray, powder coat finish, single-door, 1/4-turn semi-flush latch. | Stock | 107 | 112
SCE-12108ELJLG | Saginaw Enviroline Junction series enclosure, NEMA 3R/4/12/13, 12 x 10 x 8in (HxWxD), wall mount, carbon steel, RAL 7035 light gray, powder coat finish, single-door, 1/4-turn semi-flush latch. | Stock | 107 | 112
SCE-12108ELJSS | Saginaw Enviroline Junction series enclosure, NEMA 3R/4/4X/12/13, 12 x 10 x 8in (HxWxD), wall mount, 304 stainless steel, #4 brush finish, single-door, 1/4-turn semi-flush latch. | Stock | 350 | 375
SCE-12108ELJSS6 | Saginaw Enviroline Junction series enclosure, NEMA 3R/4/4X/12/13, 12 x 10 x 8in (HxWxD), wall mount, 316L stainless steel, #4 brush finish, single-door, 1/4-turn semi-flush latch. | Stock | 420 | 450
SCE-12108ELJSSST | Saginaw Enviroline Junction series enclosure, slope top, NEMA 3R/4/4X/12/13, 12 x 10 x 8in (HxWxD), wall mount, 304 stainless steel, #4 brush finish, single-door, 1/4-turn semi-flush latch. | Stock | 750 | 802
SCE-12108ELJW | Saginaw Enviroline Junction series enclosure, NEMA 3R/4/12/13, 12 x 10 x 8in (HxWxD), wall mount, carbon steel, ANSI 61 gray, powder coat finish, single-door, 1/4-turn semi-flush latch, polycarbonate window. | Stock | 164 | 171
SCE-12108ELJWSS | Saginaw Enviroline Junction series enclosure, NEMA 3R/4/4X/12/13, 12 x 10 x 8in (HxWxD), wall mount, 304 stainless steel, #4 brush finish, single-door, 1/4-turn semi-flush latch, polycarbonate window. | Stock | 429 | 459
SCE-12108ELJWSS6 | Saginaw Enviroline Junction series enclosure, NEMA 3R/4/4X/12/13, 12 x 10 x 8in (HxWxD), wall mount, 316L stainless steel, #4 brush finish, single-door, 1/4-turn semi-flush latch, polycarbonate window. | Stock | 514 | 551
SCE-1210CHNF | Saginaw enclosure, NEMA 3R/4/12/13, 12 x 10 x 5in (HxWxD), wall mount, carbon steel, ANSI 61 gray, powder coat finish, single-door, stainless steel clamps. | Stock | 104 | 108
SCE-1210CHSNF | Saginaw enclosure, NEMA 3R/4/12/13, 10 x 12 x 5in (HxWxD), wall mount, carbon steel, ANSI 61 gray, powder coat finish, single-door, stainless steel clamps. | Stock | 106 | 110
SCE-1210ELJ | Saginaw Enviroline Junction series enclosure, NEMA 3R/4/12/13, 12 x 10 x 6in (HxWxD), wall mount, carbon steel, ANSI 61 gray, powder coat finish, single-door, 1/4-turn semi-flush latch. | Stock | 94 | 98
SCE-1210ELJLG | Saginaw Enviroline Junction series enclosure, NEMA 3R/4/12/13, 12 x 10 x 6in (HxWxD), wall mount, carbon steel, RAL 7035 light gray, powder coat finish, single-door, 1/4-turn semi-flush latch. | Stock | 94 | 98
SCE-1210ELJSS | Saginaw Enviroline Junction series enclosure, NEMA 3R/4/4X/12/13, 12 x 10 x 6in (HxWxD), wall mount, 304 stainless steel, #4 brush finish, single-door, 1/4-turn semi-flush latch. | Stock | 326 | 350
SCE-1210ELJSS6 | Saginaw Enviroline Junction series enclosure, NEMA 3R/4/4X/12/13, 12 x 10 x 6in (HxWxD), wall mount, 316L stainless steel, #4 brush finish, single-door, 1/4-turn semi-flush latch. | Stock | 392 | 419
SCE-1210ELJSSST | Saginaw Enviroline Junction series enclosure, slope top, NEMA 3R/4/4X/12/13, 12 x 10 x 6in (HxWxD), wall mount, 304 stainless steel, #4 brush finish, single-door, 1/4-turn semi-flush latch. | Stock | 700 | 748
SCE-1210ELJW | Saginaw Enviroline Junction series enclosure, NEMA 3R/4/12/13, 12 x 10 x 6in (HxWxD), wall mount, carbon steel, ANSI 61 gray, powder coat finish, single-door, 1/4-turn semi-flush latch, polycarbonate window. | Stock | 150 | 157
SCE-1210ELJWSS | Saginaw Enviroline Junction series enclosure, NEMA 3R/4/4X/12/13, 12 x 10 x 6in (HxWxD), wall mount, 304 stainless steel, #4 brush finish, single-door, 1/4-turn semi-flush latch, polycarbonate window. | Stock | 415 | 444
SCE-1210ELJWSS6 | Saginaw Enviroline Junction series enclosure, NEMA 3R/4/4X/12/13, 12 x 10 x 6in (HxWxD), wall mount, 316L stainless steel, #4 brush finish, single-door, 1/4-turn semi-flush latch, polycarbonate window. | Stock | 498 | 533
SCE-1210SC | Saginaw enclosure, NEMA 3R/4/12/13, 12 x 10 x 5in (HxWxD), wall mount, carbon steel, ANSI 61 gray, powder coat finish, screw cover. | Stock | 98 | 102
SCE-1212CHNF | Saginaw enclosure, NEMA 3R/4/12/13, 12 x 12 x 6in (HxWxD), wall mount, carbon steel, ANSI 61 gray, powder coat finish, single-door, stainless steel clamps. | Stock | 120 | 125
SCE-1212CHNFSS | Saginaw enclosure, NEMA 3R/4/4X/12/13, 12 x 12 x 6in (HxWxD), wall mount, 304 stainless steel, #4 brush finish, single-door, stainless steel clamps. | Stock | 437 | 468
SCE-1212CHNFSS6 | Saginaw enclosure, NEMA 3R/4/4X/12/13, 12 x 12 x 6in (HxWxD), wall mount, 316L stainless steel, #4 brush finish, single-door, stainless steel clamps. | Stock | 501 | 537
SCE-1212ELJ | Saginaw Enviroline Junction series enclosure, NEMA 3R/4/12/13, 12 x 12 x 6in (HxWxD), wall mount, carbon steel, ANSI 61 gray, powder coat finish, single-door, 1/4-turn semi-flush latch. | Stock | 110 | 114
SCE-1212ELJLG | Saginaw Enviroline Junction series enclosure, NEMA 3R/4/12/13, 12 x 12 x 6in (HxWxD), wall mount, carbon steel, RAL 7035 light gray, powder coat finish, single-door, 1/4-turn semi-flush latch. | Stock | 110 | 114
SCE-1212ELJSS | Saginaw Enviroline Junction series enclosure, NEMA 3R/4/4X/12/13, 12 x 12 x 6in (HxWxD), wall mount, 304 stainless steel, #4 brush finish, single-door, 1/4-turn semi-flush latch. | Stock | 353 | 378
SCE-1212ELJSS6 | Saginaw Enviroline Junction series enclosure, NEMA 3R/4/4X/12/13, 12 x 12 x 6in (HxWxD), wall mount, 316L stainless steel, #4 brush finish, single-door, 1/4-turn semi-flush latch. | Stock | 423 | 453
SCE-1212ELJSSST | Saginaw Enviroline Junction series enclosure, slope top, NEMA 3R/4/4X/12/13, 12 x 12 x 6in (HxWxD), wall mount, 304 stainless steel, #4 brush finish, single-door, 1/4-turn semi-flush latch. | Stock | 756 | 809
SCE-1212SC | Saginaw enclosure, NEMA 3R/4/12/13, 12 x 12 x 6in (HxWxD), wall mount, carbon steel, ANSI 61 gray, powder coat finish, screw cover. | Stock | 115 | 119
SCE-121454 | Saginaw wall-mount master bolt pack, hex head, carbon steel, zinc plated finish. (1) 1/4-20 x 3/4in ground screw, nuts, washers and grounding label included. | Stock | 5.75 | 6
SC-E1-220VAC | Fuji Electric IEC contactor, 32A, (3) N.O. power contact(s), 240 VAC (60Hz)/220 VAC (50Hz) coil voltage. | Stock | 45 | 50
SCE-122191 | Saginaw wall-mount master bolt pack, hex head, carbon steel, zinc plated finish. (4) 3/8-16 x 3/4in mounting bolts, (1) 1/4-20 x 3/4in ground screw, nuts, washers, hole plugs, and grounding label included. | Stock | 9.25 | 9.5
SCE-123581 | Saginaw NEMA 1 master bolt pack, replacement. Multiple screws, nuts, washers and grounding label included. | Stock | 4.75
SC-E1-24VAC | Fuji Electric IEC contactor, 32A, (3) N.O. power contact(s), 24 VAC (60Hz) coil voltage. | Stock | 45 | 50
SCE-127617 | Saginaw center channel gasket, neoprene. For use with standard 3.5in center channels on double-door enclosures. | Stock | 5.25 | 5.5
SCE-12C12ELJ | Saginaw operator consolet, NEMA 3R/4/12/13, 12 x 12 x 9in (HxWxD), desktop or pedestal mount, carbon steel, ANSI 61 gray, powder coat finish, single-door, 1/4-turn semi-flush latch. | Stock | 158 | 164
SCE-12C12ELJSS | Saginaw operator consolet, NEMA 3R/4/4X/12/13, 12 x 12 x 9in (HxWxD), desktop or pedestal mount, 304 stainless steel, #4 brush finish, single-door, 1/4-turn semi-flush latch. | Stock | 766 | 820
SCE-12C16ELJ | Saginaw operator consolet, NEMA 3R/4/12/13, 12 x 16 x 9in (HxWxD), desktop or pedestal mount, carbon steel, ANSI 61 gray, powder coat finish, single-door, 1/4-turn semi-flush latch. | Stock | 176 | 183
SCE-12C16ELJSS | Saginaw operator consolet, NEMA 3R/4/4X/12/13, 12 x 16 x 9in (HxWxD), desktop or pedestal mount, 304 stainless steel, #4 brush finish, single-door, 1/4-turn semi-flush latch. | Stock | 791 | 847
SCE-12C20ELJ | Saginaw operator consolet, NEMA 3R/4/12/13, 12 x 20 x 9in (HxWxD), desktop or pedestal mount, carbon steel, ANSI 61 gray, powder coat finish, single-door, 1/4-turn semi-flush latch. | Stock | 194 | 201
SCE-12C20ELJSS | Saginaw operator consolet, NEMA 3R/4/4X/12/13, 12 x 20 x 9in (HxWxD), desktop or pedestal mount, 304 stainless steel, #4 brush finish, single-door, 1/4-turn semi-flush latch. | Stock | 811 | 869
SCE-12C24ELJ | Saginaw operator consolet, NEMA 3R/4/12/13, 12 x 24 x 9in (HxWxD), desktop or pedestal mount, carbon steel, ANSI 61 gray, powder coat finish, single-door, 1/4-turn semi-flush latch. | Stock | 208 | 217
SCE-12C24ELJSS | Saginaw operator consolet, NEMA 3R/4/4X/12/13, 12 x 24 x 9in (HxWxD), desktop or pedestal mount, 304 stainless steel, #4 brush finish, single-door, 1/4-turn semi-flush latch. | Stock | 882 | 945
SCE-12DLP12 | Saginaw subpanel, carbon steel, white, powder coat finish. For use with SCE-12EL1206xxLPxx and SCE-12R120xLP enclosures. | Stock | 18 | 18.75
SCE-12DLP12GALV | Saginaw subpanel, galvannealed steel. For use with SCE-12EL1206xxLPxx and SCE-12R120xLP enclosures. | Stock | 18 | 18.75
SCE-12EL1206LP | Saginaw Enviroline series enclosure, NEMA 3R/4/12/13, 12 x 12 x 6in (HxWxD), wall mount, carbon steel, ANSI 61 gray, powder coat finish, single-door, 1/4-turn semi-flush latch. | Stock | 209 | 219
SCE-12EL1206LPLG | Saginaw Enviroline series enclosure, NEMA 3R/4/12/13, 12 x 12 x 6in (HxWxD), wall mount, carbon steel, RAL 7035 light gray, powder coat finish, single-door, 1/4-turn semi-flush latch. | Stock | 209 | 219
SCE-12EL1206SS6LP | Saginaw Enviroline series enclosure, NEMA 3R/4/4X/12/13, 12 x 12 x 6in (HxWxD), wall mount, 316L stainless steel, #4 brush finish, single-door, 1/4-turn semi-flush latch. | Stock | 638 | 684
SCE-12EL1206SSLP | Saginaw Enviroline series enclosure, NEMA 3R/4/4X/12/13, 12 x 12 x 6in (HxWxD), wall mount, 304 stainless steel, #4 brush finish, single-door, 1/4-turn semi-flush latch. | Stock | 532 | 570
SCE-12EL2406LP | Saginaw Enviroline series enclosure, NEMA 3R/4/12/13, 12 x 24 x 6in (HxWxD), wall mount, carbon steel, ANSI 61 gray, powder coat finish, single-door, 1/4-turn semi-flush latch. | Stock | 250 | 261
SCE-12EL2406LPLG | Saginaw Enviroline series enclosure, NEMA 3R/4/12/13, 12 x 24 x 6in (HxWxD), wall mount, carbon steel, RAL 7035 light gray, powder coat finish, single-door, 1/4-turn semi-flush latch. | Stock | 250 | 261
SCE-12EL2406SS6LP | Saginaw Enviroline series enclosure, NEMA 3R/4/4X/12/13, 12 x 24 x 6in (HxWxD), wall mount, 316L stainless steel, #4 brush finish, single-door, 1/4-turn semi-flush latch. | Stock | 848 | 909
SCE-12EL2406SSLP | Saginaw Enviroline series enclosure, NEMA 3R/4/4X/12/13, 12 x 24 x 6in (HxWxD), wall mount, 304 stainless steel, #4 brush finish, single-door, 1/4-turn semi-flush latch. | Stock | 707 | 757
SCE-12EL2408LP | Saginaw Enviroline series enclosure, NEMA 3R/4/12/13, 12 x 24 x 8in (HxWxD), wall mount, carbon steel, ANSI 61 gray, powder coat finish, single-door, 1/4-turn semi-flush latch. | Stock | 273 | 285
SCE-12EL2408LPLG | Saginaw Enviroline series enclosure, NEMA 3R/4/12/13, 12 x 24 x 8in (HxWxD), wall mount, carbon steel, RAL 7035 light gray, powder coat finish, single-door, 1/4-turn semi-flush latch. | Stock | 273 | 285
SCE-12H2406LP | Saginaw enclosure, NEMA 3R/4/12/13, 12 x 24 x 6in (HxWxD), wall mount, carbon steel, ANSI 61 gray, powder coat finish, single-door, plated steel clamps, padlock hasp and staple. | Stock | 281 | 294
SCE-12H2408LP | Saginaw enclosure, NEMA 3R/4/12/13, 12 x 24 x 8in (HxWxD), wall mount, carbon steel, ANSI 61 gray, powder coat finish, single-door, plated steel clamps, padlock hasp and staple. | Stock | 299 | 313
SCE-12N1004LP | Saginaw enclosure, NEMA 1, 12 x 10 x 4in (HxWxD), wall mount, carbon steel, ANSI 61 gray, powder coat finish, single-door, 1/4-turn semi-flush latch. | Stock | 65 | 68
SCE-12N1006LP | Saginaw enclosure, NEMA 1, 12 x 10 x 6in (HxWxD), wall mount, carbon steel, ANSI 61 gray, powder coat finish, single-door, 1/4-turn semi-flush latch. | Stock | 74 | 77
SCE-12N10MP | Saginaw subpanel, carbon steel, white, powder coat finish. For use with SCE-12N1004LP and SCE-12N1006LP enclosures. | Stock | 8 | 8.5
SCE-12N10MPP | Saginaw subpanel, perforated, carbon steel, white, powder coat finish. For use with SCE-12N1004LP and SCE-12N1006LP enclosures. | Stock | 20.5 | 21
SCE-12N1204LP | Saginaw enclosure, NEMA 1, 12 x 12 x 4in (HxWxD), wall mount, carbon steel, ANSI 61 gray, powder coat finish, single-door, 1/4-turn semi-flush latch. | Stock | 71 | 74
SCE-12N1206LP | Saginaw enclosure, NEMA 1, 12 x 12 x 6in (HxWxD), wall mount, carbon steel, ANSI 61 gray, powder coat finish, single-door, 1/4-turn semi-flush latch. | Stock | 81 | 84
SCE-12N1208LP | Saginaw enclosure, NEMA 1, 12 x 12 x 8in (HxWxD), wall mount, carbon steel, ANSI 61 gray, powder coat finish, single-door, 1/4-turn semi-flush latch. | Stock | 90 | 94
SCE-12N12MP | Saginaw subpanel, carbon steel, white, powder coat finish. For use with SCE-12N1204LP, 12N1206LP and SCE-12N1208LP enclosures. | Stock | 9.5 | 10
SCE-12N12MPP | Saginaw subpanel, perforated, carbon steel, white, powder coat finish. For use with SCE-12N1204LP, 12N1206LP and SCE-12N1208LP enclosures. | Stock | 21.5 | 22.5
SCE-12P10 | Saginaw subpanel, carbon steel, white, powder coat finish. For use with SCE-1210xELJxx, SCE-1210xCHNF, SCE-1210xSC and SCE-12PBHx enclosures. | Stock | 10.25 | 10.5
SCE-12P10GALV | Saginaw subpanel, galvannealed steel. For use with SCE-1210xELJxx, SCE-1210xCHNF, SCE-1210xSC and SCE-12PBHx enclosures. | Stock | 9.75 | 10.25
SCE-12P10SS | Saginaw subpanel, 316L stainless steel, #4 brush finish. For use with SCE-1210xELJxx, SCE-1210xCHNF, SCE-1210xSC and SCE-12PBHx enclosures. | Stock | 25.5 | 26.5
SCE-12P12 | Saginaw subpanel, carbon steel, white, powder coat finish. For use with SCE-1212ELJxx, SCE-1212CHNF, SCE-1212SC and SCE-16PBHxxx enclosures. | Stock | 12 | 12.5
SCE-12P12C | Saginaw subpanel, carbon steel, white, powder coat finish. For use with SCE-12C12ELJ and SCE-12C12ELJSS enclosures. | Stock | 17.5 | 18.25
SCE-12P12GALV | Saginaw subpanel, galvannealed steel. For use with SCE-1212ELJxx, SCE-1212CHNF, SCE-1212SC and SCE-16PBHxxx enclosures. | Stock | 11.5 | 12
SCE-12P12SS | Saginaw subpanel, 316L stainless steel, #4 brush finish. For use with SCE-1212ELJxx, SCE-1212CHNF, SCE-1212SC and SCE-16PBHxxx enclosures. | Stock | 30 | 31
SCE-12P16C | Saginaw subpanel, carbon steel, white, powder coat finish. For use with SCE-12C16ELJ and SCE-12C16ELJSS enclosures. | Stock | 24 | 25
SCE-12P20C | Saginaw subpanel, carbon steel, white, powder coat finish. For use with SCE-12C20ELJ and SCE-12C20ELJSS enclosures. | Stock | 30.5 | 31.5
SCE-12P24 | Saginaw subpanel, carbon steel, white, powder coat finish. For use with SCE-12EL2406xxLPxx, SCE-12EL2408LPxx, SCE-24EL1206LPxx, SCE-12H240xLP and SCE-24H12xxLP enclosures. | Stock | 37 | 38
SCE-12P24C | Saginaw subpanel, carbon steel, white, powder coat finish. For use with SCE-12C24ELJ and SCE-12C24ELJSS enclosures. | Stock | 37 | 38.5
SCE-12P24GALV | Saginaw subpanel, galvanized steel. For use with SCE-12EL2406xxLPxx, SCE-12EL2408LPxx, SCE-24EL1206LPxx, SCE-12H240xLP and SCE-24H12xxLP enclosures. | Stock | 37 | 38
SCE-12P6 | Saginaw subpanel, carbon steel, white, powder coat finish. For use with SCE-12064CHNF and SCE-10PBAx enclosures. | Stock | 7 | 7.25
SCE-12P6GALV | Saginaw subpanel, galvannealed steel. For use with SCE-12064CHNF and SCE-10PBAx enclosures. | Stock | 6.75 | 7
SCE-12PB | Saginaw pushbutton enclosure, 12 holes, 30mm, NEMA 4/12/13, 12 x 9 x 3in (HxWxD), wall mount, carbon steel, ANSI 61 gray, powder coat finish, screw cover. | Stock | 124 | 129
SCE-12PBA | Saginaw pushbutton consolet, 12 holes, 30mm, NEMA 4/12/13, 7 x 16 x 7in (HxWxD), wall mount, carbon steel, ANSI 61 gray, powder coat finish, screw cover, purchase subpanel separately. | Stock | 204 | 212
SCE-12PBAI | Saginaw pushbutton consolet, 12 holes, 22mm, NEMA 4/12/13, 7 x 16 x 7in (HxWxD), wall mount, carbon steel, ANSI 61 gray, powder coat finish, screw cover, purchase subpanel separately. | Stock | 204 | 212
SCE-12PBGX | Saginaw pushbutton enclosure, 12 holes, 22mm, NEMA 4/12/13, 11 x 7 x 5in (HxWxD), wall mount, carbon steel, ANSI 61 gray, powder coat finish, screw cover. | Stock | 127 | 132
SCE-12PBH | Saginaw pushbutton enclosure, 12 holes, 30mm, NEMA 4/12/13, 12 x 10 x 6in (HxWxD), wall mount, carbon steel, ANSI 61 gray, powder coat finish, hinged screw cover. | Stock | 193 | 200
SCE-12PBHI | Saginaw pushbutton enclosure, 12 holes, 22mm, NEMA 4/12/13, 12 x 10 x 6in (HxWxD), wall mount, carbon steel, ANSI 61 gray, powder coat finish, hinged screw cover. | Stock | 193 | 200
SCE-12PBI | Saginaw pushbutton enclosure, 12 holes, 22mm, NEMA 4/12/13, 12 x 9 x 3in (HxWxD), wall mount, carbon steel, ANSI 61 gray, powder coat finish, screw cover. | Stock | 124 | 129
SCE-12PBSS | Saginaw pushbutton enclosure, 12 holes, 30mm, NEMA 4/4X/12/13, 12 x 9 x 3in (HxWxD), wall mount, 304 stainless steel, #4 brush finish, screw cover. | Stock | 349 | 374
SCE-12PBSS6 | Saginaw pushbutton enclosure, 12 holes, 30mm, NEMA 4/4X/12/13, 12 x 9 x 3in (HxWxD), wall mount, 316L stainless steel, #4 brush finish, screw cover. | Stock | 419 | 448
SCE-12PBSS6I | Saginaw pushbutton enclosure, 12 holes, 22mm, NEMA 4/4X/12/13, 12 x 9 x 3in (HxWxD), wall mount, 316L stainless steel, #4 brush finish, screw cover. | Stock | 419 | 448
SCE-12PBSSI | Saginaw pushbutton enclosure, 12 holes, 22mm, NEMA 4/4X/12/13, 12 x 9 x 3in (HxWxD), wall mount, 304 stainless steel, #4 brush finish, screw cover. | Stock | 349 | 374
SCE-12PBX | Saginaw pushbutton enclosure, 12 holes, 30mm, NEMA 4/12/13, 12 x 9 x 5in (HxWxD), wall mount, carbon steel, ANSI 61 gray, powder coat finish, screw cover. | Stock | 147 | 153
SCE-12PBXI | Saginaw pushbutton enclosure, 12 holes, 22mm, NEMA 4/12/13, 12 x 9 x 5in (HxWxD), wall mount, carbon steel, ANSI 61 gray, powder coat finish, screw cover. | Stock | 147 | 153
SCE-12R104 | Saginaw enclosure, NEMA 3R, 12 x 10 x 4in (HxWxD), wall mount, carbon steel, ANSI 61 gray, powder coat finish, screw cover, padlock hasp and staple. | Stock | 119 | 124
SCE-12R106 | Saginaw enclosure, NEMA 3R, 12 x 10 x 6in (HxWxD), wall mount, carbon steel, ANSI 61 gray, powder coat finish, screw cover, padlock hasp and staple. | Stock | 123 | 129
SCE-12R1206LP | Saginaw enclosure, NEMA 3R, 12 x 12 x 6in (HxWxD), wall mount, carbon steel, ANSI 61 gray, powder coat finish, single-door, 1/4-turn padlocking wing handle. | Stock | 99 | 104
SCE-12R1208LP | Saginaw enclosure, NEMA 3R, 12 x 12 x 8in (HxWxD), wall mount, carbon steel, ANSI 61 gray, powder coat finish, single-door, 1/4-turn padlocking wing handle. | Stock | 105 | 110
SCE-12R124 | Saginaw enclosure, NEMA 3R, 12 x 12 x 4in (HxWxD), wall mount, carbon steel, ANSI 61 gray, powder coat finish, screw cover, padlock hasp and staple. | Stock | 130 | 136
SCE-12R126 | Saginaw enclosure, NEMA 3R, 12 x 12 x 6in (HxWxD), wall mount, carbon steel, ANSI 61 gray, powder coat finish, screw cover, padlock hasp and staple. | Stock | 138 | 144
SCE-12SPBA | Saginaw pushbutton consolet, 12 holes, 30mm, NEMA 4/12/13, 11 x 9 x 9in (HxWxD), wall mount, carbon steel, ANSI 61 gray, powder coat finish, screw cover, purchase subpanel separately. | Stock | 195 | 203
SCE-12SPBAI | Saginaw pushbutton consolet, 12 holes, 22mm, NEMA 4/12/13, 11 x 9 x 9in (HxWxD), wall mount, carbon steel, ANSI 61 gray, powder coat finish, screw cover, purchase subpanel separately. | Stock | 195 | 203
SCE-13ELJEXPP | Saginaw enclosure print pocket, 13 x 19 x 2.5in, screw mount. | Stock | 178 | 185
SCE-13KJ1206SSST | Saginaw sanitary enclosure, slope top, NEMA 3R/4/4X/12, 13 x 12 x 6in (HxWxD), wall mount, 304 stainless steel, #4 brush finish, screw cover. | Stock | 930 | 995
SCE-14086CHNF | Saginaw enclosure, NEMA 3R/4/12/13, 14 x 8 x 6in (HxWxD), wall mount, carbon steel, ANSI 61 gray, powder coat finish, single-door, stainless steel clamps. | Stock | 103 | 108
SCE-14128CHNF | Saginaw enclosure, NEMA 3R/4/12/13, 14 x 12 x 8in (HxWxD), wall mount, carbon steel, ANSI 61 gray, powder coat finish, single-door, stainless steel clamps. | Stock | 141 | 147
SCE-14128ELJ | Saginaw Enviroline Junction series enclosure, NEMA 3R/4/12/13, 14 x 12 x 8in (HxWxD), wall mount, carbon steel, ANSI 61 gray, powder coat finish, single-door, 1/4-turn semi-flush latch. | Stock | 129 | 134
SCE-14128ELJLG | Saginaw Enviroline Junction series enclosure, NEMA 3R/4/12/13, 14 x 12 x 8in (HxWxD), wall mount, carbon steel, RAL 7035 light gray, powder coat finish, single-door, 1/4-turn semi-flush latch. | Stock | 129 | 134
SCE-14128ELJSS | Saginaw Enviroline Junction series enclosure, NEMA 3R/4/4X/12/13, 14 x 12 x 8in (HxWxD), wall mount, 304 stainless steel, #4 brush finish, single-door, 1/4-turn semi-flush latch. | Stock | 398 | 426
SCE-14128ELJSS6 | Saginaw Enviroline Junction series enclosure, NEMA 3R/4/4X/12/13, 14 x 12 x 8in (HxWxD), wall mount, 316L stainless steel, #4 brush finish, single-door, 1/4-turn semi-flush latch. | Stock | 477 | 511
SCE-14128ELJSSST | Saginaw Enviroline Junction series enclosure, slope top, NEMA 3R/4/4X/12/13, 14 x 12 x 8in (HxWxD), wall mount, 304 stainless steel, #4 brush finish, single-door, 1/4-turn semi-flush latch. | Stock | 853 | 912
SCE-1412CHNF | Saginaw enclosure, NEMA 3R/4/12/13, 14 x 12 x 6in (HxWxD), wall mount, carbon steel, ANSI 61 gray, powder coat finish, single-door, stainless steel clamps. | Stock | 134 | 139
SCE-1412CHNFSS | Saginaw enclosure, NEMA 3R/4/4X/12/13, 14 x 12 x 6in (HxWxD), wall mount, 304 stainless steel, #4 brush finish, single-door, stainless steel clamps. | Stock | 462 | 494
SCE-1412CHNFSS6 | Saginaw enclosure, NEMA 3R/4/4X/12/13, 14 x 12 x 6in (HxWxD), wall mount, 316L stainless steel, #4 brush finish, single-door, stainless steel clamps. | Stock | 548 | 587
SCE-1412CHSNF | Saginaw enclosure, NEMA 3R/4/12/13, 12 x 14 x 6in (HxWxD), wall mount, carbon steel, ANSI 61 gray, powder coat finish, single-door, stainless steel clamps. | Stock | 140 | 146
SCE-1412ELJ | Saginaw Enviroline Junction series enclosure, NEMA 3R/4/12/13, 14 x 12 x 6in (HxWxD), wall mount, carbon steel, ANSI 61 gray, powder coat finish, single-door, 1/4-turn semi-flush latch. | Stock | 121 | 126
SCE-1412ELJLG | Saginaw Enviroline Junction series enclosure, NEMA 3R/4/12/13, 14 x 12 x 6in (HxWxD), wall mount, carbon steel, RAL 7035 light gray, powder coat finish, single-door, 1/4-turn semi-flush latch. | Stock | 121 | 126
SCE-1412ELJSS | Saginaw Enviroline Junction series enclosure, NEMA 3R/4/4X/12/13, 14 x 12 x 6in (HxWxD), wall mount, 304 stainless steel, #4 brush finish, single-door, 1/4-turn semi-flush latch. | Stock | 375 | 402
SCE-1412ELJSS6 | Saginaw Enviroline Junction series enclosure, NEMA 3R/4/4X/12/13, 14 x 12 x 6in (HxWxD), wall mount, 316L stainless steel, #4 brush finish, single-door, 1/4-turn semi-flush latch. | Stock | 450 | 482
SCE-1412SC | Saginaw enclosure, NEMA 3R/4/12/13, 14 x 12 x 6in (HxWxD), wall mount, carbon steel, ANSI 61 gray, powder coat finish, screw cover. | Stock | 125 | 130
SCE-1436B | Saginaw operator console, NEMA 3R/12/13, 50 x 36 x 23in (HxWxD), freestanding, dual access, carbon steel, ANSI 61 gray, powder coat finish, single-door, 3-point keylocking/padlocking combo handle. | Stock | 2566 | 2669
SCE-1436P1 | Saginaw swing panel, carbon steel, white, powder coat finish. For use with SCE-1436B consoles. | Stock | 246 | 255
SCE-1436P2 | Saginaw subpanel, half-height, carbon steel, white, powder coat finish. For use with SCE-1436B consoles. | Stock | 234 | 243
SCE-1436P3 | Saginaw subpanel, carbon steel, white, powder coat finish. For use with SCE-1436B consoles. | Stock | 361 | 374
SCE-1436T | Saginaw optional top console, carbon steel, ANSI 61 gray, powder coat finish. For use with SCE-1436B operator console. | Stock | 694 | 722
SCE-1436W | Saginaw optional writing desk, carbon steel, ANSI 61 gray, powder coat finish. For use with SCE-1436B operator console. | Stock | 203 | 211
SC-E1-440VAC | Fuji Electric IEC contactor, 32A, (3) N.O. power contact(s), 440-480 VAC (60Hz) coil voltage. | Stock | 45 | 50
SCE-1448BD | Saginaw operator console, NEMA 3R/12/13, 50 x 48 x 23in (HxWxD), freestanding, dual access, carbon steel, ANSI 61 gray, powder coat finish, double-door, 3-point keylocking/padlocking combo handle. | Stock | 3300 | 3433
SCE-1448P2 | Saginaw subpanel, half-height, carbon steel, white, powder coat finish. For use with SCE-1448BD consoles. | Stock | 281 | 291
SCE-1448P3 | Saginaw subpanel, carbon steel, white, powder coat finish. For use with SCE-1448BD consoles. | Stock | 445 | 461
SCE-1448T | Saginaw optional top console, carbon steel, ANSI 61 gray, powder coat finish. For use with SCE-1448BD operator console. | Stock | 828 | 862
SCE-1448W | Saginaw optional writing desk, carbon steel, ANSI 61 gray, powder coat finish. For use with SCE-1448BD operator console. | Stock | 252 | 261
SCE-1460BD | Saginaw operator console, NEMA 3R/12/13, 50 x 60 x 23in (HxWxD), freestanding, dual access, carbon steel, ANSI 61 gray, powder coat finish, double-door, 3-point keylocking/padlocking combo handle. | Stock | 3416 | 3553
SCE-1460P2 | Saginaw subpanel, half-height, carbon steel, white, powder coat finish. For use with SCE-1460BD consoles. | Stock | 324 | 336
SCE-1460P3 | Saginaw subpanel, carbon steel, white, powder coat finish. For use with SCE-1460BD consoles. | Stock | 532 | 551
SCE-1460T | Saginaw optional top console, carbon steel, ANSI 61 gray, powder coat finish. For use with SCE-1460BD operator console. | Stock | 959 | 998
SCE-1460W | Saginaw optional writing desk, carbon steel, ANSI 61 gray, powder coat finish. For use with SCE-1460BD operator console. | Stock | 313 | 325
SCE-1472BD | Saginaw operator console, NEMA 3R/12/13, 50 x 72 x 23in (HxWxD), freestanding, dual access, carbon steel, ANSI 61 gray, powder coat finish, double-door, 3-point keylocking/padlocking combo handle. | Stock | 3741 | 3891
SCE-1472P3 | Saginaw subpanel, carbon steel, white, powder coat finish. For use with SCE-1472BD consoles. | Stock | 615 | 638
SCE-1472T | Saginaw optional top console, carbon steel, ANSI 61 gray, powder coat finish. For use with SCE-1472BD operator console. | Stock | 1094 | 1138
SCE-1472W | Saginaw optional writing desk, carbon steel, ANSI 61 gray, powder coat finish. For use with SCE-1472BD operator console. | Stock | 342 | 355
SCE-14B | Saginaw operator console, NEMA 3R/12/13, 50 x 24 x 23in (HxWxD), freestanding, dual access, carbon steel, ANSI 61 gray, powder coat finish, single-door, 3-point keylocking/padlocking combo handle. | Stock | 2194 | 2282
SCE-14N1204LP | Saginaw enclosure, NEMA 1, 14 x 12 x 4in (HxWxD), wall mount, carbon steel, ANSI 61 gray, powder coat finish, single-door, 1/4-turn semi-flush latch. | Stock | 78 | 81
SCE-14N1206LP | Saginaw enclosure, NEMA 1, 14 x 12 x 6in (HxWxD), wall mount, carbon steel, ANSI 61 gray, powder coat finish, single-door, 1/4-turn semi-flush latch. | Stock | 88 | 92
SCE-14N1208LP | Saginaw enclosure, NEMA 1, 14 x 12 x 8in (HxWxD), wall mount, carbon steel, ANSI 61 gray, powder coat finish, single-door, 1/4-turn semi-flush latch. | Stock | 98 | 103
SCE-14N12MP | Saginaw subpanel, carbon steel, white, powder coat finish. For use with SCE-14N1204LP, 14N1206LP and SCE-14N1208LP enclosures. | Stock | 10.75 | 11
SCE-14N12MPP | Saginaw subpanel, perforated, carbon steel, white, powder coat finish. For use with SCE-14N1204LP, 14N1206LP and SCE-14N1208LP enclosures. | Stock | 23 | 24
SCE-14P1 | Saginaw swing panel, carbon steel, white, powder coat finish. For use with SCE-14B consoles. | Stock | 198 | 205
SCE-14P12 | Saginaw subpanel, carbon steel, white, powder coat finish. For use with SCE-1412xELJxx, SCE-1412xCHNF and SCE-1412SC enclosures. | Stock | 13.5 | 13.75
SCE-14P12GALV | Saginaw subpanel, galvannealed steel. For use with SCE-1412xELJxx, SCE-1412xCHNF and SCE-1412SC enclosures. | Stock | 12.75 | 13.25
SCE-14P12SS | Saginaw subpanel, 316L stainless steel, #4 brush finish. For use with SCE-1412xELJxx, SCE-1412xCHNF and SCE-1412SC enclosures. | Stock | 33.5 | 34.5
SCE-14P2 | Saginaw subpanel, half-height, carbon steel, white, powder coat finish. For use with SCE-14B consoles. | Stock | 191 | 198
SCE-14P3 | Saginaw subpanel, carbon steel, white, powder coat finish. For use with SCE-14B consoles. | Stock | 274 | 284
SCE-14P6 | Saginaw subpanel, carbon steel, white, powder coat finish. For use with SCE-12PBAx enclosures. | Stock | 8 | 8.25
SCE-14P8 | Saginaw subpanel, carbon steel, white, powder coat finish. For use with SCE-14086CHNF enclosures. | Stock | 9.75 | 10.25
SCE-14P8GALV | Saginaw subpanel, galvannealed steel. For use with SCE-14086CHNF enclosures. | Stock | 9.25 | 9.75
SCE-14R | Saginaw enclosure rack mounting angle, carbon steel, white, powder coat finish. Package of 2. For use with SCE-14B consoles. Mounting hardware included. | Stock | 175 | 182
SCE-14RMW | Saginaw removable wire cover, 6 x 35 x 14in (HxWxD), carbon steel, white. For use with freestanding enclosures. Mounting hardware included. | Stock | 233 | 242
SCE-14T | Saginaw optional top console, carbon steel, ANSI 61 gray, powder coat finish. For use with SCE-14B operator console. | Stock | 559 | 582
SCE-14W | Saginaw optional writing desk, carbon steel, ANSI 61 gray, powder coat finish. For use with SCE-14B operator console. | Stock | 158 | 164
SC-E1-500VAC | Fuji Electric IEC contactor, 32A, (3) N.O. power contact(s), 500-550 VAC (60Hz) coil voltage. | Stock | 45 | 50
SCE-15KJ1408SSST | Saginaw sanitary enclosure, slope top, NEMA 3R/4/4X/12, 15 x 14 x 8in (HxWxD), wall mount, 304 stainless steel, #4 brush finish, screw cover. | Stock | 1089 | 1164
SCE-16106CHNF | Saginaw enclosure, NEMA 3R/4/12/13, 16 x 10 x 6in (HxWxD), wall mount, carbon steel, ANSI 61 gray, powder coat finish, single-door, stainless steel clamps. | Stock | 122 | 127
SCE-161410CHNF | Saginaw enclosure, NEMA 3R/4/12/13, 16 x 14 x 10in (HxWxD), wall mount, carbon steel, ANSI 61 gray, powder coat finish, single-door, stainless steel clamps. | Stock | 179 | 186
SCE-16148CHNF | Saginaw enclosure, NEMA 3R/4/12/13, 16 x 14 x 8in (HxWxD), wall mount, carbon steel, ANSI 61 gray, powder coat finish, single-door, stainless steel clamps. | Stock | 171 | 177
SCE-16148CHNFSS | Saginaw enclosure, NEMA 3R/4/4X/12/13, 16 x 14 x 8in (HxWxD), wall mount, 304 stainless steel, #4 brush finish, single-door, stainless steel clamps. | Stock | 603 | 646
SCE-16148CHNFSS6 | Saginaw enclosure, NEMA 3R/4/4X/12/13, 16 x 14 x 8in (HxWxD), wall mount, 316L stainless steel, #4 brush finish, single-door, stainless steel clamps. | Stock | 675 | 723
SCE-16148ELJ | Saginaw Enviroline Junction series enclosure, NEMA 3R/4/12/13, 16 x 14 x 8in (HxWxD), wall mount, carbon steel, ANSI 61 gray, powder coat finish, single-door, 1/4-turn semi-flush latch. | Stock | 156 | 163
SCE-16148ELJLG | Saginaw Enviroline Junction series enclosure, NEMA 3R/4/12/13, 16 x 14 x 8in (HxWxD), wall mount, carbon steel, RAL 7035 light gray, powder coat finish, single-door, 1/4-turn semi-flush latch. | Stock | 156 | 163
SCE-16148ELJSS | Saginaw Enviroline Junction series enclosure, NEMA 3R/4/4X/12/13, 16 x 14 x 8in (HxWxD), wall mount, 304 stainless steel, #4 brush finish, single-door, 1/4-turn semi-flush latch. | Stock | 504 | 540
SCE-16148ELJSS6 | Saginaw Enviroline Junction series enclosure, NEMA 3R/4/4X/12/13, 16 x 14 x 8in (HxWxD), wall mount, 316L stainless steel, #4 brush finish, single-door, 1/4-turn semi-flush latch. | Stock | 605 | 648
SCE-16148ELJSSST | Saginaw Enviroline Junction series enclosure, slope top, NEMA 3R/4/4X/12/13, 16 x 14 x 8in (HxWxD), wall mount, 304 stainless steel, #4 brush finish, single-door, 1/4-turn semi-flush latch. | Stock | 889 | 951
SCE-16148ELJW | Saginaw Enviroline Junction series enclosure, NEMA 3R/4/12/13, 16 x 14 x 8in (HxWxD), wall mount, carbon steel, ANSI 61 gray, powder coat finish, single-door, 1/4-turn semi-flush latch, polycarbonate window. | Stock | 222 | 232
SCE-16148ELJWSS | Saginaw Enviroline Junction series enclosure, NEMA 3R/4/4X/12/13, 16 x 14 x 8in (HxWxD), wall mount, 304 stainless steel, #4 brush finish, single-door, 1/4-turn semi-flush latch, polycarbonate window. | Stock | 593 | 635
SCE-16148ELJWSS6 | Saginaw Enviroline Junction series enclosure, NEMA 3R/4/4X/12/13, 16 x 14 x 8in (HxWxD), wall mount, 316L stainless steel, #4 brush finish, single-door, 1/4-turn semi-flush latch, polycarbonate window. | Stock | 711 | 762
SCE-1614CHNF | Saginaw enclosure, NEMA 3R/4/12/13, 16 x 14 x 6in (HxWxD), wall mount, carbon steel, ANSI 61 gray, powder coat finish, single-door, stainless steel clamps. | Stock | 156 | 163
SCE-1614CHNFSS | Saginaw enclosure, NEMA 3R/4/4X/12/13, 16 x 14 x 6in (HxWxD), wall mount, 304 stainless steel, #4 brush finish, single-door, stainless steel clamps. | Stock | 544 | 583
SCE-1614CHNFSS6 | Saginaw enclosure, NEMA 3R/4/4X/12/13, 16 x 14 x 6in (HxWxD), wall mount, 316L stainless steel, #4 brush finish, single-door, stainless steel clamps. | Stock | 653 | 699
SCE-1614CHSNF | Saginaw enclosure, NEMA 3R/4/12/13, 14 x 16 x 6in (HxWxD), wall mount, carbon steel, ANSI 61 gray, powder coat finish, single-door, stainless steel clamps. | Stock | 164 | 171
SCE-1614ELJ | Saginaw Enviroline Junction series enclosure, NEMA 3R/4/12/13, 16 x 14 x 6in (HxWxD), wall mount, carbon steel, ANSI 61 gray, powder coat finish, single-door, 1/4-turn semi-flush latch. | Stock | 142 | 148
SCE-1614ELJLG | Saginaw Enviroline Junction series enclosure, NEMA 3R/4/12/13, 16 x 14 x 6in (HxWxD), wall mount, carbon steel, RAL 7035 light gray, powder coat finish, single-door, 1/4-turn semi-flush latch. | Stock | 142 | 148
SCE-1614ELJSS | Saginaw Enviroline Junction series enclosure, NEMA 3R/4/4X/12/13, 16 x 14 x 6in (HxWxD), wall mount, 304 stainless steel, #4 brush finish, single-door, 1/4-turn semi-flush latch. | Stock | 441 | 473
SCE-1614ELJSS6 | Saginaw Enviroline Junction series enclosure, NEMA 3R/4/4X/12/13, 16 x 14 x 6in (HxWxD), wall mount, 316L stainless steel, #4 brush finish, single-door, 1/4-turn semi-flush latch. | Stock | 530 | 567
SCE-1614ELJW | Saginaw Enviroline Junction series enclosure, NEMA 3R/4/12/13, 16 x 14 x 6in (HxWxD), wall mount, carbon steel, ANSI 61 gray, powder coat finish, single-door, 1/4-turn semi-flush latch, polycarbonate window. | Stock | 210 | 220
SCE-1614ELJWSS | Saginaw Enviroline Junction series enclosure, NEMA 3R/4/4X/12/13, 16 x 14 x 6in (HxWxD), wall mount, 304 stainless steel, #4 brush finish, single-door, 1/4-turn semi-flush latch, polycarbonate window. | Stock | 559 | 599
SCE-1614ELJWSS6 | Saginaw Enviroline Junction series enclosure, NEMA 3R/4/4X/12/13, 16 x 14 x 6in (HxWxD), wall mount, 316L stainless steel, #4 brush finish, single-door, 1/4-turn semi-flush latch, polycarbonate window. | Stock | 671 | 719
SCE-1614SC | Saginaw enclosure, NEMA 3R/4/12/13, 16 x 14 x 6in (HxWxD), wall mount, carbon steel, ANSI 61 gray, powder coat finish, screw cover. | Stock | 146 | 152
SCE-16C16ELJ | Saginaw operator consolet, NEMA 3R/4/12/13, 16 x 16 x 11in (HxWxD), desktop or pedestal mount, carbon steel, ANSI 61 gray, powder coat finish, single-door, 1/4-turn semi-flush latch. | Stock | 206 | 214
SCE-16C16ELJSS | Saginaw operator consolet, NEMA 3R/4/4X/12/13, 16 x 16 x 11in (HxWxD), desktop or pedestal mount, 304 stainless steel, #4 brush finish, single-door, 1/4-turn semi-flush latch. | Stock | 811 | 869
SCE-16C20ELJ | Saginaw operator consolet, NEMA 3R/4/12/13, 16 x 20 x 11in (HxWxD), desktop or pedestal mount, carbon steel, ANSI 61 gray, powder coat finish, single-door, 1/4-turn semi-flush latch. | Stock | 226 | 235
SCE-16C20ELJSS | Saginaw operator consolet, NEMA 3R/4/4X/12/13, 16 x 20 x 11in (HxWxD), desktop or pedestal mount, 304 stainless steel, #4 brush finish, single-door, 1/4-turn semi-flush latch. | Stock | 882 | 945
SCE-16C24ELJ | Saginaw operator consolet, NEMA 3R/4/12/13, 16 x 24 x 11in (HxWxD), desktop or pedestal mount, carbon steel, ANSI 61 gray, powder coat finish, single-door, 1/4-turn semi-flush latch. | Stock | 247 | 257
SCE-16C24ELJSS | Saginaw operator consolet, NEMA 3R/4/4X/12/13, 16 x 24 x 11in (HxWxD), desktop or pedestal mount, 304 stainless steel, #4 brush finish, single-door, 1/4-turn semi-flush latch. | Stock | 950 | 1017
SCE-16C30ELJ | Saginaw operator consolet, NEMA 3R/4/12/13, 16 x 30 x 11in (HxWxD), desktop or pedestal mount, carbon steel, ANSI 61 gray, powder coat finish, single-door, 1/4-turn semi-flush latch. | Stock | 283 | 294
SCE-16DLP14 | Saginaw subpanel, carbon steel, white, powder coat finish. For use with SCE-16EL161408LPxx enclosures. | Stock | 23.5 | 24.5
SCE-16DLP14GALV | Saginaw subpanel, galvannealed steel. For use with SCE-16EL161408LPxx enclosures. | Stock | 23.5 | 24.5
SCE-16EL1206LP | Saginaw Enviroline series enclosure, NEMA 3R/4/12/13, 16 x 12 x 6in (HxWxD), wall mount, carbon steel, ANSI 61 gray, powder coat finish, single-door, 1/4-turn semi-flush latch. | Stock | 222 | 232
SCE-16EL1206LPLG | Saginaw Enviroline series enclosure, NEMA 3R/4/12/13, 16 x 12 x 6in (HxWxD), wall mount, carbon steel, RAL 7035 light gray, powder coat finish, single-door, 1/4-turn semi-flush latch. | Stock | 222 | 232
SCE-16EL1206SS6LP | Saginaw Enviroline series enclosure, NEMA 3R/4/4X/12/13, 16 x 12 x 6in (HxWxD), wall mount, 316L stainless steel, #4 brush finish, single-door, 1/4-turn semi-flush latch. | Stock | 703 | 753
SCE-16EL1206SSLP | Saginaw Enviroline series enclosure, NEMA 3R/4/4X/12/13, 16 x 12 x 6in (HxWxD), wall mount, 304 stainless steel, #4 brush finish, single-door, 1/4-turn semi-flush latch. | Stock | 586 | 627
SCE-16EL1208LP | Saginaw Enviroline series enclosure, NEMA 3R/4/12/13, 16 x 12 x 8in (HxWxD), wall mount, carbon steel, ANSI 61 gray, powder coat finish, single-door, 1/4-turn semi-flush latch. | Stock | 234 | 245
SCE-16EL1208LPLG | Saginaw Enviroline series enclosure, NEMA 3R/4/12/13, 16 x 12 x 8in (HxWxD), wall mount, carbon steel, RAL 7035 light gray, powder coat finish, single-door, 1/4-turn semi-flush latch. | Stock | 234 | 245
SCE-16EL1208SS6LP | Saginaw Enviroline series enclosure, NEMA 3R/4/4X/12/13, 16 x 12 x 8in (HxWxD), wall mount, 316L stainless steel, #4 brush finish, single-door, 1/4-turn semi-flush latch. | Stock | 752 | 805
SCE-16EL1208SSLP | Saginaw Enviroline series enclosure, NEMA 3R/4/4X/12/13, 16 x 12 x 8in (HxWxD), wall mount, 304 stainless steel, #4 brush finish, single-door, 1/4-turn semi-flush latch. | Stock | 626 | 671
SCE-16EL1208SSST | Saginaw Enviroline series enclosure, slope top, NEMA 3R/4/4X/12/13, 16 x 12 x 8in (HxWxD), wall mount, 304 stainless steel, #4 brush finish, single-door, 1/4-turn semi-flush latch. | Stock | 835 | 893
SCE-16EL1408LP | Saginaw Enviroline series enclosure, NEMA 3R/4/12/13, 16 x 14 x 8in (HxWxD), wall mount, carbon steel, ANSI 61 gray, powder coat finish, single-door, 1/4-turn semi-flush latch. | Stock | 241 | 252
SCE-16EL1408LPLG | Saginaw Enviroline series enclosure, NEMA 3R/4/12/13, 16 x 14 x 8in (HxWxD), wall mount, carbon steel, RAL 7035 light gray, powder coat finish, single-door, 1/4-turn semi-flush latch. | Stock | 241 | 252
SCE-16EL1606LP | Saginaw Enviroline series enclosure, NEMA 3R/4/12/13, 16 x 16 x 6in (HxWxD), wall mount, carbon steel, ANSI 61 gray, powder coat finish, single-door, 1/4-turn semi-flush latch. | Stock | 240 | 251
SCE-16EL1606LPLG | Saginaw Enviroline series enclosure, NEMA 3R/4/12/13, 16 x 16 x 6in (HxWxD), wall mount, carbon steel, RAL 7035 light gray, powder coat finish, single-door, 1/4-turn semi-flush latch. | Stock | 240 | 251
SCE-16EL1606SS6LP | Saginaw Enviroline series enclosure, NEMA 3R/4/4X/12/13, 16 x 16 x 6in (HxWxD), wall mount, 316L stainless steel, #4 brush finish, single-door, 1/4-turn semi-flush latch. | Stock | 779 | 834
SCE-16EL1606SSLP | Saginaw Enviroline series enclosure, NEMA 3R/4/4X/12/13, 16 x 16 x 6in (HxWxD), wall mount, 304 stainless steel, #4 brush finish, single-door, 1/4-turn semi-flush latch. | Stock | 649 | 695
SCE-16EL1608LP | Saginaw Enviroline series enclosure, NEMA 3R/4/12/13, 16 x 16 x 8in (HxWxD), wall mount, carbon steel, ANSI 61 gray, powder coat finish, single-door, 1/4-turn semi-flush latch. | Stock | 268 | 280
SCE-16EL1608LPLG | Saginaw Enviroline series enclosure, NEMA 3R/4/12/13, 16 x 16 x 8in (HxWxD), wall mount, carbon steel, RAL 7035 light gray, powder coat finish, single-door, 1/4-turn semi-flush latch. | Stock | 268 | 280
SCE-16EL1608SS6LP | Saginaw Enviroline series enclosure, NEMA 3R/4/4X/12/13, 16 x 16 x 8in (HxWxD), wall mount, 316L stainless steel, #4 brush finish, single-door, 1/4-turn semi-flush latch. | Stock | 819 | 878
SCE-16EL1608SSLP | Saginaw Enviroline series enclosure, NEMA 3R/4/4X/12/13, 16 x 16 x 8in (HxWxD), wall mount, 304 stainless steel, #4 brush finish, single-door, 1/4-turn semi-flush latch. | Stock | 683 | 731
SCE-16EL1608SSST | Saginaw Enviroline series enclosure, slope top, NEMA 3R/4/4X/12/13, 16 x 16 x 8in (HxWxD), wall mount, 304 stainless steel, #4 brush finish, single-door, 1/4-turn semi-flush latch. | Stock | 911 | 974
SCE-16EL2006LP | Saginaw Enviroline series enclosure, NEMA 3R/4/12/13, 16 x 20 x 6in (HxWxD), wall mount, carbon steel, ANSI 61 gray, powder coat finish, single-door, 1/4-turn semi-flush latch. | Stock | 269 | 282
SCE-16EL2006LPLG | Saginaw Enviroline series enclosure, NEMA 3R/4/12/13, 16 x 20 x 6in (HxWxD), wall mount, carbon steel, RAL 7035 light gray, powder coat finish, single-door, 1/4-turn semi-flush latch. | Stock | 269 | 282
SCE-16EL2008LP | Saginaw Enviroline series enclosure, NEMA 3R/4/12/13, 16 x 20 x 8in (HxWxD), wall mount, carbon steel, ANSI 61 gray, powder coat finish, single-door, 1/4-turn semi-flush latch. | Stock | 271 | 283
SCE-16EL2008LPLG | Saginaw Enviroline series enclosure, NEMA 3R/4/12/13, 16 x 20 x 8in (HxWxD), wall mount, carbon steel, RAL 7035 light gray, powder coat finish, single-door, 1/4-turn semi-flush latch. | Stock | 271 | 283
SCE-16EL2008SS6LP | Saginaw Enviroline series enclosure, NEMA 3R/4/4X/12/13, 16 x 20 x 8in (HxWxD), wall mount, 316L stainless steel, #4 brush finish, single-door, 1/4-turn semi-flush latch. | Stock | 918 | 983
SCE-16EL2008SSLP | Saginaw Enviroline series enclosure, NEMA 3R/4/4X/12/13, 16 x 20 x 8in (HxWxD), wall mount, 304 stainless steel, #4 brush finish, single-door, 1/4-turn semi-flush latch. | Stock | 765 | 819
SCE-16H1206LP | Saginaw enclosure, NEMA 3R/4/12/13, 16 x 12 x 6in (HxWxD), wall mount, carbon steel, ANSI 61 gray, powder coat finish, single-door, plated steel clamps, padlock hasp and staple. | Stock | 252 | 263
SCE-16H1206SS6LP | Saginaw enclosure, NEMA 3R/4/4X/12/13, 16 x 12 x 6in (HxWxD), wall mount, 316L stainless steel, #4 brush finish, single-door, stainless steel clamps, padlock hasp and staple. | Stock | 747 | 800
SCE-16H1206SSLP | Saginaw enclosure, NEMA 3R/4/4X/12/13, 16 x 12 x 6in (HxWxD), wall mount, 304 stainless steel, #4 brush finish, single-door, stainless steel clamps, padlock hasp and staple. | Stock | 622 | 666
SCE-16H1208LP | Saginaw enclosure, NEMA 3R/4/12/13, 16 x 12 x 8in (HxWxD), wall mount, carbon steel, ANSI 61 gray, powder coat finish, single-door, plated steel clamps, padlock hasp and staple. | Stock | 263 | 276
SCE-16H1208SS6LP | Saginaw enclosure, NEMA 3R/4/4X/12/13, 16 x 12 x 8in (HxWxD), wall mount, 316L stainless steel, #4 brush finish, single-door, stainless steel clamps, padlock hasp and staple. | Stock | 800 | 857
SCE-16H1208SSLP | Saginaw enclosure, NEMA 3R/4/4X/12/13, 16 x 12 x 8in (HxWxD), wall mount, 304 stainless steel, #4 brush finish, single-door, stainless steel clamps, padlock hasp and staple. | Stock | 667 | 714
SCE-16H1210LP | Saginaw enclosure, NEMA 3R/4/12/13, 16 x 12 x 10in (HxWxD), wall mount, carbon steel, ANSI 61 gray, powder coat finish, single-door, plated steel clamps, padlock hasp and staple. | Stock | 275 | 288
SCE-16H1606LP | Saginaw enclosure, NEMA 3R/4/12/13, 16 x 16 x 6in (HxWxD), wall mount, carbon steel, ANSI 61 gray, powder coat finish, single-door, plated steel clamps, padlock hasp and staple. | Stock | 269 | 282
SCE-16H1606SS6LP | Saginaw enclosure, NEMA 3R/4/4X/12/13, 16 x 16 x 6in (HxWxD), wall mount, 316L stainless steel, #4 brush finish, single-door, stainless steel clamps, padlock hasp and staple. | Stock | 829 | 888
SCE-16H1606SSLP | Saginaw enclosure, NEMA 3R/4/4X/12/13, 16 x 16 x 6in (HxWxD), wall mount, 304 stainless steel, #4 brush finish, single-door, stainless steel clamps, padlock hasp and staple. | Stock | 691 | 740
SCE-16H1608LP | Saginaw enclosure, NEMA 3R/4/12/13, 16 x 16 x 8in (HxWxD), wall mount, carbon steel, ANSI 61 gray, powder coat finish, single-door, plated steel clamps, padlock hasp and staple. | Stock | 284 | 297
SCE-16H2006LP | Saginaw enclosure, NEMA 3R/4/12/13, 16 x 20 x 6in (HxWxD), wall mount, carbon steel, ANSI 61 gray, powder coat finish, single-door, plated steel clamps, padlock hasp and staple. | Stock | 290 | 304
SCE-16H2006SS6LP | Saginaw enclosure, NEMA 3R/4/4X/12/13, 16 x 20 x 6in (HxWxD), wall mount, 316L stainless steel, #4 brush finish, single-door, stainless steel clamps, padlock hasp and staple. | Stock | 911 | 976
SCE-16H2006SSLP | Saginaw enclosure, NEMA 3R/4/4X/12/13, 16 x 20 x 6in (HxWxD), wall mount, 304 stainless steel, #4 brush finish, single-door, stainless steel clamps, padlock hasp and staple. | Stock | 760 | 814
SCE-16H2008LP | Saginaw enclosure, NEMA 3R/4/12/13, 16 x 20 x 8in (HxWxD), wall mount, carbon steel, ANSI 61 gray, powder coat finish, single-door, plated steel clamps, padlock hasp and staple. | Stock | 305 | 319
SCE-16K1208SSST | Saginaw sanitary enclosure, slope top, NEMA 3R/4/4X/12, 16 x 12 x 8in (HxWxD), wall mount, 304 stainless steel, #4 brush finish, single-door, 1/4-turn sanitary stainless steel latch. | Stock | 1298 | 1388
SCE-16K1608SSST | Saginaw sanitary enclosure, slope top, NEMA 3R/4/4X/12, 16 x 16 x 8in (HxWxD), wall mount, 304 stainless steel, #4 brush finish, single-door, 1/4-turn sanitary stainless steel latch. | Stock | 1412 | 1510
SCE-16N1206LP | Saginaw enclosure, NEMA 1, 16 x 12 x 6in (HxWxD), wall mount, carbon steel, ANSI 61 gray, powder coat finish, single-door, 1/4-turn semi-flush latch. | Stock | 132 | 138
SCE-16N1208LP | Saginaw enclosure, NEMA 1, 16 x 12 x 8in (HxWxD), wall mount, carbon steel, ANSI 61 gray, powder coat finish, single-door, 1/4-turn semi-flush latch. | Stock | 144 | 150
SCE-16N12MP | Saginaw subpanel, carbon steel, white, powder coat finish. For use with SCE-16N1206LP and SCE-16N1208LP enclosures. | Stock | 15.5 | 16.25
SCE-16N12MPP | Saginaw subpanel, perforated, carbon steel, white, powder coat finish. For use with SCE-16N1206LP and SCE-16N1208LP enclosures. | Stock | 26 | 27
SCE-16N1606LP | Saginaw enclosure, NEMA 1, 16 x 16 x 6in (HxWxD), wall mount, carbon steel, ANSI 61 gray, powder coat finish, single-door, 1/4-turn semi-flush latch. | Stock | 147 | 154
SCE-16N1608LP | Saginaw enclosure, NEMA 1, 16 x 16 x 8in (HxWxD), wall mount, carbon steel, ANSI 61 gray, powder coat finish, single-door, 1/4-turn semi-flush latch. | Stock | 160 | 167
SCE-16N16MP | Saginaw subpanel, carbon steel, white, powder coat finish. For use with SCE-16N1606LP and SCE-16N1608LP enclosures. | Stock | 26 | 27
SCE-16N16MPP | Saginaw subpanel, perforated, carbon steel, white, powder coat finish. For use with SCE-16N1606LP and SCE-16N1608LP enclosures. | Stock | 30.5 | 31.5
SCE-16N2006LP | Saginaw enclosure, NEMA 1, 16 x 20 x 6in (HxWxD), wall mount, carbon steel, ANSI 61 gray, powder coat finish, single-door, 1/4-turn semi-flush latch. | Stock | 163 | 170
SCE-16P10 | Saginaw subpanel, carbon steel, white, powder coat finish. For use with SCE-16106CHNF enclosures. | Stock | 13 | 13.5
SCE-16P10GALV | Saginaw subpanel, galvannealed steel. For use with SCE-16106CHNF enclosures. | Stock | 12.5 | 13
SCE-16P12 | Saginaw subpanel, carbon steel, white, powder coat finish. For use with SCE-16EL120xxxx, SCE-16H12xxxxLP and SCE-16R120xLP enclosures. | Stock | 19.5 | 20.5
SCE-16P12GALV | Saginaw subpanel, galvannealed steel. For use with SCE-16EL120xxxx, SCE-16H12xxxxLP and SCE-16R120xLP enclosures. | Stock | 19.5 | 20.5
SCE-16P12SS | Saginaw subpanel, 316L stainless steel, #4 brush finish. For use with SCE-16EL120xxxx, SCE-16H12xxxxLP and SCE-16R120xLP enclosures. | Stock | 49 | 51
SCE-16P14 | Saginaw subpanel, carbon steel, white, powder coat finish. For use with SCE-1614xELJxxx, SCE-1614xxCHxNFxx, SCE-1614SC and SCE-16C16ELJxxenclosures. | Stock | 26.5 | 27.5
SCE-16P14GALV | Saginaw subpanel, galvannealed steel. For use with SCE-1614xELJxxx, SCE-1614xxCHxNFxx, SCE-1614SC and SCE-16C16ELJxxenclosures. | Stock | 25.5 | 26
SCE-16P14SS | Saginaw subpanel, 316L stainless steel, #4 brush finish. For use with SCE-1614xELJxxx, SCE-1614xxCHxNFxx, SCE-1614SC and SCE-16C16ELJxxenclosures. | Stock | 66 | 68
SCE-16P16 | Saginaw subpanel, carbon steel, white, powder coat finish. For use with SCE-16EL16xxxx enclosures. | Stock | 32.5 | 33.5
SCE-16P16GALV | Saginaw subpanel, galvannealed steel. For use with SCE-16EL16xxxx enclosures. | Stock | 32.5 | 33.5
SCE-16P16SS | Saginaw subpanel, 304 stainless steel, #4 brush finish. For use with SCE-16EL16xxxx enclosures. | Stock | 91 | 94
SCE-16P20C | Saginaw subpanel, carbon steel, white, powder coat finish. For use with SCE-16C20ELJ and SCE-16C20ELJSS enclosures. | Stock | 41.5 | 43
SCE-16P24C | Saginaw subpanel, carbon steel, white, powder coat finish. For use with SCE-16C24ELJ and SCE-16C24ELJSS enclosures. | Stock | 50 | 52
SCE-16P30C | Saginaw subpanel, carbon steel, white, powder coat finish. For use with SCE-16C30ELJ enclosures. | Stock | 59 | 61
SCE-16PBA | Saginaw pushbutton consolet, 16 holes, 30mm, NEMA 4/12/13, 11 x 11 x 9in (HxWxD), wall mount, carbon steel, ANSI 61 gray, powder coat finish, screw cover, purchase subpanel separately. | Stock | 217 | 226
SCE-16PBAI | Saginaw pushbutton consolet, 16 holes, 22mm, NEMA 4/12/13, 11 x 11 x 9in (HxWxD), wall mount, carbon steel, ANSI 61 gray, powder coat finish, screw cover, purchase subpanel separately. | Stock | 217 | 226
SCE-16PBH | Saginaw pushbutton enclosure, 16 holes, 30mm, NEMA 4/12/13, 12 x 12 x 6in (HxWxD), wall mount, carbon steel, ANSI 61 gray, powder coat finish, hinged screw cover. | Stock | 219 | 228
SCE-16PBHI | Saginaw pushbutton enclosure, 16 holes, 22mm, NEMA 4/12/13, 12 x 12 x 6in (HxWxD), wall mount, carbon steel, ANSI 61 gray, powder coat finish, hinged screw cover. | Stock | 219 | 228
SCE-16PBHSS | Saginaw pushbutton enclosure, 16 holes, 30mm, NEMA 4/4X/12/13, 12 x 12 x 6in (HxWxD), wall mount, 304 stainless steel, #4 brush finish, hinged screw cover. | Stock | 487 | 522
SCE-16PBHSS6 | Saginaw pushbutton enclosure, 16 holes, 30mm, NEMA 4/4X/12/13, 12 x 12 x 6in (HxWxD), wall mount, 316L stainless steel, #4 brush finish, hinged screw cover. | Stock | 585 | 626
SCE-16PBHSS6I | Saginaw pushbutton enclosure, 16 holes, 22mm, NEMA 4/4X/12/13, 12 x 12 x 6in (HxWxD), wall mount, 316L stainless steel, #4 brush finish, hinged screw cover. | Stock | 585 | 626
SCE-16PBHSSI | Saginaw pushbutton enclosure, 16 holes, 22mm, NEMA 4/4X/12/13, 12 x 12 x 6in (HxWxD), wall mount, 304 stainless steel, #4 brush finish, hinged screw cover. | Stock | 487 | 522
SCE-16R1206LP | Saginaw enclosure, NEMA 3R, 16 x 12 x 6in (HxWxD), wall mount, carbon steel, ANSI 61 gray, powder coat finish, single-door, 1/4-turn padlocking wing handle. | Stock | 130 | 136
SCE-16R1208LP | Saginaw enclosure, NEMA 3R, 16 x 12 x 8in (HxWxD), wall mount, carbon steel, ANSI 61 gray, powder coat finish, single-door, 1/4-turn padlocking wing handle. | Stock | 136 | 142
SCE-18N1606NK-B | Saginaw enclosure, NEMA 1, 18 x 16 x 6in (HxWxD), wall mount, with knockouts, carbon steel, precaution blue, powder coat finish, single-door, 1/4-turn semi-flush latch. | Stock | 173 | 181
SCE-18N1606NK-T | Saginaw enclosure, NEMA 1, 18 x 16 x 6in (HxWxD), wall mount, with knockouts, carbon steel, taupe tan, powder coat finish, single-door, 1/4-turn semi-flush latch. | Stock | 173 | 181
SCE-18SBASE | Saginaw pedestal base, carbon steel, 18.00 x 18.00in, ANSI 61 gray, powder coat finish. For use with consolet pedestal columns. | Stock | 131 | 136
SCE-18SBASESS | Saginaw pedestal base, 304 stainless steel, 18.00 x 18.00in, #4 brush finish. For use with consolet pedestal columns. | Stock | 498 | 517
SCE-19-1U | Saginaw rack panel, 1U, 19in rack width, carbon steel, black, powder coat finish. | Stock | 11 | 11.25
SCE-19-2U | Saginaw rack panel, 2U, 19in rack width, carbon steel, black, powder coat finish. | Stock | 18.25 | 19
SCE-19-3U | Saginaw rack panel, 3U, 19in rack width, carbon steel, black, powder coat finish. | Stock | 25.5 | 26.5
SCE-19ELJEXPP | Saginaw enclosure print pocket, 19 x 13 x 2.5in, screw mount. | Stock | 178 | 185
SC-E1G-24VDC | Fuji Electric IEC contactor, 32A, (3) N.O. power contact(s), 24 VDC coil voltage. | Stock | 53 | 59
SCE-1PB | Saginaw pushbutton enclosure, 1 hole, 30mm, NEMA 4/12/13, 4 x 4 x 3in (HxWxD), wall mount, carbon steel, ANSI 61 gray, powder coat finish, screw cover. | Stock | 52 | 54
SCE-1PBA | Saginaw pushbutton consolet, 1 hole, 30mm, NEMA 4/12/13, 4 x 4 x 5in (HxWxD), wall mount, carbon steel, ANSI 61 gray, powder coat finish, screw cover. | Stock | 77 | 81
SCE-1PBAI | Saginaw pushbutton consolet, 1 hole, 22mm, NEMA 4/12/13, 4 x 4 x 5in (HxWxD), wall mount, carbon steel, ANSI 61 gray, powder coat finish, screw cover. | Stock | 77 | 81
SCE-1PBGX | Saginaw pushbutton enclosure, 1 hole, 22mm, NEMA 4/12/13, 4 x 4 x 4in (HxWxD), wall mount, carbon steel, ANSI 61 gray, powder coat finish, screw cover. | Stock | 60 | 62
SCE-1PBI | Saginaw pushbutton enclosure, 1 hole, 22mm, NEMA 4/12/13, 4 x 4 x 3in (HxWxD), wall mount, carbon steel, ANSI 61 gray, powder coat finish, screw cover. | Stock | 52 | 54
SCE-1PB-RAL1018 | Saginaw pushbutton enclosure, 1 hole, 30mm, NEMA 4/12/13, 4 x 4 x 3in (HxWxD), wall mount, carbon steel, RAL 1018 yellow, powder coat finish, screw cover. | Stock | 63.5 | 66
SCE-1PBSS | Saginaw pushbutton enclosure, 1 hole, 30mm, NEMA 4/4X/12/13, 4 x 4 x 3in (HxWxD), wall mount, 304 stainless steel, #4 brush finish, screw cover. | Stock | 133 | 143
SCE-1PBSS6 | Saginaw pushbutton enclosure, 1 hole, 30mm, NEMA 4/4X/12/13, 4 x 4 x 3in (HxWxD), wall mount, 316L stainless steel, #4 brush finish, screw cover. | Stock | 160 | 171
SCE-1PBSS6I | Saginaw pushbutton enclosure, 1 hole, 22mm, NEMA 4/4X/12/13, 4 x 4 x 3in (HxWxD), wall mount, 316L stainless steel, #4 brush finish, screw cover. | Stock | 160 | 171
SCE-1PBSSI | Saginaw pushbutton enclosure, 1 hole, 22mm, NEMA 4/4X/12/13, 4 x 4 x 3in (HxWxD), wall mount, 304 stainless steel, #4 brush finish, screw cover. | Stock | 133 | 143
SCE-1PBX | Saginaw pushbutton enclosure, 1 hole, 30mm, NEMA 4/12/13, 4 x 4 x 5in (HxWxD), wall mount, carbon steel, ANSI 61 gray, powder coat finish, screw cover. | Stock | 67 | 70
SCE-1PBXI | Saginaw pushbutton enclosure, 1 hole, 22mm, NEMA 4/12/13, 4 x 4 x 5in (HxWxD), wall mount, carbon steel, ANSI 61 gray, powder coat finish, screw cover. | Stock | 67 | 70
SCE-1PBX-RAL1018 | Saginaw pushbutton enclosure, 1 hole, 30mm, NEMA 4/12/13, 4 x 4 x 5in (HxWxD), wall mount, carbon steel, RAL 1018 yellow, powder coat finish, screw cover. | Stock | 80 | 83
SCE-1PBXSS | Saginaw pushbutton enclosure, 1 hole, 30mm, NEMA 4/4X/12/13, 4 x 4 x 5in (HxWxD), wall mount, 304 stainless steel, #4 brush finish, screw cover. | Stock | 178 | 190
SCE-1PBXSS6 | Saginaw pushbutton enclosure, 1 hole, 30mm, NEMA 4/4X/12/13, 4 x 4 x 5in (HxWxD), wall mount, 316L stainless steel, #4 brush finish, screw cover. | Stock | 213 | 228
SCE-1PBXSS6I | Saginaw pushbutton enclosure, 1 hole, 22mm, NEMA 4/4X/12/13, 4 x 4 x 5in (HxWxD), wall mount, 316L stainless steel, #4 brush finish, screw cover. | Stock | 213 | 228
SCE-1PBXSSI | Saginaw pushbutton enclosure, 1 hole, 22mm, NEMA 4/4X/12/13, 4 x 4 x 5in (HxWxD), wall mount, 304 stainless steel, #4 brush finish, screw cover. | Stock | 178 | 190
SCE-201610ELJ | Saginaw Enviroline Junction series enclosure, NEMA 3R/4/12/13, 20 x 16 x 10in (HxWxD), wall mount, carbon steel, ANSI 61 gray, powder coat finish, single-door, 1/4-turn semi-flush latch. | Stock | 201 | 210
SCE-201610ELJLG | Saginaw Enviroline Junction series enclosure, NEMA 3R/4/12/13, 20 x 16 x 10in (HxWxD), wall mount, carbon steel, RAL 7035 light gray, powder coat finish, single-door, 1/4-turn semi-flush latch. | Stock | 201 | 210
SCE-20166ELJ | Saginaw Enviroline Junction series enclosure, NEMA 3R/4/12/13, 20 x 16 x 6in (HxWxD), wall mount, carbon steel, ANSI 61 gray, powder coat finish, single-door, 1/4-turn semi-flush latch. | Stock | 164 | 172
SCE-20166ELJLG | Saginaw Enviroline Junction series enclosure, NEMA 3R/4/12/13, 20 x 16 x 6in (HxWxD), wall mount, carbon steel, RAL 7035 light gray, powder coat finish, single-door, 1/4-turn semi-flush latch. | Stock | 164 | 172
SCE-20168ELJ | Saginaw Enviroline Junction series enclosure, NEMA 3R/4/12/13, 20 x 16 x 8in (HxWxD), wall mount, carbon steel, ANSI 61 gray, powder coat finish, single-door, 1/4-turn semi-flush latch. | Stock | 171 | 179
SCE-20168ELJLG | Saginaw Enviroline Junction series enclosure, NEMA 3R/4/12/13, 20 x 16 x 8in (HxWxD), wall mount, carbon steel, RAL 7035 light gray, powder coat finish, single-door, 1/4-turn semi-flush latch. | Stock | 171 | 179
SCE-202010ELJ | Saginaw Enviroline Junction series enclosure, NEMA 3R/4/12/13, 20 x 20 x 10in (HxWxD), wall mount, carbon steel, ANSI 61 gray, powder coat finish, single-door, 1/4-turn semi-flush latch. | Stock | 204 | 213
SCE-202010ELJLG | Saginaw Enviroline Junction series enclosure, NEMA 3R/4/12/13, 20 x 20 x 10in (HxWxD), wall mount, carbon steel, RAL 7035 light gray, powder coat finish, single-door, 1/4-turn semi-flush latch. | Stock | 204 | 213
SCE-20206ELJ | Saginaw Enviroline Junction series enclosure, NEMA 3R/4/12/13, 20 x 20 x 6in (HxWxD), wall mount, carbon steel, ANSI 61 gray, powder coat finish, single-door, 1/4-turn semi-flush latch. | Stock | 183 | 191
SCE-20206ELJLG | Saginaw Enviroline Junction series enclosure, NEMA 3R/4/12/13, 20 x 20 x 6in (HxWxD), wall mount, carbon steel, RAL 7035 light gray, powder coat finish, single-door, 1/4-turn semi-flush latch. | Stock | 183 | 191
SCE-20208ELJ | Saginaw Enviroline Junction series enclosure, NEMA 3R/4/12/13, 20 x 20 x 8in (HxWxD), wall mount, carbon steel, ANSI 61 gray, powder coat finish, single-door, 1/4-turn semi-flush latch. | Stock | 194 | 202
SCE-20208ELJLG | Saginaw Enviroline Junction series enclosure, NEMA 3R/4/12/13, 20 x 20 x 8in (HxWxD), wall mount, carbon steel, RAL 7035 light gray, powder coat finish, single-door, 1/4-turn semi-flush latch. | Stock | 194 | 202
SCE-20208ELJW | Saginaw Enviroline Junction series enclosure, NEMA 3R/4/12/13, 20 x 20 x 8in (HxWxD), wall mount, carbon steel, ANSI 61 gray, powder coat finish, single-door, 1/4-turn semi-flush latch, polycarbonate window. | Stock | 263 | 275
SCE-20C20ELJ | Saginaw operator consolet, NEMA 3R/4/12/13, 20 x 20 x 13in (HxWxD), desktop or pedestal mount, carbon steel, ANSI 61 gray, powder coat finish, single-door, 1/4-turn semi-flush latch. | Stock | 259 | 269
SCE-20C20ELJSS | Saginaw operator consolet, NEMA 3R/4/4X/12/13, 20 x 20 x 13in (HxWxD), desktop or pedestal mount, 304 stainless steel, #4 brush finish, single-door, 1/4-turn semi-flush latch. | Stock | 950 | 1017
SCE-20C24ELJ | Saginaw operator consolet, NEMA 3R/4/12/13, 20 x 24 x 13in (HxWxD), desktop or pedestal mount, carbon steel, ANSI 61 gray, powder coat finish, single-door, 1/4-turn semi-flush latch. | Stock | 289 | 300
SCE-20C24ELJSS | Saginaw operator consolet, NEMA 3R/4/4X/12/13, 20 x 24 x 13in (HxWxD), desktop or pedestal mount, 304 stainless steel, #4 brush finish, single-door, 1/4-turn semi-flush latch. | Stock | 1092 | 1169
SCE-20C30ELJ | Saginaw operator consolet, NEMA 3R/4/12/13, 20 x 30 x 13in (HxWxD), desktop or pedestal mount, carbon steel, ANSI 61 gray, powder coat finish, single-door, 1/4-turn semi-flush latch. | Stock | 331 | 344
SCE-20C30ELJSS | Saginaw operator consolet, NEMA 3R/4/4X/12/13, 20 x 30 x 13in (HxWxD), desktop or pedestal mount, 304 stainless steel, #4 brush finish, single-door, 1/4-turn semi-flush latch. | Stock | 1310 | 1403
SCE-20EL1206LP | Saginaw Enviroline series enclosure, NEMA 3R/4/12/13, 20 x 12 x 6in (HxWxD), wall mount, carbon steel, ANSI 61 gray, powder coat finish, single-door, 1/4-turn semi-flush latch. | Stock | 239 | 249
SCE-20EL1206LPLG | Saginaw Enviroline series enclosure, NEMA 3R/4/12/13, 20 x 12 x 6in (HxWxD), wall mount, carbon steel, RAL 7035 light gray, powder coat finish, single-door, 1/4-turn semi-flush latch. | Stock | 239 | 249
SCE-20EL1606LP | Saginaw Enviroline series enclosure, NEMA 3R/4/12/13, 20 x 16 x 6in (HxWxD), wall mount, carbon steel, ANSI 61 gray, powder coat finish, single-door, 1/4-turn semi-flush latch. | Stock | 257 | 268
SCE-20EL1606LPLG | Saginaw Enviroline series enclosure, NEMA 3R/4/12/13, 20 x 16 x 6in (HxWxD), wall mount, carbon steel, RAL 7035 light gray, powder coat finish, single-door, 1/4-turn semi-flush latch. | Stock | 257 | 268
SCE-20EL1606SS6LP | Saginaw Enviroline series enclosure, NEMA 3R/4/4X/12/13, 20 x 16 x 6in (HxWxD), wall mount, 316L stainless steel, #4 brush finish, single-door, 1/4-turn semi-flush latch. | Stock | 865 | 926
SCE-20EL1606SSLP | Saginaw Enviroline series enclosure, NEMA 3R/4/4X/12/13, 20 x 16 x 6in (HxWxD), wall mount, 304 stainless steel, #4 brush finish, single-door, 1/4-turn semi-flush latch. | Stock | 721 | 772
SCE-20EL1608LP | Saginaw Enviroline series enclosure, NEMA 3R/4/12/13, 20 x 16 x 8in (HxWxD), wall mount, carbon steel, ANSI 61 gray, powder coat finish, single-door, 1/4-turn semi-flush latch. | Stock | 271 | 283
SCE-20EL1608LPLG | Saginaw Enviroline series enclosure, NEMA 3R/4/12/13, 20 x 16 x 8in (HxWxD), wall mount, carbon steel, RAL 7035 light gray, powder coat finish, single-door, 1/4-turn semi-flush latch. | Stock | 271 | 283
SCE-20EL1608SS6LP | Saginaw Enviroline series enclosure, NEMA 3R/4/4X/12/13, 20 x 16 x 8in (HxWxD), wall mount, 316L stainless steel, #4 brush finish, single-door, 1/4-turn semi-flush latch. | Stock | 918 | 983
SCE-20EL1608SSLP | Saginaw Enviroline series enclosure, NEMA 3R/4/4X/12/13, 20 x 16 x 8in (HxWxD), wall mount, 304 stainless steel, #4 brush finish, single-door, 1/4-turn semi-flush latch. | Stock | 765 | 819
SCE-20EL1608SSST | Saginaw Enviroline series enclosure, slope top, NEMA 3R/4/4X/12/13, 20 x 16 x 8in (HxWxD), wall mount, 304 stainless steel, #4 brush finish, single-door, 1/4-turn semi-flush latch. | Stock | 1020 | 1091
SCE-20EL1610LP | Saginaw Enviroline series enclosure, NEMA 3R/4/12/13, 20 x 16 x 10in (HxWxD), wall mount, carbon steel, ANSI 61 gray, powder coat finish, single-door, 1/4-turn semi-flush latch. | Stock | 288 | 301
SCE-20EL1610LPLG | Saginaw Enviroline series enclosure, NEMA 3R/4/12/13, 20 x 16 x 10in (HxWxD), wall mount, carbon steel, RAL 7035 light gray, powder coat finish, single-door, 1/4-turn semi-flush latch. | Stock | 288 | 301
SCE-20EL1610SS6LP | Saginaw Enviroline series enclosure, NEMA 3R/4/4X/12/13, 20 x 16 x 10in (HxWxD), wall mount, 316L stainless steel, #4 brush finish, single-door, 1/4-turn semi-flush latch. | Stock | 979 | 1049
SCE-20EL1610SSLP | Saginaw Enviroline series enclosure, NEMA 3R/4/4X/12/13, 20 x 16 x 10in (HxWxD), wall mount, 304 stainless steel, #4 brush finish, single-door, 1/4-turn semi-flush latch. | Stock | 816 | 874
SCE-20EL1612LP | Saginaw Enviroline series enclosure, NEMA 3R/4/12/13, 20 x 16 x 12in (HxWxD), wall mount, carbon steel, ANSI 61 gray, powder coat finish, single-door, 1/4-turn semi-flush latch. | Stock | 300 | 314
SCE-20EL1612LPLG | Saginaw Enviroline series enclosure, NEMA 3R/4/12/13, 20 x 16 x 12in (HxWxD), wall mount, carbon steel, RAL 7035 light gray, powder coat finish, single-door, 1/4-turn semi-flush latch. | Stock | 300 | 314
SCE-20EL1612SSST | Saginaw Enviroline series enclosure, slope top, NEMA 3R/4/4X/12/13, 20 x 16 x 12in (HxWxD), wall mount, 304 stainless steel, #4 brush finish, single-door, 1/4-turn semi-flush latch. | Stock | 1144 | 1223
SCE-20EL2006LP | Saginaw Enviroline series enclosure, NEMA 3R/4/12/13, 20 x 20 x 6in (HxWxD), wall mount, carbon steel, ANSI 61 gray, powder coat finish, single-door, 1/4-turn semi-flush latch. | Stock | 276 | 289
SCE-20EL2006LPLG | Saginaw Enviroline series enclosure, NEMA 3R/4/12/13, 20 x 20 x 6in (HxWxD), wall mount, carbon steel, RAL 7035 light gray, powder coat finish, single-door, 1/4-turn semi-flush latch. | Stock | 276 | 289
SCE-20EL2006SS6LP | Saginaw Enviroline series enclosure, NEMA 3R/4/4X/12/13, 20 x 20 x 6in (HxWxD), wall mount, 316L stainless steel, #4 brush finish, single-door, 1/4-turn semi-flush latch. | Stock | 945 | 1013
SCE-20EL2006SSLP | Saginaw Enviroline series enclosure, NEMA 3R/4/4X/12/13, 20 x 20 x 6in (HxWxD), wall mount, 304 stainless steel, #4 brush finish, single-door, 1/4-turn semi-flush latch. | Stock | 788 | 844
SCE-20EL2008LP | Saginaw Enviroline series enclosure, NEMA 3R/4/12/13, 20 x 20 x 8in (HxWxD), wall mount, carbon steel, ANSI 61 gray, powder coat finish, single-door, 1/4-turn semi-flush latch. | Stock | 292 | 305
SCE-20EL2008LPLG | Saginaw Enviroline series enclosure, NEMA 3R/4/12/13, 20 x 20 x 8in (HxWxD), wall mount, carbon steel, RAL 7035 light gray, powder coat finish, single-door, 1/4-turn semi-flush latch. | Stock | 292 | 305
SCE-20EL2008SS6LP | Saginaw Enviroline series enclosure, NEMA 3R/4/4X/12/13, 20 x 20 x 8in (HxWxD), wall mount, 316L stainless steel, #4 brush finish, single-door, 1/4-turn semi-flush latch. | Stock | 1017 | 1089
SCE-20EL2008SSLP | Saginaw Enviroline series enclosure, NEMA 3R/4/4X/12/13, 20 x 20 x 8in (HxWxD), wall mount, 304 stainless steel, #4 brush finish, single-door, 1/4-turn semi-flush latch. | Stock | 847 | 907
SCE-20EL2008SSST | Saginaw Enviroline series enclosure, slope top, NEMA 3R/4/4X/12/13, 20 x 20 x 8in (HxWxD), wall mount, 304 stainless steel, #4 brush finish, single-door, 1/4-turn semi-flush latch. | Stock | 1130 | 1208
SCE-20EL2010LP | Saginaw Enviroline series enclosure, NEMA 3R/4/12/13, 20 x 20 x 10in (HxWxD), wall mount, carbon steel, ANSI 61 gray, powder coat finish, single-door, 1/4-turn semi-flush latch. | Stock | 308 | 322
SCE-20EL2010LPLG | Saginaw Enviroline series enclosure, NEMA 3R/4/12/13, 20 x 20 x 10in (HxWxD), wall mount, carbon steel, RAL 7035 light gray, powder coat finish, single-door, 1/4-turn semi-flush latch. | Stock | 308 | 322
SCE-20EL2010SS6LP | Saginaw Enviroline series enclosure, NEMA 3R/4/4X/12/13, 20 x 20 x 10in (HxWxD), wall mount, 316L stainless steel, #4 brush finish, single-door, 1/4-turn semi-flush latch. | Stock | 1083 | 1160
SCE-20EL2010SSLP | Saginaw Enviroline series enclosure, NEMA 3R/4/4X/12/13, 20 x 20 x 10in (HxWxD), wall mount, 304 stainless steel, #4 brush finish, single-door, 1/4-turn semi-flush latch. | Stock | 902 | 966
SCE-20EL2012LP | Saginaw Enviroline series enclosure, NEMA 3R/4/12/13, 20 x 20 x 12in (HxWxD), wall mount, carbon steel, ANSI 61 gray, powder coat finish, single-door, 1/4-turn semi-flush latch. | Stock | 324 | 339
SCE-20EL2012LPLG | Saginaw Enviroline series enclosure, NEMA 3R/4/12/13, 20 x 20 x 12in (HxWxD), wall mount, carbon steel, RAL 7035 light gray, powder coat finish, single-door, 1/4-turn semi-flush latch. | Stock | 324 | 339
SCE-20EL2012SSLP | Saginaw Enviroline series enclosure, NEMA 3R/4/4X/12/13, 20 x 20 x 12in (HxWxD), wall mount, 304 stainless steel, #4 brush finish, single-door, 1/4-turn semi-flush latch. | Stock | 1081 | 1157
SCE-20EL2012SSST | Saginaw Enviroline series enclosure, slope top, NEMA 3R/4/4X/12/13, 20 x 20 x 12in (HxWxD), wall mount, 304 stainless steel, #4 brush finish, single-door, 1/4-turn semi-flush latch. | Stock | 1270 | 1358
SCE-20EL2408LP | Saginaw Enviroline series enclosure, NEMA 3R/4/12/13, 20 x 24 x 8in (HxWxD), wall mount, carbon steel, ANSI 61 gray, powder coat finish, single-door, 1/4-turn semi-flush latch. | Stock | 314 | 329
SCE-20EL2408LPLG | Saginaw Enviroline series enclosure, NEMA 3R/4/12/13, 20 x 24 x 8in (HxWxD), wall mount, carbon steel, RAL 7035 light gray, powder coat finish, single-door, 1/4-turn semi-flush latch. | Stock | 314 | 329
SCE-20EL2408SS6LP | Saginaw Enviroline series enclosure, NEMA 3R/4/4X/12/13, 20 x 24 x 8in (HxWxD), wall mount, 316L stainless steel, #4 brush finish, single-door, 1/4-turn semi-flush latch. | Stock | 1112 | 1191
SCE-20EL2408SSLP | Saginaw Enviroline series enclosure, NEMA 3R/4/4X/12/13, 20 x 24 x 8in (HxWxD), wall mount, 304 stainless steel, #4 brush finish, single-door, 1/4-turn semi-flush latch. | Stock | 927 | 992
SCE-20H1206LP | Saginaw enclosure, NEMA 3R/4/12/13, 20 x 12 x 6in (HxWxD), wall mount, carbon steel, ANSI 61 gray, powder coat finish, single-door, plated steel clamps, padlock hasp and staple. | Stock | 266 | 279
SCE-20H1208LP | Saginaw enclosure, NEMA 3R/4/12/13, 20 x 12 x 8in (HxWxD), wall mount, carbon steel, ANSI 61 gray, powder coat finish, single-door, plated steel clamps, padlock hasp and staple. | Stock | 281 | 294
SCE-20H1606LP | Saginaw enclosure, NEMA 3R/4/12/13, 20 x 16 x 6in (HxWxD), wall mount, carbon steel, ANSI 61 gray, powder coat finish, single-door, plated steel clamps, padlock hasp and staple. | Stock | 290 | 304
SCE-20H1606SS6LP | Saginaw enclosure, NEMA 3R/4/4X/12/13, 20 x 16 x 6in (HxWxD), wall mount, 316L stainless steel, #4 brush finish, single-door, stainless steel clamps, padlock hasp and staple. | Stock | 911 | 976
SCE-20H1606SSLP | Saginaw enclosure, NEMA 3R/4/4X/12/13, 20 x 16 x 6in (HxWxD), wall mount, 304 stainless steel, #4 brush finish, single-door, stainless steel clamps, padlock hasp and staple. | Stock | 760 | 814
SCE-20H1608LP | Saginaw enclosure, NEMA 3R/4/12/13, 20 x 16 x 8in (HxWxD), wall mount, carbon steel, ANSI 61 gray, powder coat finish, single-door, plated steel clamps, padlock hasp and staple. | Stock | 305 | 319
SCE-20H1608SS6LP | Saginaw enclosure, NEMA 3R/4/4X/12/13, 20 x 16 x 8in (HxWxD), wall mount, 316L stainless steel, #4 brush finish, single-door, stainless steel clamps, padlock hasp and staple. | Stock | 976 | 1046
SCE-20H1608SSLP | Saginaw enclosure, NEMA 3R/4/4X/12/13, 20 x 16 x 8in (HxWxD), wall mount, 304 stainless steel, #4 brush finish, single-door, stainless steel clamps, padlock hasp and staple. | Stock | 813 | 871
SCE-20H1610LP | Saginaw enclosure, NEMA 3R/4/12/13, 20 x 16 x 10in (HxWxD), wall mount, carbon steel, ANSI 61 gray, powder coat finish, single-door, plated steel clamps, padlock hasp and staple. | Stock | 320 | 335
SCE-20H1610SS6LP | Saginaw enclosure, NEMA 3R/4/4X/12/13, 20 x 16 x 10in (HxWxD), wall mount, 316L stainless steel, #4 brush finish, single-door, stainless steel clamps, padlock hasp and staple. | Stock | 1042 | 1116
SCE-20H1610SSLP | Saginaw enclosure, NEMA 3R/4/4X/12/13, 20 x 16 x 10in (HxWxD), wall mount, 304 stainless steel, #4 brush finish, single-door, stainless steel clamps, padlock hasp and staple. | Stock | 869 | 930
SCE-20H1612LP | Saginaw enclosure, NEMA 3R/4/12/13, 20 x 16 x 12in (HxWxD), wall mount, carbon steel, ANSI 61 gray, powder coat finish, single-door, plated steel clamps, padlock hasp and staple. | Stock | 337 | 353
SCE-20H2006LP | Saginaw enclosure, NEMA 3R/4/12/13, 20 x 20 x 6in (HxWxD), wall mount, carbon steel, ANSI 61 gray, powder coat finish, single-door, plated steel clamps, padlock hasp and staple. | Stock | 311 | 325
SCE-20H2006SS6LP | Saginaw enclosure, NEMA 3R/4/4X/12/13, 20 x 20 x 6in (HxWxD), wall mount, 316L stainless steel, #4 brush finish, single-door, stainless steel clamps, padlock hasp and staple. | Stock | 1005 | 1077
SCE-20H2006SSLP | Saginaw enclosure, NEMA 3R/4/4X/12/13, 20 x 20 x 6in (HxWxD), wall mount, 304 stainless steel, #4 brush finish, single-door, stainless steel clamps, padlock hasp and staple. | Stock | 838 | 897
SCE-20H2008LP | Saginaw enclosure, NEMA 3R/4/12/13, 20 x 20 x 8in (HxWxD), wall mount, carbon steel, ANSI 61 gray, powder coat finish, single-door, plated steel clamps, padlock hasp and staple. | Stock | 328 | 344
SCE-20H2010LP | Saginaw enclosure, NEMA 3R/4/12/13, 20 x 20 x 10in (HxWxD), wall mount, carbon steel, ANSI 61 gray, powder coat finish, single-door, plated steel clamps, padlock hasp and staple. | Stock | 346 | 363
SCE-20H2406LP | Saginaw enclosure, NEMA 3R/4/12/13, 20 x 24 x 6in (HxWxD), wall mount, carbon steel, ANSI 61 gray, powder coat finish, single-door, plated steel clamps, padlock hasp and staple. | Stock | 334 | 350
SCE-20H2408LP | Saginaw enclosure, NEMA 3R/4/12/13, 20 x 24 x 8in (HxWxD), wall mount, carbon steel, ANSI 61 gray, powder coat finish, single-door, plated steel clamps, padlock hasp and staple. | Stock | 354 | 371
SCE-20H2408SS6LP | Saginaw enclosure, NEMA 3R/4/4X/12/13, 20 x 24 x 8in (HxWxD), wall mount, 316L stainless steel, #4 brush finish, single-door, stainless steel clamps, padlock hasp and staple. | Stock | 1180 | 1264
SCE-20H2408SSLP | Saginaw enclosure, NEMA 3R/4/4X/12/13, 20 x 24 x 8in (HxWxD), wall mount, 304 stainless steel, #4 brush finish, single-door, stainless steel clamps, padlock hasp and staple. | Stock | 983 | 1053
SCE-20H3006LP | Saginaw enclosure, NEMA 3R/4/12/13, 20 x 30 x 6in (HxWxD), wall mount, carbon steel, ANSI 61 gray, powder coat finish, single-door, plated steel clamps, padlock hasp and staple. | Stock | 402 | 421
SCE-20K1608SSST | Saginaw sanitary enclosure, slope top, NEMA 3R/4/4X/12, 20 x 16 x 8in (HxWxD), wall mount, 304 stainless steel, #4 brush finish, single-door, 1/4-turn sanitary stainless steel latch. | Stock | 1576 | 1685
SCE-20K2008SSST | Saginaw sanitary enclosure, slope top, NEMA 3R/4/4X/12, 20 x 20 x 8in (HxWxD), wall mount, 304 stainless steel, #4 brush finish, single-door, 1/4-turn sanitary stainless steel latch. | Stock | 1740 | 1861
SCE-20K2010SSST | Saginaw sanitary enclosure, slope top, NEMA 3R/4/4X/12, 20 x 20 x 10in (HxWxD), wall mount, 304 stainless steel, #4 brush finish, single-door, 1/4-turn sanitary stainless steel latch. | Stock | 1795 | 1920
SCE-20N1606LP | Saginaw enclosure, NEMA 1, 20 x 16 x 6in (HxWxD), wall mount, carbon steel, ANSI 61 gray, powder coat finish, single-door, 1/4-turn semi-flush latch. | Stock | 163 | 170
SCE-20N1608LP | Saginaw enclosure, NEMA 1, 20 x 16 x 8in (HxWxD), wall mount, carbon steel, ANSI 61 gray, powder coat finish, single-door, 1/4-turn semi-flush latch. | Stock | 178 | 186
SCE-20N16MP | Saginaw subpanel, carbon steel, white, powder coat finish. For use with SCE-16N2006LP, 20N1606LP and SCE-20N1608LP enclosures. | Stock | 29 | 30.5
SCE-20N16MPP | Saginaw subpanel, perforated, carbon steel, white, powder coat finish. For use with SCE-16N2006LP, 20N1606LP and SCE-20N1608LP enclosures. | Stock | 35.5 | 37
SCE-20N2006LP | Saginaw enclosure, NEMA 1, 20 x 20 x 6in (HxWxD), wall mount, carbon steel, ANSI 61 gray, powder coat finish, single-door, 1/4-turn semi-flush latch. | Stock | 179 | 187
SCE-20N2008LP | Saginaw enclosure, NEMA 1, 20 x 20 x 8in (HxWxD), wall mount, carbon steel, ANSI 61 gray, powder coat finish, single-door, 1/4-turn semi-flush latch. | Stock | 196 | 204
SCE-20N2010LP | Saginaw enclosure, NEMA 1, 20 x 20 x 10in (HxWxD), wall mount, carbon steel, ANSI 61 gray, powder coat finish, single-door, 1/4-turn semi-flush latch. | Stock | 212 | 222
SCE-20N20MP | Saginaw subpanel, carbon steel, white, powder coat finish. For use with SCE-20N2006LP, 20N2008LP and SCE-20N2010LP enclosures. | Stock | 37.5 | 39
SCE-20N20MPP | Saginaw subpanel, perforated, carbon steel, white, powder coat finish. For use with SCE-20N2006LP, 20N2008LP and SCE-20N2010LP enclosures. | Stock | 41 | 43
SCE-20P12 | Saginaw subpanel, carbon steel, white, powder coat finish. For use with SCE-20EL1206LPxx and SCE-20H120xLP enclosures. | Stock | 30.5 | 31.5
SCE-20P12GALV | Saginaw subpanel, galvannealed steel. For use with SCE-20EL1206LPxx and SCE-20H120xLP enclosures. | Stock | 30.5 | 31.5
SCE-20P16 | Saginaw subpanel, carbon steel, white, powder coat finish. For use with SCE-16EL20xxxx, SCE-20EL16xxxx, SCE-16H20xxxx and SCE-20H16xxxx enclosures. | Stock | 40 | 41.5
SCE-20P16GALV | Saginaw subpanel, galvannealed steel. For use with SCE-16EL20xxxx, SCE-20EL16xxxx, SCE-16H20xxxx and SCE-20H16xxxx enclosures. | Stock | 40 | 41.5
SCE-20P16J | Saginaw subpanel, carbon steel, white, powder coat finish. For use with SCE-2016xxELJxx enclosures. | Stock | 40 | 41.5
SCE-20P16JGALV | Saginaw subpanel, galvannealed steel. For use with SCE-2016xxELJxx enclosures. | Stock | 38.5 | 40
SCE-20P16SS | Saginaw subpanel, 304 stainless steel, #4 brush finish. For use with SCE-16EL20xxxx, SCE-20EL16xxxx, SCE-16H20xxxx and SCE-20H16xxxx enclosures. | Stock | 100 | 104
SCE-20P20 | Saginaw subpanel, carbon steel, white, powder coat finish. For use with SCE-20EL20xxxx, SCE-20XEL21xxxx, SCE-20SA22xxxx and SCE-20H20xxxx enclosures. | Stock | 47 | 48.5
SCE-20P20C | Saginaw subpanel, carbon steel, white, powder coat finish. For use with SCE-20C20ELJ and SCE-20C20ELJSS enclosures. | Stock | 52 | 53
SCE-20P20GALV | Saginaw subpanel, galvannealed steel. For use with SCE-20EL20xxxx, SCE-20XEL21xxxx, SCE-20SA22xxxx and SCE-20H20xxxx enclosures. | Stock | 47 | 48.5
SCE-20P20J | Saginaw subpanel, carbon steel, white, powder coat finish. For use with SCE-2020xxELJxx enclosures. | Stock | 47 | 48.5
SCE-20P20SS | Saginaw subpanel, 304 stainless steel, #4 brush finish. For use with SCE-20EL20xxxx, SCE-20XEL21xxxx, SCE-20SA22xxxx and SCE-20H20xxxx enclosures. | Stock | 117 | 121
SCE-20P24C | Saginaw subpanel, carbon steel, white, powder coat finish. For use with SCE-20C24ELJ and SCE-20C24ELJSS enclosures. | Stock | 56 | 58
SCE-20P30C | Saginaw subpanel, carbon steel, white, powder coat finish. For use with SCE-20C30ELJ and SCE-20C30ELJSS enclosures. | Stock | 62 | 65
SCE-20POS | Saginaw workstation shelf, 19.5 x 20in, carbon steel, white, powder coat finish, designed to support monitors, PCs, printers or other equipment. | Stock | 306 | 318
SCE-20R1606LP | Saginaw enclosure, NEMA 3R, 20 x 16 x 6in (HxWxD), wall mount, carbon steel, ANSI 61 gray, powder coat finish, single-door, 1/4-turn padlocking wing handle. | Stock | 174 | 182
SCE-20R1608LP | Saginaw enclosure, NEMA 3R, 20 x 16 x 8in (HxWxD), wall mount, carbon steel, ANSI 61 gray, powder coat finish, single-door, 1/4-turn padlocking wing handle. | Stock | 182 | 191
SCE-20RMW | Saginaw removable wire cover, 6 x 35 x 20n (HxWxD), carbon steel, white. For use with freestanding enclosures. Mounting hardware included. | Stock | 262 | 272
SCE-20STS | Saginaw workstation shelf, 22 x 20in, carbon steel, white, powder coat finish, designed to support monitors, PCs, printers or other equipment. | Stock | 87 | 90
SCE-20VESTS | Saginaw workstation shelf, 22 x 20in, carbon steel, white, powder coat finish, vented, designed to support monitors, PCs, printers or other equipment. | Stock | 209 | 218
SCE-20XEL2108LP | Saginaw Enviroline series disconnect enclosure, NEMA 3R/4/12/13, right flange, 20 x 21 x 8in (HxWxD), wall mount, carbon steel, ANSI 61 gray, powder coat finish, single-door, 2-point padlocking handle, purchase subpanel separately. | Stock | 398 | 417
SCE-20XEL2108LPLG | Saginaw Enviroline series disconnect enclosure, NEMA 3R/4/12/13, right flange, 20 x 21 x 8in (HxWxD), wall mount, carbon steel, RAL 7035 light gray, powder coat finish, single-door, 2-point padlocking handle, purchase subpanel separately. | Stock | 398 | 417
SCE-20XEL2108SS6LP | Saginaw Enviroline series disconnect enclosure, NEMA 3R/4/4X/12/13, right flange, 20 x 21 x 8in (HxWxD), wall mount, 316L stainless steel, #4 brush finish, single-door, 2-point padlocking handle, purchase subpanel separately. | Stock | 1083 | 1160
SCE-20XEL2108SSLP | Saginaw Enviroline series disconnect enclosure, NEMA 3R/4/4X/12/13, right flange, 20 x 21 x 8in (HxWxD), wall mount, 304 stainless steel, #4 brush finish, single-door, 2-point padlocking handle, purchase subpanel separately. | Stock | 902 | 966
SCE-20XEL2110LP | Saginaw Enviroline series disconnect enclosure, NEMA 3R/4/12/13, right flange, 20 x 21 x 10in (HxWxD), wall mount, carbon steel, ANSI 61 gray, powder coat finish, single-door, 2-point padlocking handle, purchase subpanel separately. | Stock | 420 | 439
SCE-20XEL2110LPLG | Saginaw Enviroline series disconnect enclosure, NEMA 3R/4/12/13, right flange, 20 x 21 x 10in (HxWxD), wall mount, carbon steel, RAL 7035 light gray, powder coat finish, single-door, 2-point padlocking handle, purchase subpanel separately. | Stock | 420 | 439
SC-E2-110VAC | Fuji Electric IEC contactor, 40A, (3) N.O. power contact(s), 120 VAC (60Hz)/110 VAC (50Hz) coil voltage. | Stock | 63 | 70
SC-E2-220VAC | Fuji Electric IEC contactor, 40A, (3) N.O. power contact(s), 240 VAC (60Hz)/220 VAC (50Hz) coil voltage. | Stock | 63 | 70
SCE-2233X | Saginaw enclosure key, replacement, miniature 1/4 turn. | Stock | 13.5 | 14
SC-E2-24VAC | Fuji Electric IEC contactor, 40A, (3) N.O. power contact(s), 24 VAC (60Hz) coil voltage. | Stock | 63 | 70
SCE-22POS | Saginaw workstation shelf, 21.25 x 22in, carbon steel, white, powder coat finish, designed to support monitors, PCs, printers or other equipment. | Stock | 310 | 323
SCE-22STS | Saginaw workstation shelf, 23.75 x 22in, carbon steel, white, powder coat finish, designed to support monitors, PCs, printers or other equipment. | Stock | 91 | 95
SCE-22VEPOS | Saginaw workstation shelf, 21.25 x 22in, carbon steel, white, powder coat finish, vented, designed to support monitors, PCs, printers or other equipment. | Stock | 392 | 408
SCE-22VESTS | Saginaw workstation shelf, 23.75 x 22in, carbon steel, white, powder coat finish, vented, designed to support monitors, PCs, printers or other equipment. | Stock | 216 | 225
SC-E2-440VAC | Fuji Electric IEC contactor, 40A, (3) N.O. power contact(s), 440-480 VAC (60Hz) coil voltage. | Stock | 63 | 70
SCE-244208WFLP | Saginaw enclosure, NEMA 3R/12/13, 24 x 42 x 8in (HxWxD), wall mount, carbon steel, ANSI 61 gray, powder coat finish, double-door, 3-point keylocking/padlocking combo handle. | Stock | 627 | 657
SCE-244212WFLP | Saginaw enclosure, NEMA 3R/12/13, 24 x 42 x 12in (HxWxD), wall mount, carbon steel, ANSI 61 gray, powder coat finish, double-door, 3-point keylocking/padlocking combo handle. | Stock | 691 | 724
SCE-244808WFLP | Saginaw enclosure, NEMA 3R/12/13, 24 x 48 x 8in (HxWxD), wall mount, carbon steel, ANSI 61 gray, powder coat finish, double-door, 3-point keylocking/padlocking combo handle. | Stock | 680 | 712
SCE-244812WFLP | Saginaw enclosure, NEMA 3R/12/13, 24 x 48 x 12in (HxWxD), wall mount, carbon steel, ANSI 61 gray, powder coat finish, double-door, 3-point keylocking/padlocking combo handle. | Stock | 727 | 761
SCE-24EL1206LP | Saginaw Enviroline series enclosure, NEMA 3R/4/12/13, 24 x 12 x 6in (HxWxD), wall mount, carbon steel, ANSI 61 gray, powder coat finish, single-door, 1/4-turn semi-flush latch. | Stock | 250 | 261
SCE-24EL1206LPLG | Saginaw Enviroline series enclosure, NEMA 3R/4/12/13, 24 x 12 x 6in (HxWxD), wall mount, carbon steel, RAL 7035 light gray, powder coat finish, single-door, 1/4-turn semi-flush latch. | Stock | 250 | 261
SCE-24EL1606LP | Saginaw Enviroline series enclosure, NEMA 3R/4/12/13, 24 x 16 x 6in (HxWxD), wall mount, carbon steel, ANSI 61 gray, powder coat finish, single-door, 1/4-turn semi-flush latch. | Stock | 274 | 286
SCE-24EL1606LPLG | Saginaw Enviroline series enclosure, NEMA 3R/4/12/13, 24 x 16 x 6in (HxWxD), wall mount, carbon steel, RAL 7035 light gray, powder coat finish, single-door, 1/4-turn semi-flush latch. | Stock | 274 | 286
SCE-24EL1608LP | Saginaw Enviroline series enclosure, NEMA 3R/4/12/13, 24 x 16 x 8in (HxWxD), wall mount, carbon steel, ANSI 61 gray, powder coat finish, single-door, 1/4-turn semi-flush latch. | Stock | 289 | 302
SCE-24EL1608LPLG | Saginaw Enviroline series enclosure, NEMA 3R/4/12/13, 24 x 16 x 8in (HxWxD), wall mount, carbon steel, RAL 7035 light gray, powder coat finish, single-door, 1/4-turn semi-flush latch. | Stock | 289 | 302
SCE-24EL1608SS6LP | Saginaw Enviroline series enclosure, NEMA 3R/4/4X/12/13, 24 x 16 x 8in (HxWxD), wall mount, 316L stainless steel, #4 brush finish, single-door, 1/4-turn semi-flush latch. | Stock | 1000 | 1071
SCE-24EL1608SSLP | Saginaw Enviroline series enclosure, NEMA 3R/4/4X/12/13, 24 x 16 x 8in (HxWxD), wall mount, 304 stainless steel, #4 brush finish, single-door, 1/4-turn semi-flush latch. | Stock | 834 | 893
SCE-24EL2006LP | Saginaw Enviroline series enclosure, NEMA 3R/4/12/13, 24 x 20 x 6in (HxWxD), wall mount, carbon steel, ANSI 61 gray, powder coat finish, single-door, 1/4-turn semi-flush latch. | Stock | 297 | 311
SCE-24EL2006LPLG | Saginaw Enviroline series enclosure, NEMA 3R/4/12/13, 24 x 20 x 6in (HxWxD), wall mount, carbon steel, RAL 7035 light gray, powder coat finish, single-door, 1/4-turn semi-flush latch. | Stock | 297 | 311
SCE-24EL2006SS6LP | Saginaw Enviroline series enclosure, NEMA 3R/4/4X/12/13, 24 x 20 x 6in (HxWxD), wall mount, 316L stainless steel, #4 brush finish, single-door, 1/4-turn semi-flush latch. | Stock | 1060 | 1136
SCE-24EL2006SSLP | Saginaw Enviroline series enclosure, NEMA 3R/4/4X/12/13, 24 x 20 x 6in (HxWxD), wall mount, 304 stainless steel, #4 brush finish, single-door, 1/4-turn semi-flush latch. | Stock | 883 | 946
SCE-24EL2008LP | Saginaw Enviroline series enclosure, NEMA 3R/4/12/13, 24 x 20 x 8in (HxWxD), wall mount, carbon steel, ANSI 61 gray, powder coat finish, single-door, 1/4-turn semi-flush latch. | Stock | 314 | 329
SCE-24EL2008LPLG | Saginaw Enviroline series enclosure, NEMA 3R/4/12/13, 24 x 20 x 8in (HxWxD), wall mount, carbon steel, RAL 7035 light gray, powder coat finish, single-door, 1/4-turn semi-flush latch. | Stock | 314 | 329
SCE-24EL2008SS6LP | Saginaw Enviroline series enclosure, NEMA 3R/4/4X/12/13, 24 x 20 x 8in (HxWxD), wall mount, 316L stainless steel, #4 brush finish, single-door, 1/4-turn semi-flush latch. | Stock | 1112 | 1191
SCE-24EL2008SSLP | Saginaw Enviroline series enclosure, NEMA 3R/4/4X/12/13, 24 x 20 x 8in (HxWxD), wall mount, 304 stainless steel, #4 brush finish, single-door, 1/4-turn semi-flush latch. | Stock | 927 | 992
SCE-24EL2008SSST | Saginaw Enviroline series enclosure, slope top, NEMA 3R/4/4X/12/13, 24 x 20 x 8in (HxWxD), wall mount, 304 stainless steel, #4 brush finish, single-door, 1/4-turn semi-flush latch. | Stock | 1236 | 1322
SCE-24EL2010LP | Saginaw Enviroline series enclosure, NEMA 3R/4/12/13, 24 x 20 x 10in (HxWxD), wall mount, carbon steel, ANSI 61 gray, powder coat finish, single-door, 1/4-turn semi-flush latch. | Stock | 334 | 349
SCE-24EL2010LPLG | Saginaw Enviroline series enclosure, NEMA 3R/4/12/13, 24 x 20 x 10in (HxWxD), wall mount, carbon steel, RAL 7035 light gray, powder coat finish, single-door, 1/4-turn semi-flush latch. | Stock | 334 | 349
SCE-24EL2010LPPL | Saginaw Enviroline series enclosure, NEMA 3R/4/12/13, 24 x 20 x 10in (HxWxD), wall mount, carbon steel, ANSI 61 gray, powder coat finish, single-door, 3-point keylocking/padlocking combo handle. | Stock | 461 | 482
SCE-24EL2010SS6LP | Saginaw Enviroline series enclosure, NEMA 3R/4/4X/12/13, 24 x 20 x 10in (HxWxD), wall mount, 316L stainless steel, #4 brush finish, single-door, 1/4-turn semi-flush latch. | Stock | 1188 | 1272
SCE-24EL2010SS6LPPL | Saginaw Enviroline series enclosure, NEMA 3R/4/4X/12/13, 24 x 20 x 10in (HxWxD), wall mount, 316L stainless steel, #4 brush finish, single-door, 3-point keylocking/padlocking combo handle. | Stock | 1332 | 1427
SCE-24EL2010SSLP | Saginaw Enviroline series enclosure, NEMA 3R/4/4X/12/13, 24 x 20 x 10in (HxWxD), wall mount, 304 stainless steel, #4 brush finish, single-door, 1/4-turn semi-flush latch. | Stock | 990 | 1060
SCE-24EL2010SSLPPL | Saginaw Enviroline series enclosure, NEMA 3R/4/4X/12/13, 24 x 20 x 10in (HxWxD), wall mount, 304 stainless steel, #4 brush finish, single-door, 3-point keylocking/padlocking combo handle. | Stock | 1110 | 1189
SCE-24EL2012LP | Saginaw Enviroline series enclosure, NEMA 3R/4/12/13, 24 x 20 x 12in (HxWxD), wall mount, carbon steel, ANSI 61 gray, powder coat finish, single-door, 1/4-turn semi-flush latch. | Stock | 351 | 367
SCE-24EL2012LPLG | Saginaw Enviroline series enclosure, NEMA 3R/4/12/13, 24 x 20 x 12in (HxWxD), wall mount, carbon steel, RAL 7035 light gray, powder coat finish, single-door, 1/4-turn semi-flush latch. | Stock | 351 | 367
SCE-24EL2012SS6LP | Saginaw Enviroline series enclosure, NEMA 3R/4/4X/12/13, 24 x 20 x 12in (HxWxD), wall mount, 316L stainless steel, #4 brush finish, single-door, 1/4-turn semi-flush latch. | Stock | 1261 | 1350
SCE-24EL2012SSLP | Saginaw Enviroline series enclosure, NEMA 3R/4/4X/12/13, 24 x 20 x 12in (HxWxD), wall mount, 304 stainless steel, #4 brush finish, single-door, 1/4-turn semi-flush latch. | Stock | 1130 | 1210
SCE-24EL2012SSST | Saginaw Enviroline series enclosure, slope top, NEMA 3R/4/4X/12/13, 24 x 20 x 12in (HxWxD), wall mount, 304 stainless steel, #4 brush finish, single-door, 1/4-turn semi-flush latch. | Stock | 1401 | 1498
SCE-24EL2016LP | Saginaw Enviroline series enclosure, NEMA 3R/4/12/13, 24 x 20 x 16in (HxWxD), wall mount, carbon steel, ANSI 61 gray, powder coat finish, single-door, 1/4-turn semi-flush latch. | Stock | 384 | 402
SCE-24EL2016LPLG | Saginaw Enviroline series enclosure, NEMA 3R/4/12/13, 24 x 20 x 16in (HxWxD), wall mount, carbon steel, RAL 7035 light gray, powder coat finish, single-door, 1/4-turn semi-flush latch. | Stock | 384 | 402
SCE-24EL2406LP | Saginaw Enviroline series enclosure, NEMA 3R/4/12/13, 24 x 24 x 6in (HxWxD), wall mount, carbon steel, ANSI 61 gray, powder coat finish, single-door, 1/4-turn semi-flush latch. | Stock | 321 | 336
SCE-24EL2406LPLG | Saginaw Enviroline series enclosure, NEMA 3R/4/12/13, 24 x 24 x 6in (HxWxD), wall mount, carbon steel, RAL 7035 light gray, powder coat finish, single-door, 1/4-turn semi-flush latch. | Stock | 321 | 336
SCE-24EL2408LP | Saginaw Enviroline series enclosure, NEMA 3R/4/12/13, 24 x 24 x 8in (HxWxD), wall mount, carbon steel, ANSI 61 gray, powder coat finish, single-door, 1/4-turn semi-flush latch. | Stock | 340 | 355
SCE-24EL2408LPLG | Saginaw Enviroline series enclosure, NEMA 3R/4/12/13, 24 x 24 x 8in (HxWxD), wall mount, carbon steel, RAL 7035 light gray, powder coat finish, single-door, 1/4-turn semi-flush latch. | Stock | 340 | 355
SCE-24EL2408SS6LP | Saginaw Enviroline series enclosure, NEMA 3R/4/4X/12/13, 24 x 24 x 8in (HxWxD), wall mount, 316L stainless steel, #4 brush finish, single-door, 1/4-turn semi-flush latch. | Stock | 1222 | 1309
SCE-24EL2408SSLP | Saginaw Enviroline series enclosure, NEMA 3R/4/4X/12/13, 24 x 24 x 8in (HxWxD), wall mount, 304 stainless steel, #4 brush finish, single-door, 1/4-turn semi-flush latch. | Stock | 1018 | 1091
SCE-24EL2408SSST | Saginaw Enviroline series enclosure, slope top, NEMA 3R/4/4X/12/13, 24 x 24 x 8in (HxWxD), wall mount, 304 stainless steel, #4 brush finish, single-door, 1/4-turn semi-flush latch. | Stock | 1358 | 1452
SCE-24EL2410LP | Saginaw Enviroline series enclosure, NEMA 3R/4/12/13, 24 x 24 x 10in (HxWxD), wall mount, carbon steel, ANSI 61 gray, powder coat finish, single-door, 1/4-turn semi-flush latch. | Stock | 359 | 375
SCE-24EL2410LPLG | Saginaw Enviroline series enclosure, NEMA 3R/4/12/13, 24 x 24 x 10in (HxWxD), wall mount, carbon steel, RAL 7035 light gray, powder coat finish, single-door, 1/4-turn semi-flush latch. | Stock | 359 | 375
SCE-24EL2410LPPL | Saginaw Enviroline series enclosure, NEMA 3R/4/12/13, 24 x 24 x 10in (HxWxD), wall mount, carbon steel, ANSI 61 gray, powder coat finish, single-door, 3-point keylocking/padlocking combo handle. | Stock | 486 | 508
SCE-24EL2410SS6LP | Saginaw Enviroline series enclosure, NEMA 3R/4/4X/12/13, 24 x 24 x 10in (HxWxD), wall mount, 316L stainless steel, #4 brush finish, single-door, 1/4-turn semi-flush latch. | Stock | 1306 | 1399
SCE-24EL2410SS6LPPL | Saginaw Enviroline series enclosure, NEMA 3R/4/4X/12/13, 24 x 24 x 10in (HxWxD), wall mount, 316L stainless steel, #4 brush finish, single-door, 3-point keylocking/padlocking combo handle. | Stock | 1450 | 1554
SCE-24EL2410SSLP | Saginaw Enviroline series enclosure, NEMA 3R/4/4X/12/13, 24 x 24 x 10in (HxWxD), wall mount, 304 stainless steel, #4 brush finish, single-door, 1/4-turn semi-flush latch. | Stock | 1088 | 1166
SCE-24EL2410SSLPPL | Saginaw Enviroline series enclosure, NEMA 3R/4/4X/12/13, 24 x 24 x 10in (HxWxD), wall mount, 304 stainless steel, #4 brush finish, single-door, 3-point keylocking/padlocking combo handle. | Stock | 1209 | 1295
SCE-24EL2412LP | Saginaw Enviroline series enclosure, NEMA 3R/4/12/13, 24 x 24 x 12in (HxWxD), wall mount, carbon steel, ANSI 61 gray, powder coat finish, single-door, 1/4-turn semi-flush latch. | Stock | 376 | 393
SCE-24EL2412LPLG | Saginaw Enviroline series enclosure, NEMA 3R/4/12/13, 24 x 24 x 12in (HxWxD), wall mount, carbon steel, RAL 7035 light gray, powder coat finish, single-door, 1/4-turn semi-flush latch. | Stock | 376 | 393
SCE-24EL2412SS6LP | Saginaw Enviroline series enclosure, NEMA 3R/4/4X/12/13, 24 x 24 x 12in (HxWxD), wall mount, 316L stainless steel, #4 brush finish, single-door, 1/4-turn semi-flush latch. | Stock | 1390 | 1489
SCE-24EL2412SSLP | Saginaw Enviroline series enclosure, NEMA 3R/4/4X/12/13, 24 x 24 x 12in (HxWxD), wall mount, 304 stainless steel, #4 brush finish, single-door, 1/4-turn semi-flush latch. | Stock | 1158 | 1241
SCE-24EL2412SSST | Saginaw Enviroline series enclosure, slope top, NEMA 3R/4/4X/12/13, 24 x 24 x 12in (HxWxD), wall mount, 304 stainless steel, #4 brush finish, single-door, 1/4-turn semi-flush latch. | Stock | 1545 | 1652
SCE-24EL2416LP | Saginaw Enviroline series enclosure, NEMA 3R/4/12/13, 24 x 24 x 16in (HxWxD), wall mount, carbon steel, ANSI 61 gray, powder coat finish, single-door, 1/4-turn semi-flush latch. | Stock | 414 | 433
SCE-24EL2416LPLG | Saginaw Enviroline series enclosure, NEMA 3R/4/12/13, 24 x 24 x 16in (HxWxD), wall mount, carbon steel, RAL 7035 light gray, powder coat finish, single-door, 1/4-turn semi-flush latch. | Stock | 414 | 433
SCE-24EL2416SS6LP | Saginaw Enviroline series enclosure, NEMA 3R/4/4X/12/13, 24 x 24 x 16in (HxWxD), wall mount, 316L stainless steel, #4 brush finish, single-door, 1/4-turn semi-flush latch. | Stock | 1576 | 1688
SCE-24EL2416SSLP | Saginaw Enviroline series enclosure, NEMA 3R/4/4X/12/13, 24 x 24 x 16in (HxWxD), wall mount, 304 stainless steel, #4 brush finish, single-door, 1/4-turn semi-flush latch. | Stock | 1313 | 1406
SCE-24EL2416SSST | Saginaw Enviroline series enclosure, slope top, NEMA 3R/4/4X/12/13, 24 x 24 x 16in (HxWxD), wall mount, 304 stainless steel, #4 brush finish, single-door, 1/4-turn semi-flush latch. | Stock | 2060 | 2203
SCE-24EL3008LP | Saginaw Enviroline series enclosure, NEMA 3R/4/12/13, 24 x 30 x 8in (HxWxD), wall mount, carbon steel, ANSI 61 gray, powder coat finish, single-door, 1/4-turn semi-flush latch. | Stock | 376 | 393
SCE-24EL3008LPLG | Saginaw Enviroline series enclosure, NEMA 3R/4/12/13, 24 x 30 x 8in (HxWxD), wall mount, carbon steel, RAL 7035 light gray, powder coat finish, single-door, 1/4-turn semi-flush latch. | Stock | 376 | 393
SCE-24EL3008SS6LP | Saginaw Enviroline series enclosure, NEMA 3R/4/4X/12/13, 24 x 30 x 8in (HxWxD), wall mount, 316L stainless steel, #4 brush finish, single-door, 1/4-turn semi-flush latch. | Stock | 1388 | 1487
SCE-24EL3008SSLP | Saginaw Enviroline series enclosure, NEMA 3R/4/4X/12/13, 24 x 30 x 8in (HxWxD), wall mount, 304 stainless steel, #4 brush finish, single-door, 1/4-turn semi-flush latch. | Stock | 1157 | 1239
SCE-24EL3010LP | Saginaw Enviroline series enclosure, NEMA 3R/4/12/13, 24 x 30 x 10in (HxWxD), wall mount, carbon steel, ANSI 61 gray, powder coat finish, single-door, 1/4-turn semi-flush latch. | Stock | 405 | 424
SCE-24EL3010LPLG | Saginaw Enviroline series enclosure, NEMA 3R/4/12/13, 24 x 30 x 10in (HxWxD), wall mount, carbon steel, RAL 7035 light gray, powder coat finish, single-door, 1/4-turn semi-flush latch. | Stock | 405 | 424
SCE-24EL3010SS6LP | Saginaw Enviroline series enclosure, NEMA 3R/4/4X/12/13, 24 x 30 x 10in (HxWxD), wall mount, 316L stainless steel, #4 brush finish, single-door, 1/4-turn semi-flush latch. | Stock | 1493 | 1599
SCE-24EL3010SSLP | Saginaw Enviroline series enclosure, NEMA 3R/4/4X/12/13, 24 x 30 x 10in (HxWxD), wall mount, 304 stainless steel, #4 brush finish, single-door, 1/4-turn semi-flush latch. | Stock | 1244 | 1333
SCE-24EL3012LP | Saginaw Enviroline series enclosure, NEMA 3R/4/12/13, 24 x 30 x 12in (HxWxD), wall mount, carbon steel, ANSI 61 gray, powder coat finish, single-door, 1/4-turn semi-flush latch. | Stock | 434 | 454
SCE-24EL3012LPLG | Saginaw Enviroline series enclosure, NEMA 3R/4/12/13, 24 x 30 x 12in (HxWxD), wall mount, carbon steel, RAL 7035 light gray, powder coat finish, single-door, 1/4-turn semi-flush latch. | Stock | 434 | 454
SCE-24EL4210SSWFLP | Saginaw Enviroline series enclosure, NEMA 3R/4/4X/12/13, 24 x 42 x 10in (HxWxD), wall mount, 304 stainless steel, #4 brush finish, 2-door, 3-point keylocking/padlocking combo handle. | Stock | 2967 | 3178
SCE-24EL4210WFLP | Saginaw Enviroline series enclosure, NEMA 3R/4/12/13, 24 x 42 x 10in (HxWxD), wall mount, carbon steel, ANSI 61 gray, powder coat finish, 2-door, 3-point keylocking/padlocking combo handle. | Stock | 970 | 1015
SCE-24EL4810SSWFLP | Saginaw Enviroline series enclosure, NEMA 3R/4/4X/12/13, 24 x 48 x 10in (HxWxD), wall mount, 304 stainless steel, #4 brush finish, 2-door, 3-point keylocking/padlocking combo handle. | Stock | 3084 | 3304
SCE-24EL4810WFLP | Saginaw Enviroline series enclosure, NEMA 3R/4/12/13, 24 x 48 x 10in (HxWxD), wall mount, carbon steel, ANSI 61 gray, powder coat finish, 2-door, 3-point keylocking/padlocking combo handle. | Stock | 1008 | 1056
SCE-24H1206LP | Saginaw enclosure, NEMA 3R/4/12/13, 24 x 12 x 6in (HxWxD), wall mount, carbon steel, ANSI 61 gray, powder coat finish, single-door, plated steel clamps, padlock hasp and staple. | Stock | 281 | 294
SCE-24H1208LP | Saginaw enclosure, NEMA 3R/4/12/13, 24 x 12 x 8in (HxWxD), wall mount, carbon steel, ANSI 61 gray, powder coat finish, single-door, plated steel clamps, padlock hasp and staple. | Stock | 299 | 313
SCE-24H1210LP | Saginaw enclosure, NEMA 3R/4/12/13, 24 x 12 x 10in (HxWxD), wall mount, carbon steel, ANSI 61 gray, powder coat finish, single-door, plated steel clamps, padlock hasp and staple. | Stock | 314 | 328
SCE-24H1606LP | Saginaw enclosure, NEMA 3R/4/12/13, 24 x 16 x 6in (HxWxD), wall mount, carbon steel, ANSI 61 gray, powder coat finish, single-door, plated steel clamps, padlock hasp and staple. | Stock | 308 | 322
SCE-24H1608LP | Saginaw enclosure, NEMA 3R/4/12/13, 24 x 16 x 8in (HxWxD), wall mount, carbon steel, ANSI 61 gray, powder coat finish, single-door, plated steel clamps, padlock hasp and staple. | Stock | 325 | 341
SCE-24H1608SS6LP | Saginaw enclosure, NEMA 3R/4/4X/12/13, 24 x 16 x 8in (HxWxD), wall mount, 316L stainless steel, #4 brush finish, single-door, stainless steel clamps, padlock hasp and staple. | Stock | 1062 | 1137
SCE-24H1608SSLP | Saginaw enclosure, NEMA 3R/4/4X/12/13, 24 x 16 x 8in (HxWxD), wall mount, 304 stainless steel, #4 brush finish, single-door, stainless steel clamps, padlock hasp and staple. | Stock | 885 | 948
SCE-24H2006LP | Saginaw enclosure, NEMA 3R/4/12/13, 24 x 20 x 6in (HxWxD), wall mount, carbon steel, ANSI 61 gray, powder coat finish, single-door, plated steel clamps, padlock hasp and staple. | Stock | 334 | 350
SCE-24H2006SS6LP | Saginaw enclosure, NEMA 3R/4/4X/12/13, 24 x 20 x 6in (HxWxD), wall mount, 316L stainless steel, #4 brush finish, single-door, stainless steel clamps, padlock hasp and staple. | Stock | 1101 | 1179
SCE-24H2006SSLP | Saginaw enclosure, NEMA 3R/4/4X/12/13, 24 x 20 x 6in (HxWxD), wall mount, 304 stainless steel, #4 brush finish, single-door, stainless steel clamps, padlock hasp and staple. | Stock | 917 | 982
SCE-24H2008LP | Saginaw enclosure, NEMA 3R/4/12/13, 24 x 20 x 8in (HxWxD), wall mount, carbon steel, ANSI 61 gray, powder coat finish, single-door, plated steel clamps, padlock hasp and staple. | Stock | 355 | 372
SCE-24H2008SS6LP | Saginaw enclosure, NEMA 3R/4/4X/12/13, 24 x 20 x 8in (HxWxD), wall mount, 316L stainless steel, #4 brush finish, single-door, stainless steel clamps, padlock hasp and staple. | Stock | 1180 | 1264
SCE-24H2008SSLP | Saginaw enclosure, NEMA 3R/4/4X/12/13, 24 x 20 x 8in (HxWxD), wall mount, 304 stainless steel, #4 brush finish, single-door, stainless steel clamps, padlock hasp and staple. | Stock | 983 | 1053
SCE-24H2010LP | Saginaw enclosure, NEMA 3R/4/12/13, 24 x 20 x 10in (HxWxD), wall mount, carbon steel, ANSI 61 gray, powder coat finish, single-door, plated steel clamps, padlock hasp and staple. | Stock | 373 | 390
SCE-24H2010SS6LP | Saginaw enclosure, NEMA 3R/4/4X/12/13, 24 x 20 x 10in (HxWxD), wall mount, 316L stainless steel, #4 brush finish, single-door, stainless steel clamps, padlock hasp and staple. | Stock | 1261 | 1350
SCE-24H2010SSLP | Saginaw enclosure, NEMA 3R/4/4X/12/13, 24 x 20 x 10in (HxWxD), wall mount, 304 stainless steel, #4 brush finish, single-door, stainless steel clamps, padlock hasp and staple. | Stock | 1050 | 1125
SCE-24H2012LP | Saginaw enclosure, NEMA 3R/4/12/13, 24 x 20 x 12in (HxWxD), wall mount, carbon steel, ANSI 61 gray, powder coat finish, single-door, plated steel clamps, padlock hasp and staple. | Stock | 394 | 412
SCE-24H2016LP | Saginaw enclosure, NEMA 3R/4/12/13, 24 x 20 x 16in (HxWxD), wall mount, carbon steel, ANSI 61 gray, powder coat finish, single-door, plated steel clamps, padlock hasp and staple. | Stock | 432 | 452
SCE-24H2406LP | Saginaw enclosure, NEMA 3R/4/12/13, 24 x 24 x 6in (HxWxD), wall mount, carbon steel, ANSI 61 gray, powder coat finish, single-door, plated steel clamps, padlock hasp and staple. | Stock | 361 | 378
SCE-24H2406SSLP | Saginaw enclosure, NEMA 3R/4/4X/12/13, 24 x 24 x 6in (HxWxD), wall mount, 304 stainless steel, #4 brush finish, single-door, stainless steel clamps, padlock hasp and staple. | Stock | 943 | 1010
SCE-24H2408LP | Saginaw enclosure, NEMA 3R/4/12/13, 24 x 24 x 8in (HxWxD), wall mount, carbon steel, ANSI 61 gray, powder coat finish, single-door, plated steel clamps, padlock hasp and staple. | Stock | 382 | 400
SCE-24H2408SS6LP | Saginaw enclosure, NEMA 3R/4/4X/12/13, 24 x 24 x 8in (HxWxD), wall mount, 316L stainless steel, #4 brush finish, single-door, stainless steel clamps, padlock hasp and staple. | Stock | 1298 | 1390
SCE-24H2408SSLP | Saginaw enclosure, NEMA 3R/4/4X/12/13, 24 x 24 x 8in (HxWxD), wall mount, 304 stainless steel, #4 brush finish, single-door, stainless steel clamps, padlock hasp and staple. | Stock | 1081 | 1158
SCE-24H2410LP | Saginaw enclosure, NEMA 3R/4/12/13, 24 x 24 x 10in (HxWxD), wall mount, carbon steel, ANSI 61 gray, powder coat finish, single-door, plated steel clamps, padlock hasp and staple. | Stock | 402 | 421
SCE-24H2412LP | Saginaw enclosure, NEMA 3R/4/12/13, 24 x 24 x 12in (HxWxD), wall mount, carbon steel, ANSI 61 gray, powder coat finish, single-door, plated steel clamps, padlock hasp and staple. | Stock | 423 | 443
SCE-24H2412SS6LP | Saginaw enclosure, NEMA 3R/4/4X/12/13, 24 x 24 x 12in (HxWxD), wall mount, 316L stainless steel, #4 brush finish, single-door, stainless steel clamps, padlock hasp and staple. | Stock | 1474 | 1579
SCE-24H2412SSLP | Saginaw enclosure, NEMA 3R/4/4X/12/13, 24 x 24 x 12in (HxWxD), wall mount, 304 stainless steel, #4 brush finish, single-door, stainless steel clamps, padlock hasp and staple. | Stock | 1228 | 1316
SCE-24H2416LP | Saginaw enclosure, NEMA 3R/4/12/13, 24 x 24 x 16in (HxWxD), wall mount, carbon steel, ANSI 61 gray, powder coat finish, single-door, plated steel clamps, padlock hasp and staple. | Stock | 465 | 487
SCE-24H3008LP | Saginaw enclosure, NEMA 3R/4/12/13, 24 x 30 x 8in (HxWxD), wall mount, carbon steel, ANSI 61 gray, powder coat finish, single-door, plated steel clamps, padlock hasp and staple. | Stock | 423 | 443
SCE-24H3008SS6LP | Saginaw enclosure, NEMA 3R/4/4X/12/13, 24 x 30 x 8in (HxWxD), wall mount, 316L stainless steel, #4 brush finish, single-door, stainless steel clamps, padlock hasp and staple. | Stock | 1474 | 1579
SCE-24H3008SSLP | Saginaw enclosure, NEMA 3R/4/4X/12/13, 24 x 30 x 8in (HxWxD), wall mount, 304 stainless steel, #4 brush finish, single-door, stainless steel clamps, padlock hasp and staple. | Stock | 1228 | 1316
SCE-24HS2108LP | Saginaw disconnect enclosure, NEMA 3R/4/12/13, right flange, 24 x 21 x 8in (HxWxD), wall mount, carbon steel, ANSI 61 gray, powder coat finish, single-door, plated steel clamps, purchase subpanel separately. | Stock | 539 | 564
SCE-24HS2108SS6LP | Saginaw disconnect enclosure, NEMA 3R/4/4X/12/13, right flange, 24 x 21 x 8in (HxWxD), wall mount, 316L stainless steel, #4 brush finish, single-door, stainless steel clamps, purchase subpanel separately. | Stock | 1328 | 1423
SCE-24HS2108SSLP | Saginaw disconnect enclosure, NEMA 3R/4/4X/12/13, right flange, 24 x 21 x 8in (HxWxD), wall mount, 304 stainless steel, #4 brush finish, single-door, stainless steel clamps, purchase subpanel separately. | Stock | 1107 | 1186
SCE-24HS2508LP | Saginaw disconnect enclosure, NEMA 3R/4/12/13, right flange, 24 x 25 x 8in (HxWxD), wall mount, carbon steel, ANSI 61 gray, powder coat finish, single-door, plated steel clamps, purchase subpanel separately. | Stock | 583 | 610
SCE-24HS2508SS6LP | Saginaw disconnect enclosure, NEMA 3R/4/4X/12/13, right flange, 24 x 25 x 8in (HxWxD), wall mount, 316L stainless steel, #4 brush finish, single-door, stainless steel clamps, purchase subpanel separately. | Stock | 1461 | 1565
SCE-24HS2508SSLP | Saginaw disconnect enclosure, NEMA 3R/4/4X/12/13, right flange, 24 x 25 x 8in (HxWxD), wall mount, 304 stainless steel, #4 brush finish, single-door, stainless steel clamps, purchase subpanel separately. | Stock | 1217 | 1304
SCE-24K2008SSST | Saginaw sanitary enclosure, slope top, NEMA 3R/4/4X/12, 24 x 20 x 8in (HxWxD), wall mount, 304 stainless steel, #4 brush finish, single-door, 1/4-turn sanitary stainless steel latch. | Stock | 1900 | 2031
SCE-24K2010SSST | Saginaw sanitary enclosure, slope top, NEMA 3R/4/4X/12, 24 x 20 x 10in (HxWxD), wall mount, 304 stainless steel, #4 brush finish, single-door, 1/4-turn sanitary stainless steel latch. | Stock | 1928 | 2061
SCE-24K2012SSST | Saginaw sanitary enclosure, slope top, NEMA 3R/4/4X/12, 24 x 20 x 12in (HxWxD), wall mount, 304 stainless steel, #4 brush finish, single-door, 1/4-turn sanitary stainless steel latch. | Stock | 2147 | 2296
SCE-24K2408SSST | Saginaw sanitary enclosure, slope top, NEMA 3R/4/4X/12, 24 x 24 x 8in (HxWxD), wall mount, 304 stainless steel, #4 brush finish, single-door, 1/4-turn sanitary stainless steel latch. | Stock | 2083 | 2227
SCE-24K2410SSST | Saginaw sanitary enclosure, slope top, NEMA 3R/4/4X/12, 24 x 24 x 10in (HxWxD), wall mount, 304 stainless steel, #4 brush finish, single-door, 1/4-turn sanitary stainless steel latch. | Stock | 2084 | 2228
SCE-24K2412SSST | Saginaw sanitary enclosure, slope top, NEMA 3R/4/4X/12, 24 x 24 x 12in (HxWxD), wall mount, 304 stainless steel, #4 brush finish, single-door, 1/4-turn sanitary stainless steel latch. | Stock | 2363 | 2527
SCE-24KB | Saginaw keyboard housing, 12.25 x 24 x 6in (HxWxD), carbon steel, ANSI 61 gray. Mounting hardware included. Enviroline-type construction with ELJ hinge and mini 1/4-turn lever knobs. | Stock | 524 | 544
SCE-24N1606LP | Saginaw enclosure, NEMA 1, 24 x 16 x 6in (HxWxD), wall mount, carbon steel, ANSI 61 gray, powder coat finish, single-door, 1/4-turn semi-flush latch. | Stock | 177 | 185
SCE-24N16MP | Saginaw subpanel, carbon steel, white, powder coat finish. For use with SCE-24N1606LP enclosures. | Stock | 31 | 32
SCE-24N16MPP | Saginaw subpanel, perforated, carbon steel, white, powder coat finish. For use with SCE-24N1606LP enclosures. | Stock | 41 | 43
SCE-24N2006LP | Saginaw enclosure, NEMA 1, 24 x 20 x 6in (HxWxD), wall mount, carbon steel, ANSI 61 gray, powder coat finish, single-door, 1/4-turn semi-flush latch. | Stock | 198 | 207
SCE-24N2006NK-B | Saginaw enclosure, NEMA 1, 24 x 20 x 6in (HxWxD), wall mount, with knockouts, carbon steel, precaution blue, powder coat finish, single-door, 1/4-turn semi-flush latch. | Stock | 205 | 214
SCE-24N2006NK-T | Saginaw enclosure, NEMA 1, 24 x 20 x 6in (HxWxD), wall mount, with knockouts, carbon steel, taupe tan, powder coat finish, single-door, 1/4-turn semi-flush latch. | Stock | 205 | 214
SCE-24N2008LP | Saginaw enclosure, NEMA 1, 24 x 20 x 8in (HxWxD), wall mount, carbon steel, ANSI 61 gray, powder coat finish, single-door, 1/4-turn semi-flush latch. | Stock | 216 | 226
SCE-24N2010LP | Saginaw enclosure, NEMA 1, 24 x 20 x 10in (HxWxD), wall mount, carbon steel, ANSI 61 gray, powder coat finish, single-door, 1/4-turn semi-flush latch. | Stock | 235 | 245
SCE-24N20MP | Saginaw subpanel, carbon steel, white, powder coat finish. For use with SCE-24N2006LP, 24N2008LP and SCE-24N2010LP enclosures. | Stock | 42.5 | 44.5
SCE-24N20MPP | Saginaw subpanel, perforated, carbon steel, white, powder coat finish. For use with SCE-24N2006LP, 24N2008LP and SCE-24N2010LP enclosures. | Stock | 49 | 51
SCE-24N2406LP | Saginaw enclosure, NEMA 1, 24 x 24 x 6in (HxWxD), wall mount, carbon steel, ANSI 61 gray, powder coat finish, single-door, 1/4-turn semi-flush latch. | Stock | 200 | 209
SCE-24N2408LP | Saginaw enclosure, NEMA 1, 24 x 24 x 8in (HxWxD), wall mount, carbon steel, ANSI 61 gray, powder coat finish, single-door, 1/4-turn semi-flush latch. | Stock | 221 | 231
SCE-24N2412LP | Saginaw enclosure, NEMA 1, 24 x 24 x 12in (HxWxD), wall mount, carbon steel, ANSI 61 gray, powder coat finish, single-door, 1/4-turn semi-flush latch. | Stock | 261 | 273
SCE-24N24MP | Saginaw subpanel, carbon steel, white, powder coat finish. For use with SCE-24N2406LP, 24N2408LP and SCE-24N2412LP enclosures. | Stock | 49.5 | 52
SCE-24N24MPP | Saginaw subpanel, perforated, carbon steel, white, powder coat finish. For use with SCE-24N2406LP, 24N2408LP and SCE-24N2412LP enclosures. | Stock | 72 | 75
SCE-24P16 | Saginaw subpanel, carbon steel, white, powder coat finish. For use with SCE-24EL16xxxx and SCE-24H16xxLP enclosures. | Stock | 43.5 | 45
SCE-24P16GALV | Saginaw subpanel, galvanized steel. For use with SCE-24EL16xxxx and SCE-24H16xxLP enclosures. | Stock | 43.5 | 45
SCE-24P16SS | Saginaw subpanel, 304 stainless steel, #4 brush finish. For use with SCE-24EL16xxxx and SCE-24H16xxLP enclosures. | Stock | 109 | 113
SCE-24P20 | Saginaw subpanel, carbon steel, white, powder coat finish. For use with SCE-20EL24xxxx, SCE-24EL20xxxx, SCE-24XEL21xxxx, SCE-24SA22xxxx, SCE-20H24xxxx and SCE-24H20xxxx enclosures. | Stock | 60 | 62
SCE-24P20GALV | Saginaw subpanel, galvanized steel. For use with SCE-20EL24xxxx, SCE-24EL20xxxx, SCE-24XEL21xxxx, SCE-24SA22xxxx, SCE-20H24xxxx and SCE-24H20xxxx enclosures. | Stock | 63 | 66
SCE-24P20SS | Saginaw subpanel, 304 stainless steel, #4 brush finish. For use with SCE-20EL24xxxx, SCE-24EL20xxxx, SCE-24XEL21xxxx, SCE-24SA22xxxx, SCE-20H24xxxx and SCE-24H20xxxx enclosures. | Stock | 146 | 152
SCE-24P24 | Saginaw subpanel, carbon steel, white, powder coat finish. For use with SCE-24EL24xxxx, SCE-24XEL25xxxx, SCE-24SA26xxxx, SCE-24HS2508xxxx, SCE29VR24xx, SCE-24R24xxxx and SCE-24H24xxxx enclosures. | Stock | 70 | 73
SCE-24P24GALV | Saginaw subpanel, galvanized steel. For use with SCE-24EL24xxxx, SCE-24XEL25xxxx, SCE-24SA26xxxx, SCE-24HS2508xxxx, SCE29VR24xx, SCE-24R24xxxx and SCE-24H24xxxx enclosures. | Stock | 74 | 76
SCE-24P24SS | Saginaw subpanel, 304 stainless steel, #4 brush finish. For use with SCE-24EL24xxxx, SCE-24XEL25xxxx, SCE-24SA26xxxx, SCE-24HS2508xxxx, SCE29VR24xx, SCE-24R24xxxx and SCE-24H24xxxx enclosures. | Stock | 176 | 182
SCE-24PEBASE | Saginaw pedestal base, carbon steel, 10.00 x 24.00 x 24.00in, RAL 7035 light gray, powder coat finish. For use with SCE-PE22 pedestal columns. | Stock | 673 | 700
SCE-24PEBASESS | Saginaw pedestal base, 304 stainless steel, 10.00 x 24.00 x 24.00in, #4 brush finish. For use with SCE-PE22SS pedestal columns. | Stock | 1684 | 1751
SCE-24R2006LP | Saginaw enclosure, NEMA 3R, 24 x 20 x 6in (HxWxD), wall mount, carbon steel, ANSI 61 gray, powder coat finish, single-door, 1/4-turn padlocking wing handle. | Stock | 267 | 280
SCE-24R2008LP | Saginaw enclosure, NEMA 3R, 24 x 20 x 8in (HxWxD), wall mount, carbon steel, ANSI 61 gray, powder coat finish, single-door, 1/4-turn padlocking wing handle. | Stock | 279 | 293
SCE-24R2012LP | Saginaw enclosure, NEMA 3R, 24 x 20 x 12in (HxWxD), wall mount, carbon steel, ANSI 61 gray, powder coat finish, single-door, 1/4-turn padlocking wing handle. | Stock | 300 | 315
SCE-24R2016LP | Saginaw enclosure, NEMA 3R, 24 x 20 x 16in (HxWxD), wall mount, carbon steel, ANSI 61 gray, powder coat finish, single-door, 1/4-turn padlocking wing handle. | Stock | 325 | 341
SCE-24R2408LP | Saginaw enclosure, NEMA 3R, 24 x 24 x 8in (HxWxD), wall mount, carbon steel, ANSI 61 gray, powder coat finish, single-door, 1/4-turn padlocking wing handle. | Stock | 303 | 318
SCE-24R2412LP | Saginaw enclosure, NEMA 3R, 24 x 24 x 12in (HxWxD), wall mount, carbon steel, ANSI 61 gray, powder coat finish, single-door, 1/4-turn padlocking wing handle. | Stock | 324 | 340
SCE-24R2416LP | Saginaw enclosure, NEMA 3R, 24 x 24 x 16in (HxWxD), wall mount, carbon steel, ANSI 61 gray, powder coat finish, single-door, 1/4-turn padlocking wing handle. | Stock | 351 | 368
SCE-24SBASE | Saginaw pedestal base, carbon steel, 24.00 x 24.00in, ANSI 61 gray, powder coat finish. For use with consolet pedestal columns. | Stock | 297 | 308
SCE-24SBASESS | Saginaw pedestal base, 304 stainless steel, 24.00 x 24.00in, #4 brush finish. For use with consolet pedestal columns. | Stock | 529 | 549
SCE-24XEL2108LP | Saginaw Enviroline series disconnect enclosure, NEMA 3R/4/12/13, right flange, 24 x 21 x 8in (HxWxD), wall mount, carbon steel, ANSI 61 gray, powder coat finish, single-door, 2-point padlocking handle, purchase subpanel separately. | Stock | 429 | 449
SCE-24XEL2108LPLG | Saginaw Enviroline series disconnect enclosure, NEMA 3R/4/12/13, right flange, 24 x 21 x 8in (HxWxD), wall mount, carbon steel, RAL 7035 light gray, powder coat finish, single-door, 2-point padlocking handle, purchase subpanel separately. | Stock | 429 | 449
SCE-24XEL2108SS6LP | Saginaw Enviroline series disconnect enclosure, NEMA 3R/4/4X/12/13, right flange, 24 x 21 x 8in (HxWxD), wall mount, 316L stainless steel, #4 brush finish, single-door, 2-point padlocking handle, purchase subpanel separately. | Stock | 1180 | 1264
SCE-24XEL2108SSLP | Saginaw Enviroline series disconnect enclosure, NEMA 3R/4/4X/12/13, right flange, 24 x 21 x 8in (HxWxD), wall mount, 304 stainless steel, #4 brush finish, single-door, 2-point padlocking handle, purchase subpanel separately. | Stock | 983 | 1053
SCE-24XEL2508LP | Saginaw Enviroline series disconnect enclosure, NEMA 3R/4/12/13, right flange, 24 x 25 x 8in (HxWxD), wall mount, carbon steel, ANSI 61 gray, powder coat finish, single-door, 2-point padlocking handle, purchase subpanel separately. | Stock | 463 | 484
SCE-24XEL2508LPLG | Saginaw Enviroline series disconnect enclosure, NEMA 3R/4/12/13, right flange, 24 x 25 x 8in (HxWxD), wall mount, carbon steel, RAL 7035 light gray, powder coat finish, single-door, 2-point padlocking handle, purchase subpanel separately. | Stock | 463 | 484
SCE-24XEL2508SS6LP | Saginaw Enviroline series disconnect enclosure, NEMA 3R/4/4X/12/13, right flange, 24 x 25 x 8in (HxWxD), wall mount, 316L stainless steel, #4 brush finish, single-door, 2-point padlocking handle, purchase subpanel separately. | Stock | 1283 | 1374
SCE-24XEL2508SSLP | Saginaw Enviroline series disconnect enclosure, NEMA 3R/4/4X/12/13, right flange, 24 x 25 x 8in (HxWxD), wall mount, 304 stainless steel, #4 brush finish, single-door, 2-point padlocking handle, purchase subpanel separately. | Stock | 1069 | 1145
SCE-24XEL2510LP | Saginaw Enviroline series disconnect enclosure, NEMA 3R/4/12/13, right flange, 24 x 25 x 10in (HxWxD), wall mount, carbon steel, ANSI 61 gray, powder coat finish, single-door, 2-point padlocking handle, purchase subpanel separately. | Stock | 486 | 508
SCE-24XEL2510LPLG | Saginaw Enviroline series disconnect enclosure, NEMA 3R/4/12/13, right flange, 24 x 25 x 10in (HxWxD), wall mount, carbon steel, RAL 7035 light gray, powder coat finish, single-door, 2-point padlocking handle, purchase subpanel separately. | Stock | 486 | 508
SCE-24XEL2510SS6LP | Saginaw Enviroline series disconnect enclosure, NEMA 3R/4/4X/12/13, right flange, 24 x 25 x 10in (HxWxD), wall mount, 316L stainless steel, #4 brush finish, single-door, 2-point padlocking handle, purchase subpanel separately. | Stock | 1372 | 1470
SCE-24XEL2510SSLP | Saginaw Enviroline series disconnect enclosure, NEMA 3R/4/4X/12/13, right flange, 24 x 25 x 10in (HxWxD), wall mount, 304 stainless steel, #4 brush finish, single-door, 2-point padlocking handle, purchase subpanel separately. | Stock | 1143 | 1225
SCE-24XEL2510SSST | Saginaw Enviroline series disconnect enclosure, slope top, NEMA 3R/4/4X/12/13, right flange, 24 x 25 x 10in (HxWxD), wall mount, 304 stainless steel, #4 brush finish, single-door, 2-point padlocking handle, purchase subpanel separately. | Stock | 1471 | 1573
SCE-26POS | Saginaw workstation shelf, 19.5 x 28in, carbon steel, white, powder coat finish, designed to support monitors, PCs, printers or other equipment. | Stock | 314 | 326
SCE-26STS | Saginaw workstation shelf, 22 x 28in, carbon steel, white, powder coat finish, designed to support monitors, PCs, printers or other equipment. | Stock | 95 | 99
SCE-26VESTS | Saginaw workstation shelf, 22 x 28in, carbon steel, white, powder coat finish, vented, designed to support monitors, PCs, printers or other equipment. | Stock | 225 | 234
SCE-29VR2412 | Saginaw enclosure, vented, NEMA 3R, 29 x 24 x 12in (HxWxD), wall mount, carbon steel, white, powder coat finish, single-door, 1/4-turn padlocking wing handle. | Stock | 872 | 914
SCE-29VR2416 | Saginaw enclosure, vented, NEMA 3R, 29 x 24 x 16in (HxWxD), wall mount, carbon steel, white, powder coat finish, single-door, 1/4-turn padlocking wing handle. | Stock | 962 | 1009
SC-E2G-24VDC | Fuji Electric IEC contactor, 40A, (3) N.O. power contact(s), 24 VDC coil voltage. | Stock | 77 | 86
SCE-2PB | Saginaw pushbutton enclosure, 2 holes, 30mm, NEMA 4/12/13, 6 x 4 x 3in (HxWxD), wall mount, carbon steel, ANSI 61 gray, powder coat finish, screw cover. | Stock | 60 | 62
SCE-2PBA | Saginaw pushbutton consolet, 2 holes, 30mm, NEMA 4/12/13, 4 x 6 x 5in (HxWxD), wall mount, carbon steel, ANSI 61 gray, powder coat finish, screw cover. | Stock | 89 | 93
SCE-2PBAI | Saginaw pushbutton consolet, 2 holes, 22mm, NEMA 4/12/13, 4 x 6 x 5in (HxWxD), wall mount, carbon steel, ANSI 61 gray, powder coat finish, screw cover. | Stock | 89 | 93
SCE-2PBGX | Saginaw pushbutton enclosure, 2 holes, 22mm, NEMA 4/12/13, 5 x 4 x 4in (HxWxD), wall mount, carbon steel, ANSI 61 gray, powder coat finish, screw cover. | Stock | 66 | 68
SCE-2PBI | Saginaw pushbutton enclosure, 2 holes, 22mm, NEMA 4/12/13, 6 x 4 x 3in (HxWxD), wall mount, carbon steel, ANSI 61 gray, powder coat finish, screw cover. | Stock | 60 | 62
SCE-2PB-RAL1018 | Saginaw pushbutton enclosure, 2 holes, 30mm, NEMA 4/12/13, 6 x 4 x 3in (HxWxD), wall mount, carbon steel, RAL 1018 yellow, powder coat finish, screw cover. | Stock | 72.5 | 76
SCE-2PBSS | Saginaw pushbutton enclosure, 2 holes, 30mm, NEMA 4/4X/12/13, 6 x 4 x 3in (HxWxD), wall mount, 304 stainless steel, #4 brush finish, screw cover. | Stock | 167 | 179
SCE-2PBSS6 | Saginaw pushbutton enclosure, 2 holes, 30mm, NEMA 4/4X/12/13, 6 x 4 x 3in (HxWxD), wall mount, 316L stainless steel, #4 brush finish, screw cover. | Stock | 200 | 215
SCE-2PBSS6I | Saginaw pushbutton enclosure, 2 holes, 22mm, NEMA 4/4X/12/13, 6 x 4 x 3in (HxWxD), wall mount, 316L stainless steel, #4 brush finish, screw cover. | Stock | 200 | 215
SCE-2PBSSI | Saginaw pushbutton enclosure, 2 holes, 22mm, NEMA 4/4X/12/13, 6 x 4 x 3in (HxWxD), wall mount, 304 stainless steel, #4 brush finish, screw cover. | Stock | 167 | 179
SCE-2PBX | Saginaw pushbutton enclosure, 2 holes, 30mm, NEMA 4/12/13, 6 x 4 x 5in (HxWxD), wall mount, carbon steel, ANSI 61 gray, powder coat finish, screw cover. | Stock | 77 | 81
SCE-2PBXI | Saginaw pushbutton enclosure, 2 holes, 22mm, NEMA 4/12/13, 6 x 4 x 5in (HxWxD), wall mount, carbon steel, ANSI 61 gray, powder coat finish, screw cover. | Stock | 77 | 81
SCE-2PBX-RAL1018 | Saginaw pushbutton enclosure, 2 holes, 30mm, NEMA 4/12/13, 6 x 4 x 5in (HxWxD), wall mount, carbon steel, RAL 1018 yellow, powder coat finish, screw cover. | Stock | 91 | 95
SCE-2PBXSS | Saginaw pushbutton enclosure, 2 holes, 30mm, NEMA 4/4X/12/13, 6 x 4 x 5in (HxWxD), wall mount, 304 stainless steel, #4 brush finish, screw cover. | Stock | 222 | 238
SCE-2PBXSS6 | Saginaw pushbutton enclosure, 2 holes, 30mm, NEMA 4/4X/12/13, 6 x 4 x 5in (HxWxD), wall mount, 316L stainless steel, #4 brush finish, screw cover. | Stock | 267 | 286
SC-E2S-110VAC | Fuji Electric IEC contactor, 50A, (3) N.O. power contact(s), 120 VAC (60Hz)/110 VAC (50Hz) coil voltage. | Stock | 77 | 86
SC-E2S-220VAC | Fuji Electric IEC contactor, 50A, (3) N.O. power contact(s), 240 VAC (60Hz)/220 VAC (50Hz) coil voltage. | Stock | 77 | 86
SC-E2S-24VAC | Fuji Electric IEC contactor, 50A, (3) N.O. power contact(s), 24 VAC (60Hz) coil voltage. | Stock | 77 | 86
SC-E2S-440VAC | Fuji Electric IEC contactor, 50A, (3) N.O. power contact(s), 440-480 VAC (60Hz) coil voltage. | Stock | 77 | 86
SC-E2S-500VAC | Fuji Electric IEC contactor, 50A, (3) N.O. power contact(s), 500-550 VAC (60Hz) coil voltage. | Stock | 77 | 86
SC-E2SG-24VDC | Fuji Electric IEC contactor, 50A, (3) N.O. power contact(s), 24 VDC coil voltage. | Stock | 91 | 101
SCE-304210WFLP | Saginaw enclosure, NEMA 3R/12/13, 30 x 42 x 10in (HxWxD), wall mount, carbon steel, ANSI 61 gray, powder coat finish, double-door, 3-point keylocking/padlocking combo handle. | Stock | 750 | 786
SCE-304810WFLP | Saginaw enclosure, NEMA 3R/12/13, 30 x 48 x 10in (HxWxD), wall mount, carbon steel, ANSI 61 gray, powder coat finish, double-door, 3-point keylocking/padlocking combo handle. | Stock | 815 | 853
SCE-306010WFLP | Saginaw enclosure, NEMA 3R/12/13, 30 x 60 x 10in (HxWxD), wall mount, carbon steel, ANSI 61 gray, powder coat finish, double-door, 3-point keylocking/padlocking combo handle. | Stock | 943 | 988
SCE-306012WFLP | Saginaw enclosure, NEMA 3R/12/13, 30 x 60 x 12in (HxWxD), wall mount, carbon steel, ANSI 61 gray, powder coat finish, double-door, 3-point keylocking/padlocking combo handle. | Stock | 1016 | 1064
SCE-30EL1606LP | Saginaw Enviroline series enclosure, NEMA 3R/4/12/13, 30 x 16 x 6in (HxWxD), wall mount, carbon steel, ANSI 61 gray, powder coat finish, single-door, 1/4-turn semi-flush latch. | Stock | 300 | 314
SCE-30EL1606LPLG | Saginaw Enviroline series enclosure, NEMA 3R/4/12/13, 30 x 16 x 6in (HxWxD), wall mount, carbon steel, RAL 7035 light gray, powder coat finish, single-door, 1/4-turn semi-flush latch. | Stock | 300 | 314
SCE-30EL1606SS6LP | Saginaw Enviroline series enclosure, NEMA 3R/4/4X/12/13, 30 x 16 x 6in (HxWxD), wall mount, 316L stainless steel, #4 brush finish, single-door, 1/4-turn semi-flush latch. | Stock | 1164 | 1246
SCE-30EL1606SSLP | Saginaw Enviroline series enclosure, NEMA 3R/4/4X/12/13, 30 x 16 x 6in (HxWxD), wall mount, 304 stainless steel, #4 brush finish, single-door, 1/4-turn semi-flush latch. | Stock | 970 | 1039
SCE-30EL2008LP | Saginaw Enviroline series enclosure, NEMA 3R/4/12/13, 30 x 20 x 8in (HxWxD), wall mount, carbon steel, ANSI 61 gray, powder coat finish, single-door, 1/4-turn semi-flush latch. | Stock | 347 | 362
SCE-30EL2008LPLG | Saginaw Enviroline series enclosure, NEMA 3R/4/12/13, 30 x 20 x 8in (HxWxD), wall mount, carbon steel, RAL 7035 light gray, powder coat finish, single-door, 1/4-turn semi-flush latch. | Stock | 347 | 362
SCE-30EL2008SS6LP | Saginaw Enviroline series enclosure, NEMA 3R/4/4X/12/13, 30 x 20 x 8in (HxWxD), wall mount, 316L stainless steel, #4 brush finish, single-door, 1/4-turn semi-flush latch. | Stock | 1261 | 1350
SCE-30EL2008SSLP | Saginaw Enviroline series enclosure, NEMA 3R/4/4X/12/13, 30 x 20 x 8in (HxWxD), wall mount, 304 stainless steel, #4 brush finish, single-door, 1/4-turn semi-flush latch. | Stock | 1050 | 1125
SCE-30EL2010LP | Saginaw Enviroline series enclosure, NEMA 3R/4/12/13, 30 x 20 x 10in (HxWxD), wall mount, carbon steel, ANSI 61 gray, powder coat finish, single-door, 1/4-turn semi-flush latch. | Stock | 365 | 381
SCE-30EL2010LPLG | Saginaw Enviroline series enclosure, NEMA 3R/4/12/13, 30 x 20 x 10in (HxWxD), wall mount, carbon steel, RAL 7035 light gray, powder coat finish, single-door, 1/4-turn semi-flush latch. | Stock | 365 | 381
SCE-30EL2010SS6LP | Saginaw Enviroline series enclosure, NEMA 3R/4/4X/12/13, 30 x 20 x 10in (HxWxD), wall mount, 316L stainless steel, #4 brush finish, single-door, 1/4-turn semi-flush latch. | Stock | 1366 | 1463
SCE-30EL2010SSLP | Saginaw Enviroline series enclosure, NEMA 3R/4/4X/12/13, 30 x 20 x 10in (HxWxD), wall mount, 304 stainless steel, #4 brush finish, single-door, 1/4-turn semi-flush latch. | Stock | 1138 | 1219
SCE-30EL2406LP | Saginaw Enviroline series enclosure, NEMA 3R/4/12/13, 30 x 24 x 6in (HxWxD), wall mount, carbon steel, ANSI 61 gray, powder coat finish, single-door, 1/4-turn semi-flush latch. | Stock | 353 | 369
SCE-30EL2406LPLG | Saginaw Enviroline series enclosure, NEMA 3R/4/12/13, 30 x 24 x 6in (HxWxD), wall mount, carbon steel, RAL 7035 light gray, powder coat finish, single-door, 1/4-turn semi-flush latch. | Stock | 353 | 369
SCE-30EL2408LP | Saginaw Enviroline series enclosure, NEMA 3R/4/12/13, 30 x 24 x 8in (HxWxD), wall mount, carbon steel, ANSI 61 gray, powder coat finish, single-door, 1/4-turn semi-flush latch. | Stock | 376 | 393
SCE-30EL2408LPLG | Saginaw Enviroline series enclosure, NEMA 3R/4/12/13, 30 x 24 x 8in (HxWxD), wall mount, carbon steel, RAL 7035 light gray, powder coat finish, single-door, 1/4-turn semi-flush latch. | Stock | 376 | 393
SCE-30EL2408SS6LP | Saginaw Enviroline series enclosure, NEMA 3R/4/4X/12/13, 30 x 24 x 8in (HxWxD), wall mount, 316L stainless steel, #4 brush finish, single-door, 1/4-turn semi-flush latch. | Stock | 1390 | 1489
SCE-30EL2408SSLP | Saginaw Enviroline series enclosure, NEMA 3R/4/4X/12/13, 30 x 24 x 8in (HxWxD), wall mount, 304 stainless steel, #4 brush finish, single-door, 1/4-turn semi-flush latch. | Stock | 1158 | 1241
SCE-30EL2408SSST | Saginaw Enviroline series enclosure, slope top, NEMA 3R/4/4X/12/13, 30 x 24 x 8in (HxWxD), wall mount, 304 stainless steel, #4 brush finish, single-door, 1/4-turn semi-flush latch. | Stock | 1545 | 1652
SCE-30EL2410LP | Saginaw Enviroline series enclosure, NEMA 3R/4/12/13, 30 x 24 x 10in (HxWxD), wall mount, carbon steel, ANSI 61 gray, powder coat finish, single-door, 1/4-turn semi-flush latch. | Stock | 405 | 424
SCE-30EL2410LPLG | Saginaw Enviroline series enclosure, NEMA 3R/4/12/13, 30 x 24 x 10in (HxWxD), wall mount, carbon steel, RAL 7035 light gray, powder coat finish, single-door, 1/4-turn semi-flush latch. | Stock | 405 | 424
SCE-30EL2410SS6LP | Saginaw Enviroline series enclosure, NEMA 3R/4/4X/12/13, 30 x 24 x 10in (HxWxD), wall mount, 316L stainless steel, #4 brush finish, single-door, 1/4-turn semi-flush latch. | Stock | 1495 | 1601
SCE-30EL2410SSLP | Saginaw Enviroline series enclosure, NEMA 3R/4/4X/12/13, 30 x 24 x 10in (HxWxD), wall mount, 304 stainless steel, #4 brush finish, single-door, 1/4-turn semi-flush latch. | Stock | 1246 | 1334
SCE-30EL2412LP | Saginaw Enviroline series enclosure, NEMA 3R/4/12/13, 30 x 24 x 12in (HxWxD), wall mount, carbon steel, ANSI 61 gray, powder coat finish, single-door, 1/4-turn semi-flush latch. | Stock | 418 | 437
SCE-30EL2412LPLG | Saginaw Enviroline series enclosure, NEMA 3R/4/12/13, 30 x 24 x 12in (HxWxD), wall mount, carbon steel, RAL 7035 light gray, powder coat finish, single-door, 1/4-turn semi-flush latch. | Stock | 418 | 437
SCE-30EL2412LPPL | Saginaw Enviroline series enclosure, NEMA 3R/4/12/13, 30 x 24 x 12in (HxWxD), wall mount, carbon steel, ANSI 61 gray, powder coat finish, single-door, 3-point keylocking/padlocking combo handle. | Stock | 545 | 570
SCE-30EL2412SS6LP | Saginaw Enviroline series enclosure, NEMA 3R/4/4X/12/13, 30 x 24 x 12in (HxWxD), wall mount, 316L stainless steel, #4 brush finish, single-door, 1/4-turn semi-flush latch. | Stock | 1584 | 1696
SCE-30EL2412SS6LPPL | Saginaw Enviroline series enclosure, NEMA 3R/4/4X/12/13, 30 x 24 x 12in (HxWxD), wall mount, 316L stainless steel, #4 brush finish, single-door, 3-point keylocking/padlocking combo handle. | Stock | 1731 | 1854
SCE-30EL2412SSLP | Saginaw Enviroline series enclosure, NEMA 3R/4/4X/12/13, 30 x 24 x 12in (HxWxD), wall mount, 304 stainless steel, #4 brush finish, single-door, 1/4-turn semi-flush latch. | Stock | 1320 | 1414
SCE-30EL2412SSLPPL | Saginaw Enviroline series enclosure, NEMA 3R/4/4X/12/13, 30 x 24 x 12in (HxWxD), wall mount, 304 stainless steel, #4 brush finish, single-door, 3-point keylocking/padlocking combo handle. | Stock | 1443 | 1545
SCE-30EL2412SSST | Saginaw Enviroline series enclosure, slope top, NEMA 3R/4/4X/12/13, 30 x 24 x 12in (HxWxD), wall mount, 304 stainless steel, #4 brush finish, single-door, 1/4-turn semi-flush latch. | Stock | 1760 | 1883
SCE-30EL2416LP | Saginaw Enviroline series enclosure, NEMA 3R/4/12/13, 30 x 24 x 16in (HxWxD), wall mount, carbon steel, ANSI 61 gray, powder coat finish, single-door, 1/4-turn semi-flush latch. | Stock | 462 | 483
SCE-30EL2416LPLG | Saginaw Enviroline series enclosure, NEMA 3R/4/12/13, 30 x 24 x 16in (HxWxD), wall mount, carbon steel, RAL 7035 light gray, powder coat finish, single-door, 1/4-turn semi-flush latch. | Stock | 462 | 483
SCE-30EL2416SS6LP | Saginaw Enviroline series enclosure, NEMA 3R/4/4X/12/13, 30 x 24 x 16in (HxWxD), wall mount, 316L stainless steel, #4 brush finish, single-door, 1/4-turn semi-flush latch. | Stock | 1745 | 1869
SCE-30EL2416SSLP | Saginaw Enviroline series enclosure, NEMA 3R/4/4X/12/13, 30 x 24 x 16in (HxWxD), wall mount, 304 stainless steel, #4 brush finish, single-door, 1/4-turn semi-flush latch. | Stock | 1455 | 1558
SCE-30EL2420LP | Saginaw Enviroline series enclosure, NEMA 3R/4/12/13, 30 x 24 x 20in (HxWxD), wall mount, carbon steel, ANSI 61 gray, powder coat finish, single-door, 1/4-turn semi-flush latch. | Stock | 504 | 527
SCE-30EL2420LPLG | Saginaw Enviroline series enclosure, NEMA 3R/4/12/13, 30 x 24 x 20in (HxWxD), wall mount, carbon steel, RAL 7035 light gray, powder coat finish, single-door, 1/4-turn semi-flush latch. | Stock | 504 | 527
SCE-30EL2424LP | Saginaw Enviroline series enclosure, NEMA 3R/4/12/13, 30 x 24 x 24in (HxWxD), wall mount, carbon steel, ANSI 61 gray, powder coat finish, single-door, 1/4-turn semi-flush latch. | Stock | 546 | 571
SCE-30EL2424LPLG | Saginaw Enviroline series enclosure, NEMA 3R/4/12/13, 30 x 24 x 24in (HxWxD), wall mount, carbon steel, RAL 7035 light gray, powder coat finish, single-door, 1/4-turn semi-flush latch. | Stock | 546 | 571
SCE-30EL3008LP | Saginaw Enviroline series enclosure, NEMA 3R/4/12/13, 30 x 30 x 8in (HxWxD), wall mount, carbon steel, ANSI 61 gray, powder coat finish, single-door, 1/4-turn semi-flush latch. | Stock | 421 | 440
SCE-30EL3008LPLG | Saginaw Enviroline series enclosure, NEMA 3R/4/12/13, 30 x 30 x 8in (HxWxD), wall mount, carbon steel, RAL 7035 light gray, powder coat finish, single-door, 1/4-turn semi-flush latch. | Stock | 421 | 440
SCE-30EL3008SS6LP | Saginaw Enviroline series enclosure, NEMA 3R/4/4X/12/13, 30 x 30 x 8in (HxWxD), wall mount, 316L stainless steel, #4 brush finish, single-door, 1/4-turn semi-flush latch. | Stock | 1592 | 1705
SCE-30EL3008SSLP | Saginaw Enviroline series enclosure, NEMA 3R/4/4X/12/13, 30 x 30 x 8in (HxWxD), wall mount, 304 stainless steel, #4 brush finish, single-door, 1/4-turn semi-flush latch. | Stock | 1327 | 1421
SCE-30EL3008SSST | Saginaw Enviroline series enclosure, slope top, NEMA 3R/4/4X/12/13, 30 x 30 x 8in (HxWxD), wall mount, 304 stainless steel, #4 brush finish, single-door, 1/4-turn semi-flush latch. | Stock | 1769 | 1892
SCE-30EL3010LP | Saginaw Enviroline series enclosure, NEMA 3R/4/12/13, 30 x 30 x 10in (HxWxD), wall mount, carbon steel, ANSI 61 gray, powder coat finish, single-door, 1/4-turn semi-flush latch. | Stock | 469 | 490
SCE-30EL3010LPLG | Saginaw Enviroline series enclosure, NEMA 3R/4/12/13, 30 x 30 x 10in (HxWxD), wall mount, carbon steel, RAL 7035 light gray, powder coat finish, single-door, 1/4-turn semi-flush latch. | Stock | 469 | 490
SCE-30EL3010SS6LP | Saginaw Enviroline series enclosure, NEMA 3R/4/4X/12/13, 30 x 30 x 10in (HxWxD), wall mount, 316L stainless steel, #4 brush finish, single-door, 1/4-turn semi-flush latch. | Stock | 1689 | 1809
SCE-30EL3010SSLP | Saginaw Enviroline series enclosure, NEMA 3R/4/4X/12/13, 30 x 30 x 10in (HxWxD), wall mount, 304 stainless steel, #4 brush finish, single-door, 1/4-turn semi-flush latch. | Stock | 1407 | 1507
SCE-30EL3012LP | Saginaw Enviroline series enclosure, NEMA 3R/4/12/13, 30 x 30 x 12in (HxWxD), wall mount, carbon steel, ANSI 61 gray, powder coat finish, single-door, 1/4-turn semi-flush latch. | Stock | 483 | 505
SCE-30EL3012LPLG | Saginaw Enviroline series enclosure, NEMA 3R/4/12/13, 30 x 30 x 12in (HxWxD), wall mount, carbon steel, RAL 7035 light gray, powder coat finish, single-door, 1/4-turn semi-flush latch. | Stock | 483 | 505
SCE-30EL3012LPPL | Saginaw Enviroline series enclosure, NEMA 3R/4/12/13, 30 x 30 x 12in (HxWxD), wall mount, carbon steel, ANSI 61 gray, powder coat finish, single-door, 3-point keylocking/padlocking combo handle. | Stock | 609 | 637
SCE-30EL3012SS6LP | Saginaw Enviroline series enclosure, NEMA 3R/4/4X/12/13, 30 x 30 x 12in (HxWxD), wall mount, 316L stainless steel, #4 brush finish, single-door, 1/4-turn semi-flush latch. | Stock | 1794 | 1921
SCE-30EL3012SS6LPPL | Saginaw Enviroline series enclosure, NEMA 3R/4/4X/12/13, 30 x 30 x 12in (HxWxD), wall mount, 316L stainless steel, #4 brush finish, single-door, 3-point keylocking/padlocking combo handle. | Stock | 1941 | 2079
SCE-30EL3012SSLP | Saginaw Enviroline series enclosure, NEMA 3R/4/4X/12/13, 30 x 30 x 12in (HxWxD), wall mount, 304 stainless steel, #4 brush finish, single-door, 1/4-turn semi-flush latch. | Stock | 1495 | 1601
SCE-30EL3012SSLPPL | Saginaw Enviroline series enclosure, NEMA 3R/4/4X/12/13, 30 x 30 x 12in (HxWxD), wall mount, 304 stainless steel, #4 brush finish, single-door, 3-point keylocking/padlocking combo handle. | Stock | 1618 | 1733
SCE-30EL3012SSST | Saginaw Enviroline series enclosure, slope top, NEMA 3R/4/4X/12/13, 30 x 30 x 12in (HxWxD), wall mount, 304 stainless steel, #4 brush finish, single-door, 1/4-turn semi-flush latch. | Stock | 2201 | 2353
SCE-30EL3608LP | Saginaw Enviroline series enclosure, NEMA 3R/4/12/13, 30 x 36 x 8in (HxWxD), wall mount, carbon steel, ANSI 61 gray, powder coat finish, single-door, 1/4-turn semi-flush latch. | Stock | 466 | 487
SCE-30EL3608LPLG | Saginaw Enviroline series enclosure, NEMA 3R/4/12/13, 30 x 36 x 8in (HxWxD), wall mount, carbon steel, RAL 7035 light gray, powder coat finish, single-door, 1/4-turn semi-flush latch. | Stock | 466 | 487
SCE-30EL3608SS6LP | Saginaw Enviroline series enclosure, NEMA 3R/4/4X/12/13, 30 x 36 x 8in (HxWxD), wall mount, 316L stainless steel, #4 brush finish, single-door, 1/4-turn semi-flush latch. | Stock | 1781 | 1908
SCE-30EL3608SSLP | Saginaw Enviroline series enclosure, NEMA 3R/4/4X/12/13, 30 x 36 x 8in (HxWxD), wall mount, 304 stainless steel, #4 brush finish, single-door, 1/4-turn semi-flush latch. | Stock | 1484 | 1590
SCE-30EL4210SSWFLP | Saginaw Enviroline series enclosure, NEMA 3R/4/4X/12/13, 30 x 42 x 10in (HxWxD), wall mount, 304 stainless steel, #4 brush finish, 2-door, 3-point keylocking/padlocking combo handle. | Stock | 3144 | 3367
SCE-30EL4210WFLP | Saginaw Enviroline series enclosure, NEMA 3R/4/12/13, 30 x 42 x 10in (HxWxD), wall mount, carbon steel, ANSI 61 gray, powder coat finish, 2-door, 3-point keylocking/padlocking combo handle. | Stock | 1023 | 1071
SCE-30EL4810SSWFLP | Saginaw Enviroline series enclosure, NEMA 3R/4/4X/12/13, 30 x 48 x 10in (HxWxD), wall mount, 304 stainless steel, #4 brush finish, 2-door, 3-point keylocking/padlocking combo handle. | Stock | 3321 | 3557
SCE-30EL4810WFLP | Saginaw Enviroline series enclosure, NEMA 3R/4/12/13, 30 x 48 x 10in (HxWxD), wall mount, carbon steel, ANSI 61 gray, powder coat finish, 2-door, 3-point keylocking/padlocking combo handle. | Stock | 1127 | 1180
SCE-30EL6010SSWFLP | Saginaw Enviroline series enclosure, NEMA 3R/4/4X/12/13, 30 x 60 x 10in (HxWxD), wall mount, 304 stainless steel, #4 brush finish, 2-door, 3-point keylocking/padlocking combo handle. | Stock | 3729 | 3994
SCE-30EL6010WFLP | Saginaw Enviroline series enclosure, NEMA 3R/4/12/13, 30 x 60 x 10in (HxWxD), wall mount, carbon steel, ANSI 61 gray, powder coat finish, 2-door, 3-point keylocking/padlocking combo handle. | Stock | 1245 | 1304
SCE-30H1606LP | Saginaw enclosure, NEMA 3R/4/12/13, 30 x 16 x 6in (HxWxD), wall mount, carbon steel, ANSI 61 gray, powder coat finish, single-door, plated steel clamps, padlock hasp and staple. | Stock | 337 | 353
SCE-30H2006LP | Saginaw enclosure, NEMA 3R/4/12/13, 30 x 20 x 6in (HxWxD), wall mount, carbon steel, ANSI 61 gray, powder coat finish, single-door, plated steel clamps, padlock hasp and staple. | Stock | 367 | 384
SCE-30H2008LP | Saginaw enclosure, NEMA 3R/4/12/13, 30 x 20 x 8in (HxWxD), wall mount, carbon steel, ANSI 61 gray, powder coat finish, single-door, plated steel clamps, padlock hasp and staple. | Stock | 391 | 409
SCE-30H2008SS6LP | Saginaw enclosure, NEMA 3R/4/4X/12/13, 30 x 20 x 8in (HxWxD), wall mount, 316L stainless steel, #4 brush finish, single-door, stainless steel clamps, padlock hasp and staple. | Stock | 1335 | 1430
SCE-30H2008SSLP | Saginaw enclosure, NEMA 3R/4/4X/12/13, 30 x 20 x 8in (HxWxD), wall mount, 304 stainless steel, #4 brush finish, single-door, stainless steel clamps, padlock hasp and staple. | Stock | 1112 | 1192
SCE-30H2010LP | Saginaw enclosure, NEMA 3R/4/12/13, 30 x 20 x 10in (HxWxD), wall mount, carbon steel, ANSI 61 gray, powder coat finish, single-door, plated steel clamps, padlock hasp and staple. | Stock | 411 | 431
SCE-30H2406LP | Saginaw enclosure, NEMA 3R/4/12/13, 30 x 24 x 6in (HxWxD), wall mount, carbon steel, ANSI 61 gray, powder coat finish, single-door, plated steel clamps, padlock hasp and staple. | Stock | 399 | 418
SCE-30H2408LP | Saginaw enclosure, NEMA 3R/4/12/13, 30 x 24 x 8in (HxWxD), wall mount, carbon steel, ANSI 61 gray, powder coat finish, single-door, plated steel clamps, padlock hasp and staple. | Stock | 423 | 443
SCE-30H2408SS6LP | Saginaw enclosure, NEMA 3R/4/4X/12/13, 30 x 24 x 8in (HxWxD), wall mount, 316L stainless steel, #4 brush finish, single-door, stainless steel clamps, padlock hasp and staple. | Stock | 1474 | 1579
SCE-30H2408SSLP | Saginaw enclosure, NEMA 3R/4/4X/12/13, 30 x 24 x 8in (HxWxD), wall mount, 304 stainless steel, #4 brush finish, single-door, stainless steel clamps, padlock hasp and staple. | Stock | 1228 | 1316
SCE-30H2410LP | Saginaw enclosure, NEMA 3R/4/12/13, 30 x 24 x 10in (HxWxD), wall mount, carbon steel, ANSI 61 gray, powder coat finish, single-door, plated steel clamps, padlock hasp and staple. | Stock | 447 | 468
SCE-30H2412LP | Saginaw enclosure, NEMA 3R/4/12/13, 30 x 24 x 12in (HxWxD), wall mount, carbon steel, ANSI 61 gray, powder coat finish, single-door, plated steel clamps, padlock hasp and staple. | Stock | 470 | 493
SCE-30H2412SS6LP | Saginaw enclosure, NEMA 3R/4/4X/12/13, 30 x 24 x 12in (HxWxD), wall mount, 316L stainless steel, #4 brush finish, single-door, stainless steel clamps, padlock hasp and staple. | Stock | 1671 | 1790
SCE-30H2412SSLP | Saginaw enclosure, NEMA 3R/4/4X/12/13, 30 x 24 x 12in (HxWxD), wall mount, 304 stainless steel, #4 brush finish, single-door, stainless steel clamps, padlock hasp and staple. | Stock | 1393 | 1492
SCE-30H2416LP | Saginaw enclosure, NEMA 3R/4/12/13, 30 x 24 x 16in (HxWxD), wall mount, carbon steel, ANSI 61 gray, powder coat finish, single-door, plated steel clamps, padlock hasp and staple. | Stock | 518 | 542
SCE-30H2416SS6LP | Saginaw enclosure, NEMA 3R/4/4X/12/13, 30 x 24 x 16in (HxWxD), wall mount, 316L stainless steel, #4 brush finish, single-door, stainless steel clamps, padlock hasp and staple. | Stock | 1871 | 2004
SCE-30H2416SSLP | Saginaw enclosure, NEMA 3R/4/4X/12/13, 30 x 24 x 16in (HxWxD), wall mount, 304 stainless steel, #4 brush finish, single-door, stainless steel clamps, padlock hasp and staple. | Stock | 1560 | 1670
SCE-30H2420LP | Saginaw enclosure, NEMA 3R/4/12/13, 30 x 24 x 20in (HxWxD), wall mount, carbon steel, ANSI 61 gray, powder coat finish, single-door, plated steel clamps, padlock hasp and staple. | Stock | 565 | 592
SCE-30H2424LP | Saginaw enclosure, NEMA 3R/4/12/13, 30 x 24 x 24in (HxWxD), wall mount, carbon steel, ANSI 61 gray, powder coat finish, single-door, plated steel clamps, padlock hasp and staple. | Stock | 612 | 641
SCE-30H3008LP | Saginaw enclosure, NEMA 3R/4/12/13, 30 x 30 x 8in (HxWxD), wall mount, carbon steel, ANSI 61 gray, powder coat finish, single-door, plated steel clamps, padlock hasp and staple. | Stock | 473 | 496
SCE-30H3008SS6LP | Saginaw enclosure, NEMA 3R/4/4X/12/13, 30 x 30 x 8in (HxWxD), wall mount, 316L stainless steel, #4 brush finish, single-door, stainless steel clamps, padlock hasp and staple. | Stock | 1684 | 1804
SCE-30H3008SSLP | Saginaw enclosure, NEMA 3R/4/4X/12/13, 30 x 30 x 8in (HxWxD), wall mount, 304 stainless steel, #4 brush finish, single-door, stainless steel clamps, padlock hasp and staple. | Stock | 1403 | 1503
SCE-30H3012LP | Saginaw enclosure, NEMA 3R/4/12/13, 30 x 30 x 12in (HxWxD), wall mount, carbon steel, ANSI 61 gray, powder coat finish, single-door, plated steel clamps, padlock hasp and staple. | Stock | 527 | 552
SCE-30H3608LP | Saginaw enclosure, NEMA 3R/4/12/13, 30 x 36 x 8in (HxWxD), wall mount, carbon steel, ANSI 61 gray, powder coat finish, single-door, plated steel clamps, padlock hasp and staple. | Stock | 524 | 548
SCE-30HS2508LP | Saginaw disconnect enclosure, NEMA 3R/4/12/13, right flange, 30 x 25 x 8in (HxWxD), wall mount, carbon steel, ANSI 61 gray, powder coat finish, single-door, plated steel clamps, purchase subpanel separately. | Stock | 645 | 676
SCE-30HS2508SS6LP | Saginaw disconnect enclosure, NEMA 3R/4/4X/12/13, right flange, 30 x 25 x 8in (HxWxD), wall mount, 316L stainless steel, #4 brush finish, single-door, stainless steel clamps, purchase subpanel separately. | Stock | 1658 | 1776
SCE-30HS2508SSLP | Saginaw disconnect enclosure, NEMA 3R/4/4X/12/13, right flange, 30 x 25 x 8in (HxWxD), wall mount, 304 stainless steel, #4 brush finish, single-door, stainless steel clamps, purchase subpanel separately. | Stock | 1382 | 1480
SCE-30K2408SSST | Saginaw sanitary enclosure, slope top, NEMA 3R/4/4X/12, 30 x 24 x 8in (HxWxD), wall mount, 304 stainless steel, #4 brush finish, single-door, 1/4-turn sanitary stainless steel latch. | Stock | 2363 | 2527
SCE-30K2412SSST | Saginaw sanitary enclosure, slope top, NEMA 3R/4/4X/12, 30 x 24 x 12in (HxWxD), wall mount, 304 stainless steel, #4 brush finish, single-door, 1/4-turn sanitary stainless steel latch. | Stock | 2686 | 2872
SCE-30K3012SSST | Saginaw sanitary enclosure, slope top, NEMA 3R/4/4X/12, 30 x 30 x 12in (HxWxD), wall mount, 304 stainless steel, #4 brush finish, single-door, 1/4-turn sanitary stainless steel latch. | Stock | 3346 | 3578
SCE-30N2406LP | Saginaw enclosure, NEMA 1, 30 x 24 x 6in (HxWxD), wall mount, carbon steel, ANSI 61 gray, powder coat finish, single-door, 1/4-turn semi-flush latch. | Stock | 223 | 233
SCE-30N2408LP | Saginaw enclosure, NEMA 1, 30 x 24 x 8in (HxWxD), wall mount, carbon steel, ANSI 61 gray, powder coat finish, single-door, 1/4-turn semi-flush latch. | Stock | 248 | 259
SCE-30N2412LP | Saginaw enclosure, NEMA 1, 30 x 24 x 12in (HxWxD), wall mount, carbon steel, ANSI 61 gray, powder coat finish, single-door, 1/4-turn semi-flush latch. | Stock | 291 | 304
SCE-30N24MP | Saginaw subpanel, carbon steel, white, powder coat finish. For use with SCE-30N2406LP, 30N2408LP and SCE-30N2412LP enclosures. | Stock | 59 | 62
SCE-30N24MPP | Saginaw subpanel, perforated, carbon steel, white, powder coat finish. For use with SCE-30N2406LP, 30N2408LP and SCE-30N2412LP enclosures. | Stock | 92 | 96
SCE-30N3008LP | Saginaw enclosure, NEMA 1, 30 x 30 x 8in (HxWxD), wall mount, carbon steel, ANSI 61 gray, powder coat finish, single-door, 1/4-turn semi-flush latch. | Stock | 279 | 292
SCE-30N30MP | Saginaw subpanel, carbon steel, white, powder coat finish. For use with SCE-30N3008LP enclosures. | Stock | 78 | 82
SCE-30N30MPP | Saginaw subpanel, perforated, carbon steel, white, powder coat finish. For use with SCE-30N3008LP enclosures. | Stock | 114 | 120
SCE-30P16 | Saginaw subpanel, carbon steel, white, powder coat finish. For use with SCE-30EL1606xxx and SCE-30H1606LP enclosures. | Stock | 60 | 62
SCE-30P16GALV | Saginaw subpanel, galvanized steel. For use with SCE-30EL1606xxx and SCE-30H1606LP enclosures. | Stock | 63 | 66
SCE-30P20 | Saginaw subpanel, carbon steel, white, powder coat finish. For use with SCE-924B, SCE-936B, SCE-30EL20xxxx, SCE-30XEL21xxxx, SCE-30SA22xxxx and SCE-30H20xxxx enclosures. | Stock | 74 | 76
SCE-30P20GALV | Saginaw subpanel, galvanized steel. For use with SCE-924B, SCE-936B, SCE-30EL20xxxx, SCE-30XEL21xxxx, SCE-30SA22xxxx and SCE-30H20xxxx enclosures. | Stock | 77 | 80
SCE-30P24 | Saginaw subpanel, carbon steel, white, powder coat finish. For use with SCE-402516Sxxxx, SCE-24EL30xxxx, SCE-30EL24xxxx, SCE-30XEL25xxxx, SCE-30SA26xxxx, SCE-30HS2508xxxx, SCE-35VR2412, SCE-30R24xxxx, SCE-24H30xxxx and SCE-30H24xxxx enclosures. | Stock | 84 | 87
SCE-30P24GALV | Saginaw subpanel, galvanized steel. For use with SCE-402516Sxxxx, SCE-24EL30xxxx, SCE-30EL24xxxx, SCE-30XEL25xxxx, SCE-30SA26xxxx, SCE-30HS2508xxxx, SCE-35VR2412, SCE-30R24xxxx, SCE-24H30xxxx and SCE-30H24xxxx enclosures. | Stock | 88 | 91
SCE-30P24SS | Saginaw subpanel, 304 stainless steel, #4 brush finish. For use with SCE-402516Sxxxx, SCE-24EL30xxxx, SCE-30EL24xxxx, SCE-30XEL25xxxx, SCE-30SA26xxxx, SCE-30HS2508xxxx, SCE-35VR2412, SCE-30R24xxxx, SCE-24H30xxxx and SCE-30H24xxxx enclosures. | Stock | 209 | 217
SCE-30P30 | Saginaw subpanel, carbon steel, white, powder coat finish. For use with SCE-30EL30xxxx and SCE-30H30xxxx enclosures. | Stock | 110 | 114
SCE-30P30GALV | Saginaw subpanel, galvanized steel. For use with SCE-30EL30xxxx and SCE-30H30xxxx enclosures. | Stock | 116 | 120
SCE-30P30SS | Saginaw subpanel, 304 stainless steel, #4 brush finish. For use with SCE-30EL30xxxx and SCE-30H30xxxx enclosures. | Stock | 276 | 286
SCE-30R2408LP | Saginaw enclosure, NEMA 3R, 30 x 24 x 8in (HxWxD), wall mount, carbon steel, ANSI 61 gray, powder coat finish, single-door, 1/4-turn padlocking wing handle. | Stock | 369 | 387
SCE-30R2412LP | Saginaw enclosure, NEMA 3R, 30 x 24 x 12in (HxWxD), wall mount, carbon steel, ANSI 61 gray, powder coat finish, single-door, 1/4-turn padlocking wing handle. | Stock | 390 | 409
SCE-30R2416LP | Saginaw enclosure, NEMA 3R, 30 x 24 x 16in (HxWxD), wall mount, carbon steel, ANSI 61 gray, powder coat finish, single-door, 1/4-turn padlocking wing handle. | Stock | 418 | 438
SCE-30XEL2108LP | Saginaw Enviroline series disconnect enclosure, NEMA 3R/4/12/13, right flange, 30 x 21 x 8in (HxWxD), wall mount, carbon steel, ANSI 61 gray, powder coat finish, single-door, 2-point padlocking handle, purchase subpanel separately. | Stock | 492 | 514
SCE-30XEL2108LPLG | Saginaw Enviroline series disconnect enclosure, NEMA 3R/4/12/13, right flange, 30 x 21 x 8in (HxWxD), wall mount, carbon steel, RAL 7035 light gray, powder coat finish, single-door, 2-point padlocking handle, purchase subpanel separately. | Stock | 492 | 514
SCE-30XEL2508LP | Saginaw Enviroline series disconnect enclosure, NEMA 3R/4/12/13, right flange, 30 x 25 x 8in (HxWxD), wall mount, carbon steel, ANSI 61 gray, powder coat finish, single-door, 2-point padlocking handle, purchase subpanel separately. | Stock | 514 | 537
SCE-30XEL2508LPLG | Saginaw Enviroline series disconnect enclosure, NEMA 3R/4/12/13, right flange, 30 x 25 x 8in (HxWxD), wall mount, carbon steel, RAL 7035 light gray, powder coat finish, single-door, 2-point padlocking handle, purchase subpanel separately. | Stock | 514 | 537
SCE-30XEL2508SS6LP | Saginaw Enviroline series disconnect enclosure, NEMA 3R/4/4X/12/13, right flange, 30 x 25 x 8in (HxWxD), wall mount, 316L stainless steel, #4 brush finish, single-door, 2-point padlocking handle, purchase subpanel separately. | Stock | 1503 | 1610
SCE-30XEL2508SSLP | Saginaw Enviroline series disconnect enclosure, NEMA 3R/4/4X/12/13, right flange, 30 x 25 x 8in (HxWxD), wall mount, 304 stainless steel, #4 brush finish, single-door, 2-point padlocking handle, purchase subpanel separately. | Stock | 1253 | 1342
SCE-30XEL2510LP | Saginaw Enviroline series disconnect enclosure, NEMA 3R/4/12/13, right flange, 30 x 25 x 10in (HxWxD), wall mount, carbon steel, ANSI 61 gray, powder coat finish, single-door, 2-point padlocking handle, purchase subpanel separately. | Stock | 540 | 565
SCE-30XEL2510LPLG | Saginaw Enviroline series disconnect enclosure, NEMA 3R/4/12/13, right flange, 30 x 25 x 10in (HxWxD), wall mount, carbon steel, RAL 7035 light gray, powder coat finish, single-door, 2-point padlocking handle, purchase subpanel separately. | Stock | 540 | 565
SCE-30XEL2510SS6LP | Saginaw Enviroline series disconnect enclosure, NEMA 3R/4/4X/12/13, right flange, 30 x 25 x 10in (HxWxD), wall mount, 316L stainless steel, #4 brush finish, single-door, 2-point padlocking handle, purchase subpanel separately. | Stock | 1638 | 1755
SCE-30XEL2510SSLP | Saginaw Enviroline series disconnect enclosure, NEMA 3R/4/4X/12/13, right flange, 30 x 25 x 10in (HxWxD), wall mount, 304 stainless steel, #4 brush finish, single-door, 2-point padlocking handle, purchase subpanel separately. | Stock | 1365 | 1462
SCE-30XEL2510SSST | Saginaw Enviroline series disconnect enclosure, slope top, NEMA 3R/4/4X/12/13, right flange, 30 x 25 x 10in (HxWxD), wall mount, 304 stainless steel, #4 brush finish, single-door, 2-point padlocking handle, purchase subpanel separately. | Stock | 1663 | 1778
SC-E3-110VAC | Fuji Electric IEC contactor, 65A, (3) N.O. power contact(s), 120 VAC (60Hz)/110 VAC (50Hz) coil voltage. | Stock | 87 | 97
SC-E3-220VAC | Fuji Electric IEC contactor, 65A, (3) N.O. power contact(s), 240 VAC (60Hz)/220 VAC (50Hz) coil voltage. | Stock | 87 | 97
SC-E3-24VAC | Fuji Electric IEC contactor, 65A, (3) N.O. power contact(s), 24 VAC (60Hz) coil voltage. | Stock | 87 | 97
SCE-342424SSWS | Saginaw workstation, NEMA 4/4X/12/13, 34 x 24 x 24in (HxWxD), desktop or pedestal mount, dual access, 304 stainless steel, #4 brush finish, single-door with keyboard drawer, 3-point keylocking flush swing handle, polycarbonate window. | Stock | 5724 | 6131
SCE-342424WS | Saginaw workstation, NEMA 12/13, 34 x 24 x 24in (HxWxD), desktop or pedestal mount, dual access, carbon steel, RAL 7035 light gray, powder coat finish, single-door with keyboard drawer, 3-point keylocking flush swing handle, polycarbonate window. | Stock | 2069 | 2152
SC-E3-440VAC | Fuji Electric IEC contactor, 65A, (3) N.O. power contact(s), 440-480 VAC (60Hz) coil voltage. | Stock | 87 | 97
SCE-35VR2412 | Saginaw enclosure, vented, NEMA 3R, 35 x 24 x 12in (HxWxD), wall mount, carbon steel, white, powder coat finish, single-door, 1/4-turn padlocking wing handle. | Stock | 975 | 1023
SCE-364212WFLP | Saginaw enclosure, NEMA 3R/12/13, 36 x 42 x 12in (HxWxD), wall mount, carbon steel, ANSI 61 gray, powder coat finish, double-door, 3-point keylocking/padlocking combo handle. | Stock | 873 | 914
SCE-364216WFLP | Saginaw enclosure, NEMA 3R/12/13, 36 x 42 x 16in (HxWxD), wall mount, carbon steel, ANSI 61 gray, powder coat finish, double-door, 3-point keylocking/padlocking combo handle. | Stock | 950 | 995
SCE-364810WFLP | Saginaw enclosure, NEMA 3R/12/13, 36 x 48 x 10in (HxWxD), wall mount, carbon steel, ANSI 61 gray, powder coat finish, double-door, 3-point keylocking/padlocking combo handle. | Stock | 938 | 982
SCE-364812WFLP | Saginaw enclosure, NEMA 3R/12/13, 36 x 48 x 12in (HxWxD), wall mount, carbon steel, ANSI 61 gray, powder coat finish, double-door, 3-point keylocking/padlocking combo handle. | Stock | 952 | 997
SCE-364816WFLP | Saginaw enclosure, NEMA 3R/12/13, 36 x 48 x 16in (HxWxD), wall mount, carbon steel, ANSI 61 gray, powder coat finish, double-door, 3-point keylocking/padlocking combo handle. | Stock | 1040 | 1090
SCE-366012WFLP | Saginaw enclosure, NEMA 3R/12/13, 36 x 60 x 12in (HxWxD), wall mount, carbon steel, ANSI 61 gray, powder coat finish, double-door, 3-point keylocking/padlocking combo handle. | Stock | 1110 | 1163
SCE-366016WFLP | Saginaw enclosure, NEMA 3R/12/13, 36 x 60 x 16in (HxWxD), wall mount, carbon steel, ANSI 61 gray, powder coat finish, double-door, 3-point keylocking/padlocking combo handle. | Stock | 1237 | 1296
SCE-36EL2408LP | Saginaw Enviroline series enclosure, NEMA 3R/4/12/13, 36 x 24 x 8in (HxWxD), wall mount, carbon steel, ANSI 61 gray, powder coat finish, single-door, 1/4-turn semi-flush latch. | Stock | 414 | 433
SCE-36EL2408LPLG | Saginaw Enviroline series enclosure, NEMA 3R/4/12/13, 36 x 24 x 8in (HxWxD), wall mount, carbon steel, RAL 7035 light gray, powder coat finish, single-door, 1/4-turn semi-flush latch. | Stock | 414 | 433
SCE-36EL2408SS6LP | Saginaw Enviroline series enclosure, NEMA 3R/4/4X/12/13, 36 x 24 x 8in (HxWxD), wall mount, 316L stainless steel, #4 brush finish, single-door, 1/4-turn semi-flush latch. | Stock | 1568 | 1679
SCE-36EL2408SSLP | Saginaw Enviroline series enclosure, NEMA 3R/4/4X/12/13, 36 x 24 x 8in (HxWxD), wall mount, 304 stainless steel, #4 brush finish, single-door, 1/4-turn semi-flush latch. | Stock | 1306 | 1399
SCE-36EL2408SSST | Saginaw Enviroline series enclosure, slope top, NEMA 3R/4/4X/12/13, 36 x 24 x 8in (HxWxD), wall mount, 304 stainless steel, #4 brush finish, single-door, 1/4-turn semi-flush latch. | Stock | 1743 | 1863
SCE-36EL2410LP | Saginaw Enviroline series enclosure, NEMA 3R/4/12/13, 36 x 24 x 10in (HxWxD), wall mount, carbon steel, ANSI 61 gray, powder coat finish, single-door, 1/4-turn semi-flush latch. | Stock | 448 | 468
SCE-36EL2410LPLG | Saginaw Enviroline series enclosure, NEMA 3R/4/12/13, 36 x 24 x 10in (HxWxD), wall mount, carbon steel, RAL 7035 light gray, powder coat finish, single-door, 1/4-turn semi-flush latch. | Stock | 450 | 470
SCE-36EL2410SS6LP | Saginaw Enviroline series enclosure, NEMA 3R/4/4X/12/13, 36 x 24 x 10in (HxWxD), wall mount, 316L stainless steel, #4 brush finish, single-door, 1/4-turn semi-flush latch. | Stock | 1673 | 1792
SCE-36EL2410SSLP | Saginaw Enviroline series enclosure, NEMA 3R/4/4X/12/13, 36 x 24 x 10in (HxWxD), wall mount, 304 stainless steel, #4 brush finish, single-door, 1/4-turn semi-flush latch. | Stock | 1394 | 1493
SCE-36EL2412LP | Saginaw Enviroline series enclosure, NEMA 3R/4/12/13, 36 x 24 x 12in (HxWxD), wall mount, carbon steel, ANSI 61 gray, powder coat finish, single-door, 1/4-turn semi-flush latch. | Stock | 462 | 483
SCE-36EL2412LPLG | Saginaw Enviroline series enclosure, NEMA 3R/4/12/13, 36 x 24 x 12in (HxWxD), wall mount, carbon steel, RAL 7035 light gray, powder coat finish, single-door, 1/4-turn semi-flush latch. | Stock | 462 | 483
SCE-36EL2412LPPL | Saginaw Enviroline series enclosure, NEMA 3R/4/12/13, 36 x 24 x 12in (HxWxD), wall mount, carbon steel, ANSI 61 gray, powder coat finish, single-door, 3-point keylocking/padlocking combo handle. | Stock | 588 | 615
SCE-36EL2412SS6LPPL | Saginaw Enviroline series enclosure, NEMA 3R/4/4X/12/13, 36 x 24 x 12in (HxWxD), wall mount, 316L stainless steel, #4 brush finish, single-door, 3-point keylocking/padlocking combo handle. | Stock | 1919 | 2055
SCE-36EL2412SSLPPL | Saginaw Enviroline series enclosure, NEMA 3R/4/4X/12/13, 36 x 24 x 12in (HxWxD), wall mount, 304 stainless steel, #4 brush finish, single-door, 3-point keylocking/padlocking combo handle. | Stock | 1599 | 1713
SCE-36EL2412SSST | Saginaw Enviroline series enclosure, slope top, NEMA 3R/4/4X/12/13, 36 x 24 x 12in (HxWxD), wall mount, 304 stainless steel, #4 brush finish, single-door, 1/4-turn semi-flush latch. | Stock | 1959 | 2095
SCE-36EL2416LP | Saginaw Enviroline series enclosure, NEMA 3R/4/12/13, 36 x 24 x 16in (HxWxD), wall mount, carbon steel, ANSI 61 gray, powder coat finish, single-door, 1/4-turn semi-flush latch. | Stock | 477 | 499
SCE-36EL2416LPLG | Saginaw Enviroline series enclosure, NEMA 3R/4/12/13, 36 x 24 x 16in (HxWxD), wall mount, carbon steel, RAL 7035 light gray, powder coat finish, single-door, 1/4-turn semi-flush latch. | Stock | 477 | 499
SCE-36EL3008LP | Saginaw Enviroline series enclosure, NEMA 3R/4/12/13, 36 x 30 x 8in (HxWxD), wall mount, carbon steel, ANSI 61 gray, powder coat finish, single-door, 1/4-turn semi-flush latch. | Stock | 466 | 487
SCE-36EL3008LPLG | Saginaw Enviroline series enclosure, NEMA 3R/4/12/13, 36 x 30 x 8in (HxWxD), wall mount, carbon steel, RAL 7035 light gray, powder coat finish, single-door, 1/4-turn semi-flush latch. | Stock | 466 | 487
SCE-36EL3008SS6LP | Saginaw Enviroline series enclosure, NEMA 3R/4/4X/12/13, 36 x 30 x 8in (HxWxD), wall mount, 316L stainless steel, #4 brush finish, single-door, 1/4-turn semi-flush latch. | Stock | 1781 | 1908
SCE-36EL3008SSLP | Saginaw Enviroline series enclosure, NEMA 3R/4/4X/12/13, 36 x 30 x 8in (HxWxD), wall mount, 304 stainless steel, #4 brush finish, single-door, 1/4-turn semi-flush latch. | Stock | 1484 | 1590
SCE-36EL3008SSST | Saginaw Enviroline series enclosure, slope top, NEMA 3R/4/4X/12/13, 36 x 30 x 8in (HxWxD), wall mount, 304 stainless steel, #4 brush finish, single-door, 1/4-turn semi-flush latch. | Stock | 1980 | 2117
SCE-36EL3010LP | Saginaw Enviroline series enclosure, NEMA 3R/4/12/13, 36 x 30 x 10in (HxWxD), wall mount, carbon steel, ANSI 61 gray, powder coat finish, single-door, 1/4-turn semi-flush latch. | Stock | 497 | 519
SCE-36EL3010LPLG | Saginaw Enviroline series enclosure, NEMA 3R/4/12/13, 36 x 30 x 10in (HxWxD), wall mount, carbon steel, RAL 7035 light gray, powder coat finish, single-door, 1/4-turn semi-flush latch. | Stock | 497 | 519
SCE-36EL3010SS6LP | Saginaw Enviroline series enclosure, NEMA 3R/4/4X/12/13, 36 x 30 x 10in (HxWxD), wall mount, 316L stainless steel, #4 brush finish, single-door, 1/4-turn semi-flush latch. | Stock | 1913 | 2049
SCE-36EL3010SSLP | Saginaw Enviroline series enclosure, NEMA 3R/4/4X/12/13, 36 x 30 x 10in (HxWxD), wall mount, 304 stainless steel, #4 brush finish, single-door, 1/4-turn semi-flush latch. | Stock | 1595 | 1708
SCE-36EL3012LP | Saginaw Enviroline series enclosure, NEMA 3R/4/12/13, 36 x 30 x 12in (HxWxD), wall mount, carbon steel, ANSI 61 gray, powder coat finish, single-door, 1/4-turn semi-flush latch. | Stock | 516 | 540
SCE-36EL3012LPLG | Saginaw Enviroline series enclosure, NEMA 3R/4/12/13, 36 x 30 x 12in (HxWxD), wall mount, carbon steel, RAL 7035 light gray, powder coat finish, single-door, 1/4-turn semi-flush latch. | Stock | 516 | 540
SCE-36EL3012LPPL | Saginaw Enviroline series enclosure, NEMA 3R/4/12/13, 36 x 30 x 12in (HxWxD), wall mount, carbon steel, ANSI 61 gray, powder coat finish, single-door, 3-point keylocking/padlocking combo handle. | Stock | 643 | 672
SCE-36EL3012SS6LP | Saginaw Enviroline series enclosure, NEMA 3R/4/4X/12/13, 36 x 30 x 12in (HxWxD), wall mount, 316L stainless steel, #4 brush finish, single-door, 1/4-turn semi-flush latch. | Stock | 2028 | 2172
SCE-36EL3012SS6LPPL | Saginaw Enviroline series enclosure, NEMA 3R/4/4X/12/13, 36 x 30 x 12in (HxWxD), wall mount, 316L stainless steel, #4 brush finish, single-door, 3-point keylocking/padlocking combo handle. | Stock | 2179 | 2333
SCE-36EL3012SSLP | Saginaw Enviroline series enclosure, NEMA 3R/4/4X/12/13, 36 x 30 x 12in (HxWxD), wall mount, 304 stainless steel, #4 brush finish, single-door, 1/4-turn semi-flush latch. | Stock | 1690 | 1810
SCE-36EL3012SSLPPL | Saginaw Enviroline series enclosure, NEMA 3R/4/4X/12/13, 36 x 30 x 12in (HxWxD), wall mount, 304 stainless steel, #4 brush finish, single-door, 3-point keylocking/padlocking combo handle. | Stock | 1815 | 1944
SCE-36EL3012SSST | Saginaw Enviroline series enclosure, slope top, NEMA 3R/4/4X/12/13, 36 x 30 x 12in (HxWxD), wall mount, 304 stainless steel, #4 brush finish, single-door, 1/4-turn semi-flush latch. | Stock | 2254 | 2411
SCE-36EL3016LP | Saginaw Enviroline series enclosure, NEMA 3R/4/12/13, 36 x 30 x 16in (HxWxD), wall mount, carbon steel, ANSI 61 gray, powder coat finish, single-door, 1/4-turn semi-flush latch. | Stock | 568 | 594
SCE-36EL3016LPLG | Saginaw Enviroline series enclosure, NEMA 3R/4/12/13, 36 x 30 x 16in (HxWxD), wall mount, carbon steel, RAL 7035 light gray, powder coat finish, single-door, 1/4-turn semi-flush latch. | Stock | 568 | 594
SCE-36EL3016SSLP | Saginaw Enviroline series enclosure, NEMA 3R/4/4X/12/13, 36 x 30 x 16in (HxWxD), wall mount, 304 stainless steel, #4 brush finish, single-door, 1/4-turn semi-flush latch. | Stock | 1783 | 1910
SCE-36EL3016SSST | Saginaw Enviroline series enclosure, slope top, NEMA 3R/4/4X/12/13, 36 x 30 x 16in (HxWxD), wall mount, 304 stainless steel, #4 brush finish, single-door, 1/4-turn semi-flush latch. | Stock | 2390 | 2556
SCE-36EL3020LP | Saginaw Enviroline series enclosure, NEMA 3R/4/12/13, 36 x 30 x 20in (HxWxD), wall mount, carbon steel, ANSI 61 gray, powder coat finish, single-door, 1/4-turn semi-flush latch. | Stock | 619 | 647
SCE-36EL3020LPLG | Saginaw Enviroline series enclosure, NEMA 3R/4/12/13, 36 x 30 x 20in (HxWxD), wall mount, carbon steel, RAL 7035 light gray, powder coat finish, single-door, 1/4-turn semi-flush latch. | Stock | 619 | 647
SCE-36EL3608LP | Saginaw Enviroline series enclosure, NEMA 3R/4/12/13, 36 x 36 x 8in (HxWxD), wall mount, carbon steel, ANSI 61 gray, powder coat finish, single-door, 1/4-turn semi-flush latch. | Stock | 516 | 540
SCE-36EL3608LPLG | Saginaw Enviroline series enclosure, NEMA 3R/4/12/13, 36 x 36 x 8in (HxWxD), wall mount, carbon steel, RAL 7035 light gray, powder coat finish, single-door, 1/4-turn semi-flush latch. | Stock | 516 | 540
SCE-36EL3608SS6LP | Saginaw Enviroline series enclosure, NEMA 3R/4/4X/12/13, 36 x 36 x 8in (HxWxD), wall mount, 316L stainless steel, #4 brush finish, single-door, 1/4-turn semi-flush latch. | Stock | 2052 | 2198
SCE-36EL3608SSLP | Saginaw Enviroline series enclosure, NEMA 3R/4/4X/12/13, 36 x 36 x 8in (HxWxD), wall mount, 304 stainless steel, #4 brush finish, single-door, 1/4-turn semi-flush latch. | Stock | 1710 | 1832
SCE-36EL3610LP | Saginaw Enviroline series enclosure, NEMA 3R/4/12/13, 36 x 36 x 10in (HxWxD), wall mount, carbon steel, ANSI 61 gray, powder coat finish, single-door, 1/4-turn semi-flush latch. | Stock | 558 | 583
SCE-36EL3610LPLG | Saginaw Enviroline series enclosure, NEMA 3R/4/12/13, 36 x 36 x 10in (HxWxD), wall mount, carbon steel, RAL 7035 light gray, powder coat finish, single-door, 1/4-turn semi-flush latch. | Stock | 558 | 583
SCE-36EL3612LP | Saginaw Enviroline series enclosure, NEMA 3R/4/12/13, 36 x 36 x 12in (HxWxD), wall mount, carbon steel, ANSI 61 gray, powder coat finish, single-door, 1/4-turn semi-flush latch. | Stock | 572 | 598
SCE-36EL3612LPLG | Saginaw Enviroline series enclosure, NEMA 3R/4/12/13, 36 x 36 x 12in (HxWxD), wall mount, carbon steel, RAL 7035 light gray, powder coat finish, single-door, 1/4-turn semi-flush latch. | Stock | 572 | 598
SCE-36EL3612SS6LP | Saginaw Enviroline series enclosure, NEMA 3R/4/4X/12/13, 36 x 36 x 12in (HxWxD), wall mount, 316L stainless steel, #4 brush finish, single-door, 1/4-turn semi-flush latch. | Stock | 2279 | 2441
SCE-36EL3612SSLP | Saginaw Enviroline series enclosure, NEMA 3R/4/4X/12/13, 36 x 36 x 12in (HxWxD), wall mount, 304 stainless steel, #4 brush finish, single-door, 1/4-turn semi-flush latch. | Stock | 1899 | 2034
SCE-36EL3612SSLPPL | Saginaw Enviroline series enclosure, NEMA 3R/4/4X/12/13, 36 x 36 x 12in (HxWxD), wall mount, 304 stainless steel, #4 brush finish, single-door, 3-point keylocking/padlocking combo handle. | Stock | 2044 | 2189
SCE-36EL3612SSST | Saginaw Enviroline series enclosure, slope top, NEMA 3R/4/4X/12/13, 36 x 36 x 12in (HxWxD), wall mount, 304 stainless steel, #4 brush finish, single-door, 1/4-turn semi-flush latch. | Stock | 2303 | 2462
SCE-36EL3616LP | Saginaw Enviroline series enclosure, NEMA 3R/4/12/13, 36 x 36 x 16in (HxWxD), wall mount, carbon steel, ANSI 61 gray, powder coat finish, single-door, 1/4-turn semi-flush latch. | Stock | 629 | 657
SCE-36EL3616LPLG | Saginaw Enviroline series enclosure, NEMA 3R/4/12/13, 36 x 36 x 16in (HxWxD), wall mount, carbon steel, RAL 7035 light gray, powder coat finish, single-door, 1/4-turn semi-flush latch. | Stock | 629 | 657
SCE-36EL4212SSWFLP | Saginaw Enviroline series enclosure, NEMA 3R/4/4X/12/13, 36 x 42 x 12in (HxWxD), wall mount, 304 stainless steel, #4 brush finish, 2-door, 3-point keylocking/padlocking combo handle. | Stock | 3743 | 4009
SCE-36EL4216WFLP | Saginaw Enviroline series enclosure, NEMA 3R/4/12/13, 36 x 42 x 16in (HxWxD), wall mount, carbon steel, ANSI 61 gray, powder coat finish, 2-door, 3-point keylocking/padlocking combo handle. | Stock | 1235 | 1294
SCE-36EL4812SSWFLP | Saginaw Enviroline series enclosure, NEMA 3R/4/4X/12/13, 36 x 48 x 12in (HxWxD), wall mount, 304 stainless steel, #4 brush finish, 2-door, 3-point keylocking/padlocking combo handle. | Stock | 3837 | 4109
SCE-36EL4812WFLP | Saginaw Enviroline series enclosure, NEMA 3R/4/12/13, 36 x 48 x 12in (HxWxD), wall mount, carbon steel, ANSI 61 gray, powder coat finish, 2-door, 3-point keylocking/padlocking combo handle. | Stock | 1299 | 1361
SCE-36EL6012SSWFLP | Saginaw Enviroline series enclosure, NEMA 3R/4/4X/12/13, 36 x 60 x 12in (HxWxD), wall mount, 304 stainless steel, #4 brush finish, 2-door, 3-point keylocking/padlocking combo handle. | Stock | 4236 | 4537
SCE-36EL6012WFLP | Saginaw Enviroline series enclosure, NEMA 3R/4/12/13, 36 x 60 x 12in (HxWxD), wall mount, carbon steel, ANSI 61 gray, powder coat finish, 2-door, 3-point keylocking/padlocking combo handle. | Stock | 1443 | 1511
SCE-36H1606LP | Saginaw enclosure, NEMA 3R/4/12/13, 36 x 16 x 6in (HxWxD), wall mount, carbon steel, ANSI 61 gray, powder coat finish, single-door, plated steel clamps, padlock hasp and staple. | Stock | 358 | 375
SCE-36H2406LP | Saginaw enclosure, NEMA 3R/4/12/13, 36 x 24 x 6in (HxWxD), wall mount, carbon steel, ANSI 61 gray, powder coat finish, single-door, plated steel clamps, padlock hasp and staple. | Stock | 438 | 459
SCE-36H2408LP | Saginaw enclosure, NEMA 3R/4/12/13, 36 x 24 x 8in (HxWxD), wall mount, carbon steel, ANSI 61 gray, powder coat finish, single-door, plated steel clamps, padlock hasp and staple. | Stock | 465 | 487
SCE-36H2408SS6LP | Saginaw enclosure, NEMA 3R/4/4X/12/13, 36 x 24 x 8in (HxWxD), wall mount, 316L stainless steel, #4 brush finish, single-door, stainless steel clamps, padlock hasp and staple. | Stock | 1650 | 1767
SCE-36H2408SSLP | Saginaw enclosure, NEMA 3R/4/4X/12/13, 36 x 24 x 8in (HxWxD), wall mount, 304 stainless steel, #4 brush finish, single-door, stainless steel clamps, padlock hasp and staple. | Stock | 1375 | 1473
SCE-36H2410LP | Saginaw enclosure, NEMA 3R/4/12/13, 36 x 24 x 10in (HxWxD), wall mount, carbon steel, ANSI 61 gray, powder coat finish, single-door, plated steel clamps, padlock hasp and staple. | Stock | 491 | 514
SCE-36H2410SS6LP | Saginaw enclosure, NEMA 3R/4/4X/12/13, 36 x 24 x 10in (HxWxD), wall mount, 316L stainless steel, #4 brush finish, single-door, stainless steel clamps, padlock hasp and staple. | Stock | 1762 | 1887
SCE-36H2410SSLP | Saginaw enclosure, NEMA 3R/4/4X/12/13, 36 x 24 x 10in (HxWxD), wall mount, 304 stainless steel, #4 brush finish, single-door, stainless steel clamps, padlock hasp and staple. | Stock | 1468 | 1572
SCE-36H2412LP | Saginaw enclosure, NEMA 3R/4/12/13, 36 x 24 x 12in (HxWxD), wall mount, carbon steel, ANSI 61 gray, powder coat finish, single-door, plated steel clamps, padlock hasp and staple. | Stock | 518 | 542
SCE-36H2416LP | Saginaw enclosure, NEMA 3R/4/12/13, 36 x 24 x 16in (HxWxD), wall mount, carbon steel, ANSI 61 gray, powder coat finish, single-door, plated steel clamps, padlock hasp and staple. | Stock | 577 | 604
SCE-36H3006LP | Saginaw enclosure, NEMA 3R/4/12/13, 36 x 30 x 6in (HxWxD), wall mount, carbon steel, ANSI 61 gray, powder coat finish, single-door, plated steel clamps, padlock hasp and staple. | Stock | 494 | 518
SCE-36H3008LP | Saginaw enclosure, NEMA 3R/4/12/13, 36 x 30 x 8in (HxWxD), wall mount, carbon steel, ANSI 61 gray, powder coat finish, single-door, plated steel clamps, padlock hasp and staple. | Stock | 524 | 548
SCE-36H3008SS6LP | Saginaw enclosure, NEMA 3R/4/4X/12/13, 36 x 30 x 8in (HxWxD), wall mount, 316L stainless steel, #4 brush finish, single-door, stainless steel clamps, padlock hasp and staple. | Stock | 1892 | 2027
SCE-36H3008SSLP | Saginaw enclosure, NEMA 3R/4/4X/12/13, 36 x 30 x 8in (HxWxD), wall mount, 304 stainless steel, #4 brush finish, single-door, stainless steel clamps, padlock hasp and staple. | Stock | 1577 | 1689
SCE-36H3010LP | Saginaw enclosure, NEMA 3R/4/12/13, 36 x 30 x 10in (HxWxD), wall mount, carbon steel, ANSI 61 gray, powder coat finish, single-door, plated steel clamps, padlock hasp and staple. | Stock | 553 | 579
SCE-36H3010SS6LP | Saginaw enclosure, NEMA 3R/4/4X/12/13, 36 x 30 x 10in (HxWxD), wall mount, 316L stainless steel, #4 brush finish, single-door, stainless steel clamps, padlock hasp and staple. | Stock | 2014 | 2157
SCE-36H3010SSLP | Saginaw enclosure, NEMA 3R/4/4X/12/13, 36 x 30 x 10in (HxWxD), wall mount, 304 stainless steel, #4 brush finish, single-door, stainless steel clamps, padlock hasp and staple. | Stock | 1678 | 1797
SCE-36H3012LP | Saginaw enclosure, NEMA 3R/4/12/13, 36 x 30 x 12in (HxWxD), wall mount, carbon steel, ANSI 61 gray, powder coat finish, single-door, plated steel clamps, padlock hasp and staple. | Stock | 580 | 607
SCE-36H3012SS6LP | Saginaw enclosure, NEMA 3R/4/4X/12/13, 36 x 30 x 12in (HxWxD), wall mount, 316L stainless steel, #4 brush finish, single-door, stainless steel clamps, padlock hasp and staple. | Stock | 2135 | 2287
SCE-36H3012SSLP | Saginaw enclosure, NEMA 3R/4/4X/12/13, 36 x 30 x 12in (HxWxD), wall mount, 304 stainless steel, #4 brush finish, single-door, stainless steel clamps, padlock hasp and staple. | Stock | 1779 | 1906
SCE-36H3016LP | Saginaw enclosure, NEMA 3R/4/12/13, 36 x 30 x 16in (HxWxD), wall mount, carbon steel, ANSI 61 gray, powder coat finish, single-door, plated steel clamps, padlock hasp and staple. | Stock | 639 | 669
SCE-36H3016SS6LP | Saginaw enclosure, NEMA 3R/4/4X/12/13, 36 x 30 x 16in (HxWxD), wall mount, 316L stainless steel, #4 brush finish, single-door, stainless steel clamps, padlock hasp and staple. | Stock | 2376 | 2545
SCE-36H3016SSLP | Saginaw enclosure, NEMA 3R/4/4X/12/13, 36 x 30 x 16in (HxWxD), wall mount, 304 stainless steel, #4 brush finish, single-door, stainless steel clamps, padlock hasp and staple. | Stock | 1980 | 2120
SCE-36H3020LP | Saginaw enclosure, NEMA 3R/4/12/13, 36 x 30 x 20in (HxWxD), wall mount, carbon steel, ANSI 61 gray, powder coat finish, single-door, plated steel clamps, padlock hasp and staple. | Stock | 695 | 728
SCE-36H3608LP | Saginaw enclosure, NEMA 3R/4/12/13, 36 x 36 x 8in (HxWxD), wall mount, carbon steel, ANSI 61 gray, powder coat finish, single-door, plated steel clamps, padlock hasp and staple. | Stock | 580 | 607
SCE-36H3612LP | Saginaw enclosure, NEMA 3R/4/12/13, 36 x 36 x 12in (HxWxD), wall mount, carbon steel, ANSI 61 gray, powder coat finish, single-door, plated steel clamps, padlock hasp and staple. | Stock | 645 | 676
SCE-36H3612SS6LP | Saginaw enclosure, NEMA 3R/4/4X/12/13, 36 x 36 x 12in (HxWxD), wall mount, 316L stainless steel, #4 brush finish, single-door, stainless steel clamps, padlock hasp and staple. | Stock | 2398 | 2569
SCE-36H3612SSLP | Saginaw enclosure, NEMA 3R/4/4X/12/13, 36 x 36 x 12in (HxWxD), wall mount, 304 stainless steel, #4 brush finish, single-door, stainless steel clamps, padlock hasp and staple. | Stock | 1999 | 2141
SCE-36H3616LP | Saginaw enclosure, NEMA 3R/4/12/13, 36 x 36 x 16in (HxWxD), wall mount, carbon steel, ANSI 61 gray, powder coat finish, single-door, plated steel clamps, padlock hasp and staple. | Stock | 707 | 741
SCE-36HS2508LP | Saginaw disconnect enclosure, NEMA 3R/4/12/13, right flange, 36 x 25 x 8in (HxWxD), wall mount, carbon steel, ANSI 61 gray, powder coat finish, single-door, plated steel clamps, purchase subpanel separately. | Stock | 710 | 744
SCE-36HS2508SS6LP | Saginaw disconnect enclosure, NEMA 3R/4/4X/12/13, right flange, 36 x 25 x 8in (HxWxD), wall mount, 316L stainless steel, #4 brush finish, single-door, stainless steel clamps, purchase subpanel separately. | Stock | 1855 | 1987
SCE-36HS2508SSLP | Saginaw disconnect enclosure, NEMA 3R/4/4X/12/13, right flange, 36 x 25 x 8in (HxWxD), wall mount, 304 stainless steel, #4 brush finish, single-door, stainless steel clamps, purchase subpanel separately. | Stock | 1546 | 1656
SCE-36HS3108LP | Saginaw disconnect enclosure, NEMA 3R/4/12/13, right flange, 36 x 31 x 8in (HxWxD), wall mount, carbon steel, ANSI 61 gray, powder coat finish, single-door, plated steel clamps, purchase subpanel separately. | Stock | 799 | 837
SCE-36HS3108SS6LP | Saginaw disconnect enclosure, NEMA 3R/4/4X/12/13, right flange, 36 x 31 x 8in (HxWxD), wall mount, 316L stainless steel, #4 brush finish, single-door, stainless steel clamps, purchase subpanel separately. | Stock | 2127 | 2278
SCE-36HS3108SSLP | Saginaw disconnect enclosure, NEMA 3R/4/4X/12/13, right flange, 36 x 31 x 8in (HxWxD), wall mount, 304 stainless steel, #4 brush finish, single-door, stainless steel clamps, purchase subpanel separately. | Stock | 1772 | 1898
SCE-36HS3112LP | Saginaw disconnect enclosure, NEMA 3R/4/12/13, right flange, 36 x 31 x 12in (HxWxD), wall mount, carbon steel, ANSI 61 gray, powder coat finish, single-door, plated steel clamps, purchase subpanel separately. | Stock | 885 | 927
SCE-36K2412SSST | Saginaw sanitary enclosure, slope top, NEMA 3R/4/4X/12, 36 x 24 x 12in (HxWxD), wall mount, 304 stainless steel, #4 brush finish, single-door, 1/4-turn sanitary stainless steel latch. | Stock | 3004 | 3213
SCE-36K3012SSST | Saginaw sanitary enclosure, slope top, NEMA 3R/4/4X/12, 36 x 30 x 12in (HxWxD), wall mount, 304 stainless steel, #4 brush finish, single-door, 1/4-turn sanitary stainless steel latch. | Stock | 3447 | 3686
SCE-36K3016SSST | Saginaw sanitary enclosure, slope top, NEMA 3R/4/4X/12, 36 x 30 x 16in (HxWxD), wall mount, 304 stainless steel, #4 brush finish, single-door, 1/4-turn sanitary stainless steel latch. | Stock | 3650 | 3903
SCE-36N2406LP | Saginaw enclosure, NEMA 1, 36 x 24 x 6in (HxWxD), wall mount, carbon steel, ANSI 61 gray, powder coat finish, single-door, 1/4-turn semi-flush latch. | Stock | 259 | 271
SCE-36N2406NK-B | Saginaw enclosure, NEMA 1, 36 x 24 x 6in (HxWxD), wall mount, with knockouts, carbon steel, precaution blue, powder coat finish, single-door, 1/4-turn semi-flush latch. | Stock | 315 | 329
SCE-36N2406NK-T | Saginaw enclosure, NEMA 1, 36 x 24 x 6in (HxWxD), wall mount, with knockouts, carbon steel, taupe tan, powder coat finish, single-door, 1/4-turn semi-flush latch. | Stock | 315 | 329
SCE-36N2408LP | Saginaw enclosure, NEMA 1, 36 x 24 x 8in (HxWxD), wall mount, carbon steel, ANSI 61 gray, powder coat finish, single-door, 1/4-turn semi-flush latch. | Stock | 285 | 297
SCE-36N2412LP | Saginaw enclosure, NEMA 1, 36 x 24 x 12in (HxWxD), wall mount, carbon steel, ANSI 61 gray, powder coat finish, single-door, 1/4-turn semi-flush latch. | Stock | 329 | 344
SCE-36N24MP | Saginaw subpanel, carbon steel, white, powder coat finish. For use with SCE-36N2406LP, 36N2408LP and SCE-36N2412LP enclosures. | Stock | 71 | 74
SCE-36N24MPP | Saginaw subpanel, perforated, carbon steel, white, powder coat finish. For use with SCE-36N2406LP, 36N2408LP and SCE-36N2412LP enclosures. | Stock | 114 | 120
SCE-36N3006LP | Saginaw enclosure, NEMA 1, 36 x 30 x 6in (HxWxD), wall mount, carbon steel, ANSI 61 gray, powder coat finish, single-door, 1/4-turn semi-flush latch. | Stock | 284 | 296
SCE-36N3008LP | Saginaw enclosure, NEMA 1, 36 x 30 x 8in (HxWxD), wall mount, carbon steel, ANSI 61 gray, powder coat finish, single-door, 1/4-turn semi-flush latch. | Stock | 312 | 326
SCE-36N3012LP | Saginaw enclosure, NEMA 1, 36 x 30 x 12in (HxWxD), wall mount, carbon steel, ANSI 61 gray, powder coat finish, single-door, 1/4-turn semi-flush latch. | Stock | 368 | 384
SCE-36N30MP | Saginaw subpanel, carbon steel, white, powder coat finish. For use with SCE-36N3006LP, 36N3008LP and SCE-36N3012LP enclosures. | Stock | 95 | 99
SCE-36N30MPP | Saginaw subpanel, perforated, carbon steel, white, powder coat finish. For use with SCE-36N3006LP, 36N3008LP and SCE-36N3012LP enclosures. | Stock | 135 | 141
SCE-36P16 | Saginaw subpanel, carbon steel, white, powder coat finish. For use with SCE-36H1606LP enclosures. | Stock | 70 | 73
SCE-36P16GALV | Saginaw subpanel, galvanized steel. For use with SCE-36H1606LP enclosures. | Stock | 74 | 76
SCE-36P16SS | Saginaw subpanel, 304 stainless steel, #4 brush finish. For use with SCE-36H1606LP enclosures. | Stock | 176 | 182
SCE-36P24 | Saginaw subpanel, carbon steel, white, powder coat finish. For use with SCE-36EL24xxxx, SCE-36XEL25xxxx, SCE-36SA26xxxx, SCE-36HS2508xxxx, SCE41VR2412, SCE-36R24xxLP and SCE-36H24xxxx enclosures. | Stock | 100 | 104
SCE-36P24GALV | Saginaw subpanel, galvanized steel. For use with SCE-36EL24xxxx, SCE-36XEL25xxxx, SCE-36SA26xxxx, SCE-36HS2508xxxx, SCE41VR2412, SCE-36R24xxLP and SCE-36H24xxxx enclosures. | Stock | 105 | 109
SCE-36P24SS | Saginaw subpanel, 304 stainless steel, #4 brush finish. For use with SCE-36EL24xxxx, SCE-36XEL25xxxx, SCE-36SA26xxxx, SCE-36HS2508xxxx, SCE41VR2412, SCE-36R24xxLP and SCE-36H24xxxx enclosures. | Stock | 251 | 260
SCE-36P30 | Saginaw subpanel, carbon steel, white, powder coat finish. For use with SCE-403716xxxx, SCE-30EL36xxxx, SCE-36EL30xxxx, SCE-36XEL31xxxx, SCE-36SA32xxLPPL, SCE-36HS31xxxx, SCE-36R30xxLP, SCE-30H36xxxx and SCE-36H30xxxx enclosures. | Stock | 134 | 139
SCE-36P30GALV | Saginaw subpanel, galvanized steel. For use with SCE-403716xxxx, SCE-30EL36xxxx, SCE-36EL30xxxx, SCE-36XEL31xxxx, SCE-36SA32xxLPPL, SCE-36HS31xxxx, SCE-36R30xxLP, SCE-30H36xxxx and SCE-36H30xxxx enclosures. | Stock | 147 | 153
SCE-36P30SS | Saginaw subpanel, 304 stainless steel, #4 brush finish. For use with SCE-403716xxxx, SCE-30EL36xxxx, SCE-36EL30xxxx, SCE-36XEL31xxxx, SCE-36SA32xxLPPL, SCE-36HS31xxxx, SCE-36R30xxLP, SCE-30H36xxxx and SCE-36H30xxxx enclosures. | Stock | 334 | 347
SCE-36P36 | Saginaw subpanel, carbon steel, white, powder coat finish. For use with SCE-463719xxxx, SCE-36EL36xxxx and SCE-36H36xxxx enclosures. | Stock | 157 | 163
SCE-36P36GALV | Saginaw subpanel, galvanized steel. For use with SCE-463719xxxx, SCE-36EL36xxxx and SCE-36H36xxxx enclosures. | Stock | 173 | 179
SCE-36P36SS | Saginaw subpanel, 304 stainless steel, #4 brush finish. For use with SCE-463719xxxx, SCE-36EL36xxxx and SCE-36H36xxxx enclosures. | Stock | 393 | 407
SCE-36P52 | Saginaw subpanel, carbon steel, white, powder coat finish. For use with SCE-35VR2412 enclosures. | Stock | 213 | 221
SCE-36R2408LP | Saginaw enclosure, NEMA 3R, 36 x 24 x 8in (HxWxD), wall mount, carbon steel, ANSI 61 gray, powder coat finish, single-door, 1/4-turn padlocking wing handle. | Stock | 540 | 566
SCE-36R2412LP | Saginaw enclosure, NEMA 3R, 36 x 24 x 12in (HxWxD), wall mount, carbon steel, ANSI 61 gray, powder coat finish, single-door, 1/4-turn padlocking wing handle. | Stock | 565 | 593
SCE-36R2416LP | Saginaw enclosure, NEMA 3R, 36 x 24 x 16in (HxWxD), wall mount, carbon steel, ANSI 61 gray, powder coat finish, single-door, 1/4-turn padlocking wing handle. | Stock | 590 | 619
SCE-36R3008LP | Saginaw enclosure, NEMA 3R, 36 x 30 x 8in (HxWxD), wall mount, carbon steel, ANSI 61 gray, powder coat finish, single-door, 1/4-turn padlocking wing handle. | Stock | 574 | 602
SCE-36R3012LP | Saginaw enclosure, NEMA 3R, 36 x 30 x 12in (HxWxD), wall mount, carbon steel, ANSI 61 gray, powder coat finish, single-door, 1/4-turn padlocking wing handle. | Stock | 601 | 630
SCE-36R3016LP | Saginaw enclosure, NEMA 3R, 36 x 30 x 16in (HxWxD), wall mount, carbon steel, ANSI 61 gray, powder coat finish, single-door, 1/4-turn padlocking wing handle. | Stock | 625 | 656
SCE-36X2D5412 | Saginaw disconnect enclosure, NEMA 3R/4/12/13, right flange, 36 x 54 x 12in (HxWxD), freestanding/wall-mount, carbon steel, ANSI 61 gray, powder coat finish, 2-door, 3-point padlocking handle, purchase subpanel separately. | Stock | 1921 | 2015
SCE-36XEL2508LP | Saginaw Enviroline series disconnect enclosure, NEMA 3R/4/12/13, right flange, 36 x 25 x 8in (HxWxD), wall mount, carbon steel, ANSI 61 gray, powder coat finish, single-door, 2-point padlocking handle, purchase subpanel separately. | Stock | 567 | 593
SCE-36XEL2508LPLG | Saginaw Enviroline series disconnect enclosure, NEMA 3R/4/12/13, right flange, 36 x 25 x 8in (HxWxD), wall mount, carbon steel, RAL 7035 light gray, powder coat finish, single-door, 2-point padlocking handle, purchase subpanel separately. | Stock | 567 | 593
SCE-36XEL2508SS6LP | Saginaw Enviroline series disconnect enclosure, NEMA 3R/4/4X/12/13, right flange, 36 x 25 x 8in (HxWxD), wall mount, 316L stainless steel, #4 brush finish, single-door, 2-point padlocking handle, purchase subpanel separately. | Stock | 1725 | 1847
SCE-36XEL2508SSLP | Saginaw Enviroline series disconnect enclosure, NEMA 3R/4/4X/12/13, right flange, 36 x 25 x 8in (HxWxD), wall mount, 304 stainless steel, #4 brush finish, single-door, 2-point padlocking handle, purchase subpanel separately. | Stock | 1437 | 1539
SCE-36XEL2510LP | Saginaw Enviroline series disconnect enclosure, NEMA 3R/4/12/13, right flange, 36 x 25 x 10in (HxWxD), wall mount, carbon steel, ANSI 61 gray, powder coat finish, single-door, 2-point padlocking handle, purchase subpanel separately. | Stock | 595 | 622
SCE-36XEL2510LPLG | Saginaw Enviroline series disconnect enclosure, NEMA 3R/4/12/13, right flange, 36 x 25 x 10in (HxWxD), wall mount, carbon steel, RAL 7035 light gray, powder coat finish, single-door, 2-point padlocking handle, purchase subpanel separately. | Stock | 595 | 622
SCE-36XEL3108LP | Saginaw Enviroline series disconnect enclosure, NEMA 3R/4/12/13, right flange, 36 x 31 x 8in (HxWxD), wall mount, carbon steel, ANSI 61 gray, powder coat finish, single-door, 2-point padlocking handle, purchase subpanel separately. | Stock | 633 | 662
SCE-36XEL3108LPLG | Saginaw Enviroline series disconnect enclosure, NEMA 3R/4/12/13, right flange, 36 x 31 x 8in (HxWxD), wall mount, carbon steel, RAL 7035 light gray, powder coat finish, single-door, 2-point padlocking handle, purchase subpanel separately. | Stock | 633 | 662
SCE-36XEL3110LP | Saginaw Enviroline series disconnect enclosure, NEMA 3R/4/12/13, right flange, 36 x 31 x 10in (HxWxD), wall mount, carbon steel, ANSI 61 gray, powder coat finish, single-door, 2-point padlocking handle, purchase subpanel separately. | Stock | 669 | 700
SCE-36XEL3110LPLG | Saginaw Enviroline series disconnect enclosure, NEMA 3R/4/12/13, right flange, 36 x 31 x 10in (HxWxD), wall mount, carbon steel, RAL 7035 light gray, powder coat finish, single-door, 2-point padlocking handle, purchase subpanel separately. | Stock | 669 | 700
SCE-36XEL3110SS6LP | Saginaw Enviroline series disconnect enclosure, NEMA 3R/4/4X/12/13, right flange, 36 x 31 x 10in (HxWxD), wall mount, 316L stainless steel, #4 brush finish, single-door, 2-point padlocking handle, purchase subpanel separately. | Stock | 2029 | 2173
SCE-36XEL3110SSLP | Saginaw Enviroline series disconnect enclosure, NEMA 3R/4/4X/12/13, right flange, 36 x 31 x 10in (HxWxD), wall mount, 304 stainless steel, #4 brush finish, single-door, 2-point padlocking handle, purchase subpanel separately. | Stock | 1691 | 1811
SCE-36XEL3110SSST | Saginaw Enviroline series disconnect enclosure, slope top, NEMA 3R/4/4X/12/13, right flange, 36 x 31 x 10in (HxWxD), wall mount, 304 stainless steel, #4 brush finish, single-door, 2-point padlocking handle, purchase subpanel separately. | Stock | 1860 | 1989
SCE-36XEL3112LP | Saginaw Enviroline series disconnect enclosure, NEMA 3R/4/12/13, right flange, 36 x 31 x 12in (HxWxD), wall mount, carbon steel, ANSI 61 gray, powder coat finish, single-door, 2-point padlocking handle, purchase subpanel separately. | Stock | 706 | 738
SCE-36XEL3112LPLG | Saginaw Enviroline series disconnect enclosure, NEMA 3R/4/12/13, right flange, 36 x 31 x 12in (HxWxD), wall mount, carbon steel, RAL 7035 light gray, powder coat finish, single-door, 2-point padlocking handle, purchase subpanel separately. | Stock | 706 | 738
SCE-36XEL3112SS6LP | Saginaw Enviroline series disconnect enclosure, NEMA 3R/4/4X/12/13, right flange, 36 x 31 x 12in (HxWxD), wall mount, 316L stainless steel, #4 brush finish, single-door, 2-point padlocking handle, purchase subpanel separately. | Stock | 2146 | 2299
SCE-36XEL3112SSLP | Saginaw Enviroline series disconnect enclosure, NEMA 3R/4/4X/12/13, right flange, 36 x 31 x 12in (HxWxD), wall mount, 304 stainless steel, #4 brush finish, single-door, 2-point padlocking handle, purchase subpanel separately. | Stock | 1788 | 1915
SCE-36XEL3116LP | Saginaw Enviroline series disconnect enclosure, NEMA 3R/4/12/13, right flange, 36 x 31 x 16in (HxWxD), wall mount, carbon steel, ANSI 61 gray, powder coat finish, single-door, 2-point padlocking handle, purchase subpanel separately. | Stock | 770 | 805
SCE-36XEL3116LPLG | Saginaw Enviroline series disconnect enclosure, NEMA 3R/4/12/13, right flange, 36 x 31 x 16in (HxWxD), wall mount, carbon steel, RAL 7035 light gray, powder coat finish, single-door, 2-point padlocking handle, purchase subpanel separately. | Stock | 770 | 805
SCE-3916 | Saginaw large concealed hinge, replacement, carbon steel. Hinge, pin and clip included. | Stock | 12 | 12.5
SCE-3916SS | Saginaw large concealed hinge, replacement, 304 stainless steel. Hinge, pin and clip included. | Stock | 25.5 | 26.5
SCE-3918 | Saginaw small concealed hinge, replacement, carbon steel. Package of 2. Hinge, pin and clip included. | Stock | 19.5 | 20
SCE-3918SS | Saginaw small concealed hinge, replacement, 304 stainless steel. Package of 2. Hinge, pin and clip included. | Stock | 46.5 | 48.5
SC-E3G-24VDC | Fuji Electric IEC contactor, 65A, (3) N.O. power contact(s), 24 VDC coil voltage. | Stock | 106 | 118
SCE-3PB | Saginaw pushbutton enclosure, 3 holes, 30mm, NEMA 4/12/13, 8 x 4 x 3in (HxWxD), wall mount, carbon steel, ANSI 61 gray, powder coat finish, screw cover. | Stock | 67 | 70
SCE-3PBA | Saginaw pushbutton consolet, 3 holes, 30mm, NEMA 4/12/13, 4 x 8 x 5in (HxWxD), wall mount, carbon steel, ANSI 61 gray, powder coat finish, screw cover. | Stock | 101 | 105
SCE-3PBAI | Saginaw pushbutton consolet, 3 holes, 22mm, NEMA 4/12/13, 4 x 8 x 5in (HxWxD), wall mount, carbon steel, ANSI 61 gray, powder coat finish, screw cover. | Stock | 101 | 105
SCE-3PBGX | Saginaw pushbutton enclosure, 3 holes, 22mm, NEMA 4/12/13, 7 x 4 x 4in (HxWxD), wall mount, carbon steel, ANSI 61 gray, powder coat finish, screw cover. | Stock | 73 | 76
SCE-3PBI | Saginaw pushbutton enclosure, 3 holes, 22mm, NEMA 4/12/13, 8 x 4 x 3in (HxWxD), wall mount, carbon steel, ANSI 61 gray, powder coat finish, screw cover. | Stock | 67 | 70
SCE-3PB-RAL1018 | Saginaw pushbutton enclosure, 3 holes, 30mm, NEMA 4/12/13, 8 x 4 x 3in (HxWxD), wall mount, carbon steel, RAL 1018 yellow, powder coat finish, screw cover. | Stock | 82 | 85
SCE-3PBSS | Saginaw pushbutton enclosure, 3 holes, 30mm, NEMA 4/4X/12/13, 8 x 4 x 3in (HxWxD), wall mount, 304 stainless steel, #4 brush finish, screw cover. | Stock | 182 | 195
SCE-3PBSS6 | Saginaw pushbutton enclosure, 3 holes, 30mm, NEMA 4/4X/12/13, 8 x 4 x 3in (HxWxD), wall mount, 316L stainless steel, #4 brush finish, screw cover. | Stock | 218 | 234
SCE-3PBSS6I | Saginaw pushbutton enclosure, 3 holes, 22mm, NEMA 4/4X/12/13, 8 x 4 x 3in (HxWxD), wall mount, 316L stainless steel, #4 brush finish, screw cover. | Stock | 218 | 234
SCE-3PBSSI | Saginaw pushbutton enclosure, 3 holes, 22mm, NEMA 4/4X/12/13, 8 x 4 x 3in (HxWxD), wall mount, 304 stainless steel, #4 brush finish, screw cover. | Stock | 182 | 195
SCE-3PBX | Saginaw pushbutton enclosure, 3 holes, 30mm, NEMA 4/12/13, 8 x 4 x 5in (HxWxD), wall mount, carbon steel, ANSI 61 gray, powder coat finish, screw cover. | Stock | 88 | 91
SCE-3PBXI | Saginaw pushbutton enclosure, 3 holes, 22mm, NEMA 4/12/13, 8 x 4 x 5in (HxWxD), wall mount, carbon steel, ANSI 61 gray, powder coat finish, screw cover. | Stock | 88 | 91
SCE-3PBX-RAL1018 | Saginaw pushbutton enclosure, 3 holes, 30mm, NEMA 4/12/13, 8 x 4 x 5in (HxWxD), wall mount, carbon steel, RAL 1018 yellow, powder coat finish, screw cover. | Stock | 102 | 107
SCE-3PBXSS | Saginaw pushbutton enclosure, 3 holes, 30mm, NEMA 4/4X/12/13, 8 x 4 x 5in (HxWxD), wall mount, 304 stainless steel, #4 brush finish, screw cover. | Stock | 237 | 253
SCE-3PTL | Saginaw enclosure 3-point latch rod kit, 5/16in flat carbon steel. For use with Enviroline series enclosures. | Stock | 73 | 76
SCE-3PTSMC | Saginaw latch cam, replacement, carbon steel, plated zinc finish. For use with Saginaw 5in door handles. | Stock | 15.5 | 16
SCE-400AFSD | Saginaw internal disconnect enclosure, 32.00 x 15.00 x 9.75in (HxWxD), carbon steel, orange, NEMA 1. For use with 16in (D) or greater enclosures. | Stock | 245 | 254
SCE-402516SDC | Saginaw desk console, NEMA 3R/4/12/13, 40 x 25 x 16in (HxWxD), freestanding, carbon steel, ANSI 61 gray, powder coat finish, single-door, 3-point keylocking flush swing handle. | Stock | 1164 | 1210
SCE-402516SDCSS | Saginaw desk console, NEMA 3R/4/4X/12/13, 40 x 25 x 16in (HxWxD), freestanding, 304 stainless steel, #4 brush finish, single-door, 3-point keylocking flush swing handle. | Stock | 3721 | 3985
SCE-402516SDCSS6 | Saginaw desk console, NEMA 3R/4/4X/12/13, 40 x 25 x 16in (HxWxD), freestanding, 316L stainless steel, #4 brush finish, single-door, 3-point keylocking flush swing handle. | Stock | 3869 | 4144
SCE-403716SDC | Saginaw desk console, NEMA 3R/12/13, 40 x 37 x 16in (HxWxD), freestanding, carbon steel, ANSI 61 gray, powder coat finish, single-door, 3-point keylocking flush swing handle. | Stock | 1323 | 1376
SCE-403716SDCSS | Saginaw desk console, NEMA 3R/12/13/4/4X, 40 x 37 x 16in (HxWxD), freestanding, 304 stainless steel, #4 brush finish, single-door, 3-point keylocking flush swing handle. | Stock | 4229 | 4530
SCE-403716SDCSS6 | Saginaw desk console, NEMA 3R/12/13, 40 x 37 x 16in (HxWxD), freestanding, 316L stainless steel, #4 brush finish, single-door, 3-point keylocking flush swing handle. | Stock | 4398 | 4711
SCE-4044CHNF | Saginaw enclosure, NEMA 3R/4/12/13, 4 x 4 x 4in (HxWxD), wall mount, carbon steel, ANSI 61 gray, powder coat finish, single-door, stainless steel clamps. | Stock | 46.5 | 48
SCE-4044SC | Saginaw enclosure, NEMA 3R/4/12/13, 4 x 4 x 4in (HxWxD), wall mount, carbon steel, ANSI 61 gray, powder coat finish, screw cover. | Stock | 44.5 | 46.5
SCE-404CHNF | Saginaw enclosure, NEMA 3R/4/12/13, 4 x 4 x 3in (HxWxD), wall mount, carbon steel, ANSI 61 gray, powder coat finish, single-door, stainless steel clamps. | Stock | 45 | 46.5
SCE-404SC | Saginaw enclosure, NEMA 3R/4/12/13, 4 x 4 x 3in (HxWxD), wall mount, carbon steel, ANSI 61 gray, powder coat finish, screw cover. | Stock | 44.5 | 46.5
SCE-40EL2412LP | Saginaw Enviroline series enclosure, NEMA 3R/4/12/13, 40 x 24 x 12in (HxWxD), wall mount, carbon steel, ANSI 61 gray, powder coat finish, single-door, 1/4-turn semi-flush latch. | Stock | 488 | 510
SCE-40EL2412LPLG | Saginaw Enviroline series enclosure, NEMA 3R/4/12/13, 40 x 24 x 12in (HxWxD), wall mount, carbon steel, RAL 7035 light gray, powder coat finish, single-door, 1/4-turn semi-flush latch. | Stock | 488 | 510
SCE-40P24 | Saginaw subpanel, carbon steel, white, powder coat finish. For use with SCE-40EL2412LPxx enclosures. | Stock | 114 | 118
SCE-40P24GALV | Saginaw subpanel, galvanized steel. For use with SCE-40EL2412LPxx enclosures. | Stock | 125 | 130
SC-E4-110VAC | Fuji Electric IEC contactor, 80A, (3) N.O. power contact(s), 120 VAC (60Hz)/110 VAC (50Hz) coil voltage. | Stock | 89 | 99
SCE-41VR2412 | Saginaw enclosure, vented, NEMA 3R, 41 x 24 x 12in (HxWxD), wall mount, carbon steel, white, powder coat finish, single-door, 1/4-turn padlocking wing handle. | Stock | 1103 | 1157
SC-E4-220VAC | Fuji Electric IEC contactor, 80A, (3) N.O. power contact(s), 240 VAC (60Hz)/220 VAC (50Hz) coil voltage. | Stock | 89 | 99
SCE-424212WFLP | Saginaw enclosure, NEMA 3R/12/13, 42 x 42 x 12in (HxWxD), wall mount, carbon steel, ANSI 61 gray, powder coat finish, double-door, 3-point keylocking/padlocking combo handle. | Stock | 964 | 1010
SCE-424216WFLP | Saginaw enclosure, NEMA 3R/12/13, 42 x 42 x 16in (HxWxD), wall mount, carbon steel, ANSI 61 gray, powder coat finish, double-door, 3-point keylocking/padlocking combo handle. | Stock | 1095 | 1147
SCE-424812WFLP | Saginaw enclosure, NEMA 3R/12/13, 42 x 48 x 12in (HxWxD), wall mount, carbon steel, ANSI 61 gray, powder coat finish, double-door, 3-point keylocking/padlocking combo handle. | Stock | 1052 | 1102
SCE-424816WFLP | Saginaw enclosure, NEMA 3R/12/13, 42 x 48 x 16in (HxWxD), wall mount, carbon steel, ANSI 61 gray, powder coat finish, double-door, 3-point keylocking/padlocking combo handle. | Stock | 1180 | 1236
SC-E4-24VAC | Fuji Electric IEC contactor, 80A, (3) N.O. power contact(s), 24 VAC (60Hz) coil voltage. | Stock | 89 | 99
SCE-426012WFALP | Saginaw enclosure, NEMA 3R/12/13, 42 x 60 x 12in (HxWxD), wall mount, carbon steel, ANSI 61 gray, powder coat finish, double-door, 3-point keylocking/padlocking combo handle. | Stock | 1228 | 1286
SCE-426016WFALP | Saginaw enclosure, NEMA 3R/12/13, 42 x 60 x 16in (HxWxD), wall mount, carbon steel, ANSI 61 gray, powder coat finish, double-door, 3-point keylocking/padlocking combo handle. | Stock | 1408 | 1475
SCE-42EL2410LP | Saginaw Enviroline series enclosure, NEMA 3R/4/12/13, 42 x 24 x 10in (HxWxD), wall mount, carbon steel, ANSI 61 gray, powder coat finish, single-door, 1/4-turn semi-flush latch. | Stock | 522 | 546
SCE-42EL2410LPLG | Saginaw Enviroline series enclosure, NEMA 3R/4/12/13, 42 x 24 x 10in (HxWxD), wall mount, carbon steel, RAL 7035 light gray, powder coat finish, single-door, 1/4-turn semi-flush latch. | Stock | 522 | 546
SCE-42EL2410SS6LP | Saginaw Enviroline series enclosure, NEMA 3R/4/4X/12/13, 42 x 24 x 10in (HxWxD), wall mount, 316L stainless steel, #4 brush finish, single-door, 1/4-turn semi-flush latch. | Stock | 1939 | 2077
SCE-42EL2410SSLP | Saginaw Enviroline series enclosure, NEMA 3R/4/4X/12/13, 42 x 24 x 10in (HxWxD), wall mount, 304 stainless steel, #4 brush finish, single-door, 1/4-turn semi-flush latch. | Stock | 1616 | 1731
SCE-42EL3008LP | Saginaw Enviroline series enclosure, NEMA 3R/4/12/13, 42 x 30 x 8in (HxWxD), wall mount, carbon steel, ANSI 61 gray, powder coat finish, single-door, 1/4-turn semi-flush latch. | Stock | 512 | 535
SCE-42EL3008LPLG | Saginaw Enviroline series enclosure, NEMA 3R/4/12/13, 42 x 30 x 8in (HxWxD), wall mount, carbon steel, RAL 7035 light gray, powder coat finish, single-door, 1/4-turn semi-flush latch. | Stock | 512 | 535
SCE-42EL3010LP | Saginaw Enviroline series enclosure, NEMA 3R/4/12/13, 42 x 30 x 10in (HxWxD), wall mount, carbon steel, ANSI 61 gray, powder coat finish, single-door, 1/4-turn semi-flush latch. | Stock | 537 | 562
SCE-42EL3010LPLG | Saginaw Enviroline series enclosure, NEMA 3R/4/12/13, 42 x 30 x 10in (HxWxD), wall mount, carbon steel, RAL 7035 light gray, powder coat finish, single-door, 1/4-turn semi-flush latch. | Stock | 537 | 562
SCE-42EL3010SS6LP | Saginaw Enviroline series enclosure, NEMA 3R/4/4X/12/13, 42 x 30 x 10in (HxWxD), wall mount, 316L stainless steel, #4 brush finish, single-door, 1/4-turn semi-flush latch. | Stock | 2124 | 2275
SCE-42EL3010SSLP | Saginaw Enviroline series enclosure, NEMA 3R/4/4X/12/13, 42 x 30 x 10in (HxWxD), wall mount, 304 stainless steel, #4 brush finish, single-door, 1/4-turn semi-flush latch. | Stock | 1770 | 1895
SCE-42EL3012LP | Saginaw Enviroline series enclosure, NEMA 3R/4/12/13, 42 x 30 x 12in (HxWxD), wall mount, carbon steel, ANSI 61 gray, powder coat finish, single-door, 1/4-turn semi-flush latch. | Stock | 567 | 593
SCE-42EL3012LPLG | Saginaw Enviroline series enclosure, NEMA 3R/4/12/13, 42 x 30 x 12in (HxWxD), wall mount, carbon steel, RAL 7035 light gray, powder coat finish, single-door, 1/4-turn semi-flush latch. | Stock | 567 | 593
SCE-42EL3012SSLP | Saginaw Enviroline series enclosure, NEMA 3R/4/4X/12/13, 42 x 30 x 12in (HxWxD), wall mount, 304 stainless steel, #4 brush finish, single-door, 1/4-turn semi-flush latch. | Stock | 1899 | 2034
SCE-42EL3016LP | Saginaw Enviroline series enclosure, NEMA 3R/4/12/13, 42 x 30 x 16in (HxWxD), wall mount, carbon steel, ANSI 61 gray, powder coat finish, single-door, 1/4-turn semi-flush latch. | Stock | 603 | 631
SCE-42EL3016LPLG | Saginaw Enviroline series enclosure, NEMA 3R/4/12/13, 42 x 30 x 16in (HxWxD), wall mount, carbon steel, RAL 7035 light gray, powder coat finish, single-door, 1/4-turn semi-flush latch. | Stock | 603 | 631
SCE-42EL3608LP | Saginaw Enviroline series enclosure, NEMA 3R/4/12/13, 42 x 36 x 8in (HxWxD), wall mount, carbon steel, ANSI 61 gray, powder coat finish, single-door, 1/4-turn semi-flush latch. | Stock | 570 | 596
SCE-42EL3608LPLG | Saginaw Enviroline series enclosure, NEMA 3R/4/12/13, 42 x 36 x 8in (HxWxD), wall mount, carbon steel, RAL 7035 light gray, powder coat finish, single-door, 1/4-turn semi-flush latch. | Stock | 570 | 596
SCE-42EL3610LP | Saginaw Enviroline series enclosure, NEMA 3R/4/12/13, 42 x 36 x 10in (HxWxD), wall mount, carbon steel, ANSI 61 gray, powder coat finish, single-door, 1/4-turn semi-flush latch. | Stock | 598 | 625
SCE-42EL3610LPLG | Saginaw Enviroline series enclosure, NEMA 3R/4/12/13, 42 x 36 x 10in (HxWxD), wall mount, carbon steel, RAL 7035 light gray, powder coat finish, single-door, 1/4-turn semi-flush latch. | Stock | 598 | 625
SCE-42EL3612LP | Saginaw Enviroline series enclosure, NEMA 3R/4/12/13, 42 x 36 x 12in (HxWxD), wall mount, carbon steel, ANSI 61 gray, powder coat finish, single-door, 1/4-turn semi-flush latch. | Stock | 629 | 657
SCE-42EL3612LPLG | Saginaw Enviroline series enclosure, NEMA 3R/4/12/13, 42 x 36 x 12in (HxWxD), wall mount, carbon steel, RAL 7035 light gray, powder coat finish, single-door, 1/4-turn semi-flush latch. | Stock | 629 | 657
SCE-42EL3612LPPL | Saginaw Enviroline series enclosure, NEMA 3R/4/12/13, 42 x 36 x 12in (HxWxD), wall mount, carbon steel, ANSI 61 gray, powder coat finish, single-door, 3-point keylocking/padlocking combo handle. | Stock | 755 | 790
SCE-42EL3612SS6LP | Saginaw Enviroline series enclosure, NEMA 3R/4/4X/12/13, 42 x 36 x 12in (HxWxD), wall mount, 316L stainless steel, #4 brush finish, single-door, 1/4-turn semi-flush latch. | Stock | 2508 | 2687
SCE-42EL3612SS6LPPL | Saginaw Enviroline series enclosure, NEMA 3R/4/4X/12/13, 42 x 36 x 12in (HxWxD), wall mount, 316L stainless steel, #4 brush finish, single-door, 3-point keylocking/padlocking combo handle. | Stock | 2652 | 2841
SCE-42EL3612SSLP | Saginaw Enviroline series enclosure, NEMA 3R/4/4X/12/13, 42 x 36 x 12in (HxWxD), wall mount, 304 stainless steel, #4 brush finish, single-door, 1/4-turn semi-flush latch. | Stock | 2090 | 2239
SCE-42EL3612SSLPPL | Saginaw Enviroline series enclosure, NEMA 3R/4/4X/12/13, 42 x 36 x 12in (HxWxD), wall mount, 304 stainless steel, #4 brush finish, single-door, 3-point keylocking/padlocking combo handle. | Stock | 2210 | 2367
SCE-42EL3616LP | Saginaw Enviroline series enclosure, NEMA 3R/4/12/13, 42 x 36 x 16in (HxWxD), wall mount, carbon steel, ANSI 61 gray, powder coat finish, single-door, 1/4-turn semi-flush latch. | Stock | 690 | 722
SCE-42EL3616LPLG | Saginaw Enviroline series enclosure, NEMA 3R/4/12/13, 42 x 36 x 16in (HxWxD), wall mount, carbon steel, RAL 7035 light gray, powder coat finish, single-door, 1/4-turn semi-flush latch. | Stock | 690 | 722
SCE-42EL3616SS6LP | Saginaw Enviroline series enclosure, NEMA 3R/4/4X/12/13, 42 x 36 x 16in (HxWxD), wall mount, 316L stainless steel, #4 brush finish, single-door, 1/4-turn semi-flush latch. | Stock | 2663 | 2853
SCE-42EL3616SSLP | Saginaw Enviroline series enclosure, NEMA 3R/4/4X/12/13, 42 x 36 x 16in (HxWxD), wall mount, 304 stainless steel, #4 brush finish, single-door, 1/4-turn semi-flush latch. | Stock | 2219 | 2377
SCE-42EL4212SSWFLP | Saginaw Enviroline series enclosure, NEMA 3R/4/4X/12/13, 42 x 42 x 12in (HxWxD), wall mount, 304 stainless steel, #4 brush finish, 2-door, 3-point keylocking/padlocking combo handle. | Stock | 3794 | 4064
SCE-42EL4212WFLP | Saginaw Enviroline series enclosure, NEMA 3R/4/12/13, 42 x 42 x 12in (HxWxD), wall mount, carbon steel, ANSI 61 gray, powder coat finish, 2-door, 3-point keylocking/padlocking combo handle. | Stock | 1377 | 1442
SCE-42EL4812SSWFLP | Saginaw Enviroline series enclosure, NEMA 3R/4/4X/12/13, 42 x 48 x 12in (HxWxD), wall mount, 304 stainless steel, #4 brush finish, 2-door, 3-point keylocking/padlocking combo handle. | Stock | 4215 | 4515
SCE-42EL4812WFLP | Saginaw Enviroline series enclosure, NEMA 3R/4/12/13, 42 x 48 x 12in (HxWxD), wall mount, carbon steel, ANSI 61 gray, powder coat finish, 2-door, 3-point keylocking/padlocking combo handle. | Stock | 1503 | 1574
SCE-42EL6012SSWFALP | Saginaw Enviroline series enclosure, NEMA 3R/4/4X/12/13, 42 x 60 x 12in (HxWxD), wall mount, 304 stainless steel, #4 brush finish, 2-door, 3-point keylocking/padlocking combo handle. | Stock | 4426 | 4741
SCE-42EL6012WFALP | Saginaw Enviroline series enclosure, NEMA 3R/4/12/13, 42 x 60 x 12in (HxWxD), wall mount, carbon steel, ANSI 61 gray, powder coat finish, 2-door, 3-point keylocking/padlocking combo handle. | Stock | 1675 | 1755
SCE-42H2408LP | Saginaw enclosure, NEMA 3R/4/12/13, 42 x 24 x 8in (HxWxD), wall mount, carbon steel, ANSI 61 gray, powder coat finish, single-door, plated steel clamps, padlock hasp and staple. | Stock | 509 | 533
SCE-42H3008LP | Saginaw enclosure, NEMA 3R/4/12/13, 42 x 30 x 8in (HxWxD), wall mount, carbon steel, ANSI 61 gray, powder coat finish, single-door, plated steel clamps, padlock hasp and staple. | Stock | 574 | 601
SCE-42H3010LP | Saginaw enclosure, NEMA 3R/4/12/13, 42 x 30 x 10in (HxWxD), wall mount, carbon steel, ANSI 61 gray, powder coat finish, single-door, plated steel clamps, padlock hasp and staple. | Stock | 604 | 632
SCE-42H3010SS6LP | Saginaw enclosure, NEMA 3R/4/4X/12/13, 42 x 30 x 10in (HxWxD), wall mount, 316L stainless steel, #4 brush finish, single-door, stainless steel clamps, padlock hasp and staple. | Stock | 2233 | 2392
SCE-42H3010SSLP | Saginaw enclosure, NEMA 3R/4/4X/12/13, 42 x 30 x 10in (HxWxD), wall mount, 304 stainless steel, #4 brush finish, single-door, stainless steel clamps, padlock hasp and staple. | Stock | 1861 | 1994
SCE-42H3012LP | Saginaw enclosure, NEMA 3R/4/12/13, 42 x 30 x 12in (HxWxD), wall mount, carbon steel, ANSI 61 gray, powder coat finish, single-door, plated steel clamps, padlock hasp and staple. | Stock | 636 | 666
SCE-42H3016LP | Saginaw enclosure, NEMA 3R/4/12/13, 42 x 30 x 16in (HxWxD), wall mount, carbon steel, ANSI 61 gray, powder coat finish, single-door, plated steel clamps, padlock hasp and staple. | Stock | 701 | 734
SCE-42H3608LP | Saginaw enclosure, NEMA 3R/4/12/13, 42 x 36 x 8in (HxWxD), wall mount, carbon steel, ANSI 61 gray, powder coat finish, single-door, plated steel clamps, padlock hasp and staple. | Stock | 639 | 669
SCE-42H3608SS6LP | Saginaw enclosure, NEMA 3R/4/4X/12/13, 42 x 36 x 8in (HxWxD), wall mount, 316L stainless steel, #4 brush finish, single-door, stainless steel clamps, padlock hasp and staple. | Stock | 2376 | 2545
SCE-42H3608SSLP | Saginaw enclosure, NEMA 3R/4/4X/12/13, 42 x 36 x 8in (HxWxD), wall mount, 304 stainless steel, #4 brush finish, single-door, stainless steel clamps, padlock hasp and staple. | Stock | 1980 | 2120
SCE-42H3610LP | Saginaw enclosure, NEMA 3R/4/12/13, 42 x 36 x 10in (HxWxD), wall mount, carbon steel, ANSI 61 gray, powder coat finish, single-door, plated steel clamps, padlock hasp and staple. | Stock | 672 | 703
SCE-42H3612LP | Saginaw enclosure, NEMA 3R/4/12/13, 42 x 36 x 12in (HxWxD), wall mount, carbon steel, ANSI 61 gray, powder coat finish, single-door, plated steel clamps, padlock hasp and staple. | Stock | 707 | 741
SCE-42H3616LP | Saginaw enclosure, NEMA 3R/4/12/13, 42 x 36 x 16in (HxWxD), wall mount, carbon steel, ANSI 61 gray, powder coat finish, single-door, plated steel clamps, padlock hasp and staple. | Stock | 775 | 812
SCE-42HS3112LP | Saginaw disconnect enclosure, NEMA 3R/4/12/13, right flange, 42 x 31 x 12in (HxWxD), wall mount, carbon steel, ANSI 61 gray, powder coat finish, single-door, plated steel clamps, purchase subpanel separately. | Stock | 971 | 1016
SCE-42HS3112SS6LP | Saginaw disconnect enclosure, NEMA 3R/4/4X/12/13, right flange, 42 x 31 x 12in (HxWxD), wall mount, 316L stainless steel, #4 brush finish, single-door, stainless steel clamps, purchase subpanel separately. | Stock | 2663 | 2853
SCE-42HS3112SSLP | Saginaw disconnect enclosure, NEMA 3R/4/4X/12/13, right flange, 42 x 31 x 12in (HxWxD), wall mount, 304 stainless steel, #4 brush finish, single-door, stainless steel clamps, purchase subpanel separately. | Stock | 2219 | 2377
SCE-42HS3712LP | Saginaw disconnect enclosure, NEMA 3R/4/12/13, right flange, 42 x 37 x 12in (HxWxD), wall mount, carbon steel, ANSI 61 gray, powder coat finish, single-door, plated steel clamps, purchase subpanel separately. | Stock | 1080 | 1131
SCE-42HS3712SS6LP | Saginaw disconnect enclosure, NEMA 3R/4/4X/12/13, right flange, 42 x 37 x 12in (HxWxD), wall mount, 316L stainless steel, #4 brush finish, single-door, stainless steel clamps, purchase subpanel separately. | Stock | 2993 | 3206
SCE-42HS3712SSLP | Saginaw disconnect enclosure, NEMA 3R/4/4X/12/13, right flange, 42 x 37 x 12in (HxWxD), wall mount, 304 stainless steel, #4 brush finish, single-door, stainless steel clamps, purchase subpanel separately. | Stock | 2494 | 2672
SCE-42K3612SSST | Saginaw sanitary enclosure, slope top, NEMA 3R/4/4X/12, 42 x 36 x 12in (HxWxD), wall mount, 304 stainless steel, #4 brush finish, single-door, 1/4-turn sanitary stainless steel latch. | Stock | 3824 | 4089
SCE-42K3616SSST | Saginaw sanitary enclosure, slope top, NEMA 3R/4/4X/12, 42 x 36 x 16in (HxWxD), wall mount, 304 stainless steel, #4 brush finish, single-door, 1/4-turn sanitary stainless steel latch. | Stock | 4060 | 4342
SCE-42P24 | Saginaw subpanel, carbon steel, white, powder coat finish. For use with SCE-42EL24xxxx, SCE-2442xxxxWFLP, SCE-24EL4210xxWFLP, SCE-47XVR2514 and SCE-47VR2514 enclosures. | Stock | 120 | 125
SCE-42P24GALV | Saginaw subpanel, galvanized steel. For use with SCE-42EL24xxxx, SCE-2442xxxxWFLP, SCE-24EL4210xxWFLP, SCE-47XVR2514 and SCE-47VR2514 enclosures. | Stock | 132 | 137
SCE-42P30 | Saginaw subpanel, carbon steel, white, powder coat finish. For use with SCE-42EL30xxxx, SCE-30EL4210xxWFLP, SCE-42XEL31xxxx, SCE-42SA32xxLPPL, SCE-42HS3112xxxx, SCE-42R30xxLP and SCE-42H30xxxx enclosures. | Stock | 154 | 160
SCE-42P30GALV | Saginaw subpanel, galvanized steel. For use with SCE-42EL30xxxx, SCE-30EL4210xxWFLP, SCE-42XEL31xxxx, SCE-42SA32xxLPPL, SCE-42HS3112xxxx, SCE-42R30xxLP and SCE-42H30xxxx enclosures. | Stock | 169 | 175
SCE-42P30SS | Saginaw subpanel, 304 stainless steel, #4 brush finish. For use with SCE-42EL30xxxx, SCE-30EL4210xxWFLP, SCE-42XEL31xxxx, SCE-42SA32xxLPPL, SCE-42HS3112xxxx, SCE-42R30xxLP and SCE-42H30xxxx enclosures. | Stock | 384 | 399
SCE-42P36 | Saginaw subpanel, carbon steel, white, powder coat finish. For use with SCE-42EL36xxxx, SCE-36EL4216xxWFLP, SCE-364216WFLP, SCE-42XEL37xxxx, SCE-42SA38xxLPPL, SCE-42HS3712xxxx and SCE-42H36xxxx enclosures. | Stock | 181 | 187
SCE-42P36GALV | Saginaw subpanel, galvanized steel. For use with SCE-42EL36xxxx, SCE-36EL4216xxWFLP, SCE-364216WFLP, SCE-42XEL37xxxx, SCE-42SA38xxLPPL, SCE-42HS3712xxxx and SCE-42H36xxxx enclosures. | Stock | 208 | 215
SCE-42P36SS | Saginaw subpanel, 304 stainless steel, #4 brush finish. For use with SCE-42EL36xxxx, SCE-36EL4216xxWFLP, SCE-364216WFLP, SCE-42XEL37xxxx, SCE-42SA38xxLPPL, SCE-42HS3712xxxx and SCE-42H36xxxx enclosures. | Stock | 451 | 468
SCE-42P42 | Saginaw subpanel, carbon steel, white, powder coat finish. For use with SCE-42EL4212xxWFLP and SCE-4242xxWFLP enclosures. | Stock | 207 | 215
SCE-42P42GALV | Saginaw subpanel, galvanized steel. For use with SCE-42EL4212xxWFLP and SCE-4242xxWFLP enclosures. | Stock | 238 | 247
SCE-42P52 | Saginaw subpanel, carbon steel, white, powder coat finish. For use with SCE-42X2D5412 enclosures. | Stock | 276 | 287
SCE-42R3012LP | Saginaw enclosure, NEMA 3R, 42 x 30 x 12in (HxWxD), wall mount, carbon steel, ANSI 61 gray, powder coat finish, single-door, 1/4-turn padlocking wing handle. | Stock | 677 | 711
SCE-42R3016LP | Saginaw enclosure, NEMA 3R, 42 x 30 x 16in (HxWxD), wall mount, carbon steel, ANSI 61 gray, powder coat finish, single-door, 1/4-turn padlocking wing handle. | Stock | 712 | 747
SCE-42X2D5412 | Saginaw disconnect enclosure, NEMA 3R/4/12/13, right flange, 42 x 54 x 12in (HxWxD), freestanding/wall-mount, carbon steel, ANSI 61 gray, powder coat finish, 2-door, 3-point padlocking handle, purchase subpanel separately. | Stock | 2009 | 2106
SCE-42XEL3110LP | Saginaw Enviroline series disconnect enclosure, NEMA 3R/4/12/13, right flange, 42 x 31 x 10in (HxWxD), wall mount, carbon steel, ANSI 61 gray, powder coat finish, single-door, 3-point padlocking handle, purchase subpanel separately. | Stock | 732 | 766
SCE-42XEL3110LPLG | Saginaw Enviroline series disconnect enclosure, NEMA 3R/4/12/13, right flange, 42 x 31 x 10in (HxWxD), wall mount, carbon steel, RAL 7035 light gray, powder coat finish, single-door, 3-point padlocking handle, purchase subpanel separately. | Stock | 732 | 766
SCE-42XEL3110SS6LP | Saginaw Enviroline series disconnect enclosure, NEMA 3R/4/4X/12/13, right flange, 42 x 31 x 10in (HxWxD), wall mount, 316L stainless steel, #4 brush finish, single-door, 3-point padlocking handle, purchase subpanel separately. | Stock | 2311 | 2475
SCE-42XEL3110SSLP | Saginaw Enviroline series disconnect enclosure, NEMA 3R/4/4X/12/13, right flange, 42 x 31 x 10in (HxWxD), wall mount, 304 stainless steel, #4 brush finish, single-door, 3-point padlocking handle, purchase subpanel separately. | Stock | 1926 | 2063
SCE-42XEL3112LP | Saginaw Enviroline series disconnect enclosure, NEMA 3R/4/12/13, right flange, 42 x 31 x 12in (HxWxD), wall mount, carbon steel, ANSI 61 gray, powder coat finish, single-door, 3-point padlocking handle, purchase subpanel separately. | Stock | 772 | 807
SCE-42XEL3112LPLG | Saginaw Enviroline series disconnect enclosure, NEMA 3R/4/12/13, right flange, 42 x 31 x 12in (HxWxD), wall mount, carbon steel, RAL 7035 light gray, powder coat finish, single-door, 3-point padlocking handle, purchase subpanel separately. | Stock | 772 | 807
SCE-42XEL3112SS6LP | Saginaw Enviroline series disconnect enclosure, NEMA 3R/4/4X/12/13, right flange, 42 x 31 x 12in (HxWxD), wall mount, 316L stainless steel, #4 brush finish, single-door, 3-point padlocking handle, purchase subpanel separately. | Stock | 2440 | 2614
SCE-42XEL3112SSLP | Saginaw Enviroline series disconnect enclosure, NEMA 3R/4/4X/12/13, right flange, 42 x 31 x 12in (HxWxD), wall mount, 304 stainless steel, #4 brush finish, single-door, 3-point padlocking handle, purchase subpanel separately. | Stock | 2034 | 2178
SCE-42XEL3116LP | Saginaw Enviroline series disconnect enclosure, NEMA 3R/4/12/13, right flange, 42 x 31 x 16in (HxWxD), wall mount, carbon steel, ANSI 61 gray, powder coat finish, single-door, 3-point padlocking handle, purchase subpanel separately. | Stock | 839 | 877
SCE-42XEL3116LPLG | Saginaw Enviroline series disconnect enclosure, NEMA 3R/4/12/13, right flange, 42 x 31 x 16in (HxWxD), wall mount, carbon steel, RAL 7035 light gray, powder coat finish, single-door, 3-point padlocking handle, purchase subpanel separately. | Stock | 839 | 877
SCE-42XEL3710LP | Saginaw Enviroline series disconnect enclosure, NEMA 3R/4/12/13, right flange, 42 x 37 x 10in (HxWxD), wall mount, carbon steel, ANSI 61 gray, powder coat finish, single-door, 3-point padlocking handle, purchase subpanel separately. | Stock | 798 | 835
SCE-42XEL3710LPLG | Saginaw Enviroline series disconnect enclosure, NEMA 3R/4/12/13, right flange, 42 x 37 x 10in (HxWxD), wall mount, carbon steel, RAL 7035 light gray, powder coat finish, single-door, 3-point padlocking handle, purchase subpanel separately. | Stock | 798 | 835
SCE-42XEL3712LP | Saginaw Enviroline series disconnect enclosure, NEMA 3R/4/12/13, right flange, 42 x 37 x 12in (HxWxD), wall mount, carbon steel, ANSI 61 gray, powder coat finish, single-door, 3-point padlocking handle, purchase subpanel separately. | Stock | 859 | 898
SCE-42XEL3712LPLG | Saginaw Enviroline series disconnect enclosure, NEMA 3R/4/12/13, right flange, 42 x 37 x 12in (HxWxD), wall mount, carbon steel, RAL 7035 light gray, powder coat finish, single-door, 3-point padlocking handle, purchase subpanel separately. | Stock | 859 | 898
SCE-42XEL3712SS6LP | Saginaw Enviroline series disconnect enclosure, NEMA 3R/4/4X/12/13, right flange, 42 x 37 x 12in (HxWxD), wall mount, 316L stainless steel, #4 brush finish, single-door, 3-point padlocking handle, purchase subpanel separately. | Stock | 2650 | 2839
SCE-42XEL3712SSLP | Saginaw Enviroline series disconnect enclosure, NEMA 3R/4/4X/12/13, right flange, 42 x 37 x 12in (HxWxD), wall mount, 304 stainless steel, #4 brush finish, single-door, 3-point padlocking handle, purchase subpanel separately. | Stock | 2209 | 2366
SCE-42XEL3716LP | Saginaw Enviroline series disconnect enclosure, NEMA 3R/4/12/13, right flange, 42 x 37 x 16in (HxWxD), wall mount, carbon steel, ANSI 61 gray, powder coat finish, single-door, 3-point padlocking handle, purchase subpanel separately. | Stock | 943 | 986
SCE-42XEL3716LPLG | Saginaw Enviroline series disconnect enclosure, NEMA 3R/4/12/13, right flange, 42 x 37 x 16in (HxWxD), wall mount, carbon steel, RAL 7035 light gray, powder coat finish, single-door, 3-point padlocking handle, purchase subpanel separately. | Stock | 943 | 986
SCE-42XEL3716SS6LP | Saginaw Enviroline series disconnect enclosure, NEMA 3R/4/4X/12/13, right flange, 42 x 37 x 16in (HxWxD), wall mount, 316L stainless steel, #4 brush finish, single-door, 3-point padlocking handle, purchase subpanel separately. | Stock | 2966 | 3176
SCE-42XEL3716SSLP | Saginaw Enviroline series disconnect enclosure, NEMA 3R/4/4X/12/13, right flange, 42 x 37 x 16in (HxWxD), wall mount, 304 stainless steel, #4 brush finish, single-door, 3-point padlocking handle, purchase subpanel separately. | Stock | 2471 | 2647
SC-E4-440VAC | Fuji Electric IEC contactor, 80A, (3) N.O. power contact(s), 440-480 VAC (60Hz) coil voltage. | Stock | 89 | 99
SCE-44CCOL | Saginaw straight pedestal column, carbon steel, 35.00 x 4.00 x 4.00in, ANSI 61 gray, powder coat finish. For use with operator consolets. Flange gaskets, box connector and mounting hardware included. | Stock | 215 | 224
SCE-44CCOLSS | Saginaw straight pedestal column, 304 stainless steel, 35.00 x 4.00 x 4.00in, #4 brush finish. For use with operator consolets. Flange gaskets, box connector and mounting hardware included. | Stock | 614 | 638
SCE-44PBCOL | Saginaw angled pedestal column, carbon steel, 41.00 x 4.00 x 4.00in, ANSI 61 gray, powder coat finish. For use with operator consolets. Flange gaskets, box connector and mounting hardware included. | Stock | 256 | 266
SCE-44PBCOLSS | Saginaw angled pedestal column, 304 stainless steel, 41.00 x 4.00 x 4.00in, #4 brush finish. For use with operator consolets. Flange gaskets, box connector and mounting hardware included. | Stock | 731 | 759
SC-E4-500VAC | Fuji Electric IEC contactor, 80A, (3) N.O. power contact(s), 500-550 VAC (60Hz) coil voltage. | Stock | 89 | 99
SCE-462519DC | Saginaw desk console, NEMA 3R/4/12/13, 46 x 25 x 19in (HxWxD), freestanding, dual access, carbon steel, ANSI 61 gray, powder coat finish, single-door, 3-point keylocking flush swing handle. | Stock | 1708 | 1776
SCE-462519DCSS | Saginaw desk console, NEMA 3R/4/4X/12/13, 46 x 25 x 19in (HxWxD), freestanding, dual access, 304 stainless steel, #4 brush finish, single-door, 3-point keylocking flush swing handle. | Stock | 5461 | 5849
SCE-462519DCSS6 | Saginaw desk console, NEMA 3R/4/4X/12/13, 46 x 25 x 19in (HxWxD), freestanding, 316L stainless steel, #4 brush finish, single-door, 3-point keylocking flush swing handle. | Stock | 5679 | 6083
SCE-462519SDC | Saginaw desk console, NEMA 3R/4/12/13, 46 x 25 x 19in (HxWxD), freestanding, carbon steel, ANSI 61 gray, powder coat finish, single-door, 3-point keylocking flush swing handle. | Stock | 1603 | 1667
SCE-462519SDCSS | Saginaw desk console, NEMA 3R/4/4X/12/13, 46 x 25 x 19in (HxWxD), freestanding, 304 stainless steel, #4 brush finish, single-door, 3-point keylocking flush swing handle. | Stock | 5126 | 5490
SCE-462519SDCSS6 | Saginaw desk console, NEMA 3R/4/4X/12/13, 46 x 25 x 19in (HxWxD), freestanding, dual access, 316L stainless steel, #4 brush finish, single-door, 3-point keylocking flush swing handle. | Stock | 5331 | 5710
SCE-463719DC | Saginaw desk console, NEMA 3R/12/13, 46 x 37 x 19in (HxWxD), freestanding, dual access, carbon steel, ANSI 61 gray, powder coat finish, single-door, 3-point keylocking flush swing handle. | Stock | 1879 | 1955
SCE-463719DCSS | Saginaw desk console, NEMA 3R/12/13, 46 x 37 x 19in (HxWxD), freestanding, dual access, 304 stainless steel, #4 brush finish, single-door, 3-point keylocking flush swing handle. | Stock | 6009 | 6437
SCE-463719DCSS6 | Saginaw desk console, NEMA 3R/12/13, 46 x 37 x 19in (HxWxD), freestanding, 316L stainless steel, #4 brush finish, single-door, 3-point keylocking flush swing handle. | Stock | 6250 | 6694
SCE-463719SDC | Saginaw desk console, NEMA 3R/12/13, 46 x 37 x 19in (HxWxD), freestanding, carbon steel, ANSI 61 gray, powder coat finish, single-door, 3-point keylocking flush swing handle. | Stock | 1779 | 1851
SCE-463719SDCSS | Saginaw desk console, NEMA 3R/12/13, 46 x 37 x 19in (HxWxD), freestanding, 304 stainless steel, #4 brush finish, single-door, 3-point keylocking flush swing handle. | Stock | 5690 | 6094
SCE-463719SDCSS6 | Saginaw desk console, NEMA 3R/12/13, 46 x 37 x 19in (HxWxD), freestanding, dual access, 316L stainless steel, #4 brush finish, single-door, 3-point keylocking flush swing handle. | Stock | 5917 | 6338
SCE-464919DC | Saginaw desk console, NEMA 3R/12/13, 46 x 49 x 19in (HxWxD), freestanding, dual access, carbon steel, ANSI 61 gray, powder coat finish, double-door, 3-point keylocking flush swing handle. | Stock | 2164 | 2251
SCE-464919DCC | Saginaw desk console, NEMA 3R/4/12/13, 46 x 49 x 19in (HxWxD), freestanding, dual access, carbon steel, ANSI 61 gray, powder coat finish, 2-door, 3-point keylocking flush swing handle. | Stock | 2545 | 2647
SCE-464919DCCSS | Saginaw desk console, NEMA 3R/12/13, 46 x 49 x 19in (HxWxD), freestanding, dual access, 304 stainless steel, #4 brush finish, 2-door, 3-point keylocking flush swing handle. | Stock | 7730 | 8280
SCE-464919DCCSS6 | Saginaw desk console, NEMA 3R/12/13, 46 x 49 x 19in (HxWxD), freestanding, dual access, 316L stainless steel, #4 brush finish, 2-door, 3-point keylocking flush swing handle. | Stock | 8039 | 8611
SCE-464919DCSS | Saginaw desk console, NEMA 3R/4/4X/12/13, 46 x 49 x 19in (HxWxD), freestanding, dual access, 304 stainless steel, #4 brush finish, double-door, 3-point keylocking flush swing handle. | Stock | 6921 | 7413
SCE-464919DCSS6 | Saginaw desk console, NEMA 3R/4/4X/12/13, 46 x 49 x 19in (HxWxD), freestanding, dual access, 316L stainless steel, #4 brush finish, double-door, 3-point keylocking flush swing handle. | Stock | 7197 | 7709
SCE-464919SDC | Saginaw desk console, NEMA 3R/12/13, 46 x 49 x 19in (HxWxD), freestanding, carbon steel, ANSI 61 gray, powder coat finish, double-door, 3-point keylocking flush swing handle. | Stock | 2058 | 2141
SCE-464919SDCSS | Saginaw desk console, NEMA 3R/12/13, 46 x 49 x 19in (HxWxD), freestanding, 304 stainless steel, #4 brush finish, double-door, 3-point keylocking flush swing handle. | Stock | 6581 | 7048
SCE-464919SDCSS6 | Saginaw desk console, NEMA 3R/12/13, 46 x 49 x 19in (HxWxD), freestanding, 316L stainless steel, #4 brush finish, double-door, 3-point keylocking flush swing handle. | Stock | 6844 | 7330
SCE-466019DC | Saginaw desk console, NEMA 3R/12/13, 46 x 60 x 19in (HxWxD), freestanding, dual access, carbon steel, ANSI 61 gray, powder coat finish, double-door, 3-point keylocking flush swing handle. | Stock | 2877 | 2992
SCE-466019DCC | Saginaw desk console, NEMA 3R/4/12/13, 46 x 60 x 19in (HxWxD), freestanding, dual access, carbon steel, ANSI 61 gray, powder coat finish, 2-door, 3-point keylocking flush swing handle. | Stock | 3269 | 3400
SCE-466019DCCSS | Saginaw desk console, NEMA 3R/12/13, 46 x 60 x 19in (HxWxD), freestanding, dual access, 304 stainless steel, #4 brush finish, 2-door, 3-point keylocking flush swing handle. | Stock | 9931 | 10637
SCE-466019DCCSS6 | Saginaw desk console, NEMA 3R/12/13, 46 x 60 x 19in (HxWxD), freestanding, dual access, 316L stainless steel, #4 brush finish, 2-door, 3-point keylocking flush swing handle. | Stock | 10328 | 11062
SCE-466019DCSS | Saginaw desk console, NEMA 3R/4/4X/12/13, 46 x 60 x 19in (HxWxD), freestanding, dual access, 304 stainless steel, #4 brush finish, double-door, 3-point keylocking flush swing handle. | Stock | 9199 | 9853
SCE-466019DCSS6 | Saginaw desk console, NEMA 3R/4/4X/12/13, 46 x 60 x 19in (HxWxD), freestanding, dual access, 316L stainless steel, #4 brush finish, double-door, 3-point keylocking flush swing handle. | Stock | 9567 | 10247
SCE-466019SDC | Saginaw desk console, NEMA 3R/12/13, 46 x 60 x 19in (HxWxD), freestanding, carbon steel, ANSI 61 gray, powder coat finish, double-door, 3-point keylocking flush swing handle. | Stock | 2664 | 2771
SCE-466019SDCSS | Saginaw desk console, NEMA 3R/12/13, 46 x 60 x 19in (HxWxD), freestanding, 304 stainless steel, #4 brush finish, double-door, 3-point keylocking flush swing handle. | Stock | 8519 | 9125
SCE-466019SDCSS6 | Saginaw desk console, NEMA 3R/12/13, 46 x 60 x 19in (HxWxD), freestanding, 316L stainless steel, #4 brush finish, double-door, 3-point keylocking flush swing handle. | Stock | 8860 | 9490
SCE-47VR2414 | Saginaw enclosure, vented, NEMA 3R, 47 x 24 x 14in (HxWxD), wall mount, carbon steel, white, powder coat finish, single-door, 1/4-turn padlocking wing handle. | Stock | 1332 | 1397
SCE-47XVR2514 | Saginaw disconnect enclosure, vented, NEMA 3R, right flange, 47 x 25 x 14in (HxWxD), wall mount, carbon steel, white, powder coat finish, single-door, 3-point padlocking handle, purchase subpanel separately. | Stock | 1579 | 1656
SCE-484812WFLP | Saginaw enclosure, NEMA 3R/12/13, 48 x 48 x 12in (HxWxD), wall mount, carbon steel, ANSI 61 gray, powder coat finish, double-door, 3-point keylocking/padlocking combo handle. | Stock | 1149 | 1203
SCE-484816WFLP | Saginaw enclosure, NEMA 3R/12/13, 48 x 48 x 16in (HxWxD), wall mount, carbon steel, ANSI 61 gray, powder coat finish, double-door, 3-point keylocking/padlocking combo handle. | Stock | 1343 | 1407
SCE-48EL2408LP | Saginaw Enviroline series enclosure, NEMA 3R/4/12/13, 48 x 24 x 8in (HxWxD), wall mount, carbon steel, ANSI 61 gray, powder coat finish, single-door, 1/4-turn semi-flush latch. | Stock | 490 | 512
SCE-48EL2408LPLG | Saginaw Enviroline series enclosure, NEMA 3R/4/12/13, 48 x 24 x 8in (HxWxD), wall mount, carbon steel, RAL 7035 light gray, powder coat finish, single-door, 1/4-turn semi-flush latch. | Stock | 490 | 512
SCE-48EL2412LP | Saginaw Enviroline series enclosure, NEMA 3R/4/12/13, 48 x 24 x 12in (HxWxD), wall mount, carbon steel, ANSI 61 gray, powder coat finish, single-door, 1/4-turn semi-flush latch. | Stock | 544 | 569
SCE-48EL2412LPLG | Saginaw Enviroline series enclosure, NEMA 3R/4/12/13, 48 x 24 x 12in (HxWxD), wall mount, carbon steel, RAL 7035 light gray, powder coat finish, single-door, 1/4-turn semi-flush latch. | Stock | 544 | 569
SCE-48EL2412SSLP | Saginaw Enviroline series enclosure, NEMA 3R/4/4X/12/13, 48 x 24 x 12in (HxWxD), wall mount, 304 stainless steel, #4 brush finish, single-door, 1/4-turn semi-flush latch. | Stock | 2027 | 2171
SCE-48EL3008LP | Saginaw Enviroline series enclosure, NEMA 3R/4/12/13, 48 x 30 x 8in (HxWxD), wall mount, carbon steel, ANSI 61 gray, powder coat finish, single-door, 1/4-turn semi-flush latch. | Stock | 569 | 595
SCE-48EL3008LPLG | Saginaw Enviroline series enclosure, NEMA 3R/4/12/13, 48 x 30 x 8in (HxWxD), wall mount, carbon steel, RAL 7035 light gray, powder coat finish, single-door, 1/4-turn semi-flush latch. | Stock | 569 | 595
SCE-48EL3010LP | Saginaw Enviroline series enclosure, NEMA 3R/4/12/13, 48 x 30 x 10in (HxWxD), wall mount, carbon steel, ANSI 61 gray, powder coat finish, single-door, 1/4-turn semi-flush latch. | Stock | 585 | 612
SCE-48EL3010LPLG | Saginaw Enviroline series enclosure, NEMA 3R/4/12/13, 48 x 30 x 10in (HxWxD), wall mount, carbon steel, RAL 7035 light gray, powder coat finish, single-door, 1/4-turn semi-flush latch. | Stock | 585 | 612
SCE-48EL3012LP | Saginaw Enviroline series enclosure, NEMA 3R/4/12/13, 48 x 30 x 12in (HxWxD), wall mount, carbon steel, ANSI 61 gray, powder coat finish, single-door, 1/4-turn semi-flush latch. | Stock | 617 | 645
SCE-48EL3016LP | Saginaw Enviroline series enclosure, NEMA 3R/4/12/13, 48 x 30 x 16in (HxWxD), wall mount, carbon steel, ANSI 61 gray, powder coat finish, single-door, 1/4-turn semi-flush latch. | Stock | 655 | 685
SCE-48EL3016LPLG | Saginaw Enviroline series enclosure, NEMA 3R/4/12/13, 48 x 30 x 16in (HxWxD), wall mount, carbon steel, RAL 7035 light gray, powder coat finish, single-door, 1/4-turn semi-flush latch. | Stock | 655 | 685
SCE-48EL3608LP | Saginaw Enviroline series enclosure, NEMA 3R/4/12/13, 48 x 36 x 8in (HxWxD), wall mount, carbon steel, ANSI 61 gray, powder coat finish, single-door, 1/4-turn semi-flush latch. | Stock | 619 | 647
SCE-48EL3608LPLG | Saginaw Enviroline series enclosure, NEMA 3R/4/12/13, 48 x 36 x 8in (HxWxD), wall mount, carbon steel, RAL 7035 light gray, powder coat finish, single-door, 1/4-turn semi-flush latch. | Stock | 619 | 647
SCE-48EL3610LP | Saginaw Enviroline series enclosure, NEMA 3R/4/12/13, 48 x 36 x 10in (HxWxD), wall mount, carbon steel, ANSI 61 gray, powder coat finish, single-door, 1/4-turn semi-flush latch. | Stock | 654 | 684
SCE-48EL3610LPLG | Saginaw Enviroline series enclosure, NEMA 3R/4/12/13, 48 x 36 x 10in (HxWxD), wall mount, carbon steel, RAL 7035 light gray, powder coat finish, single-door, 1/4-turn semi-flush latch. | Stock | 654 | 684
SCE-48EL3612LP | Saginaw Enviroline series enclosure, NEMA 3R/4/12/13, 48 x 36 x 12in (HxWxD), wall mount, carbon steel, ANSI 61 gray, powder coat finish, single-door, 1/4-turn semi-flush latch. | Stock | 685 | 716
SCE-48EL3612LPLG | Saginaw Enviroline series enclosure, NEMA 3R/4/12/13, 48 x 36 x 12in (HxWxD), wall mount, carbon steel, RAL 7035 light gray, powder coat finish, single-door, 1/4-turn semi-flush latch. | Stock | 685 | 716
SCE-48EL3612LPPL | Saginaw Enviroline series enclosure, NEMA 3R/4/12/13, 48 x 36 x 12in (HxWxD), wall mount, carbon steel, ANSI 61 gray, powder coat finish, single-door, 3-point keylocking/padlocking combo handle. | Stock | 811 | 848
SCE-48EL3612SS6LP | Saginaw Enviroline series enclosure, NEMA 3R/4/4X/12/13, 48 x 36 x 12in (HxWxD), wall mount, 316L stainless steel, #4 brush finish, single-door, 1/4-turn semi-flush latch. | Stock | 2780 | 2977
SCE-48EL3612SSLP | Saginaw Enviroline series enclosure, NEMA 3R/4/4X/12/13, 48 x 36 x 12in (HxWxD), wall mount, 304 stainless steel, #4 brush finish, single-door, 1/4-turn semi-flush latch. | Stock | 2316 | 2481
SCE-48EL3612SSLPPL | Saginaw Enviroline series enclosure, NEMA 3R/4/4X/12/13, 48 x 36 x 12in (HxWxD), wall mount, 304 stainless steel, #4 brush finish, single-door, 3-point keylocking/padlocking combo handle. | Stock | 2439 | 2612
SCE-48EL3612SSST | Saginaw Enviroline series enclosure, slope top, NEMA 3R/4/4X/12/13, 48 x 36 x 12in (HxWxD), wall mount, 304 stainless steel, #4 brush finish, single-door, 1/4-turn semi-flush latch. | Stock | 3295 | 3524
SCE-48EL3616LP | Saginaw Enviroline series enclosure, NEMA 3R/4/12/13, 48 x 36 x 16in (HxWxD), wall mount, carbon steel, ANSI 61 gray, powder coat finish, single-door, 1/4-turn semi-flush latch. | Stock | 751 | 785
SCE-48EL3616LPLG | Saginaw Enviroline series enclosure, NEMA 3R/4/12/13, 48 x 36 x 16in (HxWxD), wall mount, carbon steel, RAL 7035 light gray, powder coat finish, single-door, 1/4-turn semi-flush latch. | Stock | 751 | 785
SCE-48EL3616LPPL | Saginaw Enviroline series enclosure, NEMA 3R/4/12/13, 48 x 36 x 16in (HxWxD), wall mount, carbon steel, ANSI 61 gray, powder coat finish, single-door, 3-point keylocking/padlocking combo handle. | Stock | 877 | 917
SCE-48EL3616SS6LP | Saginaw Enviroline series enclosure, NEMA 3R/4/4X/12/13, 48 x 36 x 16in (HxWxD), wall mount, 316L stainless steel, #4 brush finish, single-door, 1/4-turn semi-flush latch. | Stock | 3030 | 3246
SCE-48EL3616SSLP | Saginaw Enviroline series enclosure, NEMA 3R/4/4X/12/13, 48 x 36 x 16in (HxWxD), wall mount, 304 stainless steel, #4 brush finish, single-door, 1/4-turn semi-flush latch. | Stock | 2525 | 2705
SCE-48EL3616SSLPPL | Saginaw Enviroline series enclosure, NEMA 3R/4/4X/12/13, 48 x 36 x 16in (HxWxD), wall mount, 304 stainless steel, #4 brush finish, single-door, 3-point keylocking/padlocking combo handle. | Stock | 2660 | 2849
SCE-48EL3616SSST | Saginaw Enviroline series enclosure, slope top, NEMA 3R/4/4X/12/13, 48 x 36 x 16in (HxWxD), wall mount, 304 stainless steel, #4 brush finish, single-door, 1/4-turn semi-flush latch. | Stock | 3368 | 3602
SCE-48EL3620LP | Saginaw Enviroline series enclosure, NEMA 3R/4/12/13, 48 x 36 x 20in (HxWxD), wall mount, carbon steel, ANSI 61 gray, powder coat finish, single-door, 1/4-turn semi-flush latch. | Stock | 817 | 854
SCE-48EL3620LPLG | Saginaw Enviroline series enclosure, NEMA 3R/4/12/13, 48 x 36 x 20in (HxWxD), wall mount, carbon steel, RAL 7035 light gray, powder coat finish, single-door, 1/4-turn semi-flush latch. | Stock | 817 | 854
SCE-48EL4812SSWFLP | Saginaw Enviroline series enclosure, NEMA 3R/4/4X/12/13, 48 x 48 x 12in (HxWxD), wall mount, 304 stainless steel, #4 brush finish, 2-door, 3-point keylocking/padlocking combo handle. | Stock | 4325 | 4632
SCE-48EL4812WFLP | Saginaw Enviroline series enclosure, NEMA 3R/4/12/13, 48 x 48 x 12in (HxWxD), wall mount, carbon steel, ANSI 61 gray, powder coat finish, 2-door, 3-point keylocking/padlocking combo handle. | Stock | 1632 | 1709
SCE-48H2408LP | Saginaw enclosure, NEMA 3R/4/12/13, 48 x 24 x 8in (HxWxD), wall mount, carbon steel, ANSI 61 gray, powder coat finish, single-door, plated steel clamps, padlock hasp and staple. | Stock | 550 | 576
SCE-48H3008LP | Saginaw enclosure, NEMA 3R/4/12/13, 48 x 30 x 8in (HxWxD), wall mount, carbon steel, ANSI 61 gray, powder coat finish, single-door, plated steel clamps, padlock hasp and staple. | Stock | 624 | 654
SCE-48H3010LP | Saginaw enclosure, NEMA 3R/4/12/13, 48 x 30 x 10in (HxWxD), wall mount, carbon steel, ANSI 61 gray, powder coat finish, single-door, plated steel clamps, padlock hasp and staple. | Stock | 657 | 688
SCE-48H3016LP | Saginaw enclosure, NEMA 3R/4/12/13, 48 x 30 x 16in (HxWxD), wall mount, carbon steel, ANSI 61 gray, powder coat finish, single-door, plated steel clamps, padlock hasp and staple. | Stock | 760 | 796
SCE-48H3608LP | Saginaw enclosure, NEMA 3R/4/12/13, 48 x 36 x 8in (HxWxD), wall mount, carbon steel, ANSI 61 gray, powder coat finish, single-door, plated steel clamps, padlock hasp and staple. | Stock | 695 | 728
SCE-48H3608SS6LP | Saginaw enclosure, NEMA 3R/4/4X/12/13, 48 x 36 x 8in (HxWxD), wall mount, 316L stainless steel, #4 brush finish, single-door, stainless steel clamps, padlock hasp and staple. | Stock | 2618 | 2804
SCE-48H3608SSLP | Saginaw enclosure, NEMA 3R/4/4X/12/13, 48 x 36 x 8in (HxWxD), wall mount, 304 stainless steel, #4 brush finish, single-door, stainless steel clamps, padlock hasp and staple. | Stock | 2182 | 2337
SCE-48H3610LP | Saginaw enclosure, NEMA 3R/4/12/13, 48 x 36 x 10in (HxWxD), wall mount, carbon steel, ANSI 61 gray, powder coat finish, single-door, plated steel clamps, padlock hasp and staple. | Stock | 734 | 769
SCE-48H3610SSLP | Saginaw enclosure, NEMA 3R/4/4X/12/13, 48 x 36 x 10in (HxWxD), wall mount, 304 stainless steel, #4 brush finish, single-door, stainless steel clamps, padlock hasp and staple. | Stock | 2422 | 2594
SCE-48H3612LP | Saginaw enclosure, NEMA 3R/4/12/13, 48 x 36 x 12in (HxWxD), wall mount, carbon steel, ANSI 61 gray, powder coat finish, single-door, plated steel clamps, padlock hasp and staple. | Stock | 769 | 806
SCE-48H3612SS6LP | Saginaw enclosure, NEMA 3R/4/4X/12/13, 48 x 36 x 12in (HxWxD), wall mount, 316L stainless steel, #4 brush finish, single-door, stainless steel clamps, padlock hasp and staple. | Stock | 2925 | 3133
SCE-48H3612SSLP | Saginaw enclosure, NEMA 3R/4/4X/12/13, 48 x 36 x 12in (HxWxD), wall mount, 304 stainless steel, #4 brush finish, single-door, stainless steel clamps, padlock hasp and staple. | Stock | 2438 | 2611
SCE-48H3616LP | Saginaw enclosure, NEMA 3R/4/12/13, 48 x 36 x 16in (HxWxD), wall mount, carbon steel, ANSI 61 gray, powder coat finish, single-door, plated steel clamps, padlock hasp and staple. | Stock | 843 | 883
SCE-48H3616SS6LP | Saginaw enclosure, NEMA 3R/4/4X/12/13, 48 x 36 x 16in (HxWxD), wall mount, 316L stainless steel, #4 brush finish, single-door, stainless steel clamps, padlock hasp and staple. | Stock | 3234 | 3464
SCE-48H3616SSLP | Saginaw enclosure, NEMA 3R/4/4X/12/13, 48 x 36 x 16in (HxWxD), wall mount, 304 stainless steel, #4 brush finish, single-door, stainless steel clamps, padlock hasp and staple. | Stock | 2695 | 2886
SCE-48H3620LP | Saginaw enclosure, NEMA 3R/4/12/13, 48 x 36 x 20in (HxWxD), wall mount, carbon steel, ANSI 61 gray, powder coat finish, single-door, plated steel clamps, padlock hasp and staple. | Stock | 917 | 961
SCE-48HS3712LP | Saginaw disconnect enclosure, NEMA 3R/4/12/13, right flange, 48 x 37 x 12in (HxWxD), wall mount, carbon steel, ANSI 61 gray, powder coat finish, single-door, plated steel clamps, purchase subpanel separately. | Stock | 1175 | 1230
SCE-48HS3712SS6LP | Saginaw disconnect enclosure, NEMA 3R/4/4X/12/13, right flange, 48 x 37 x 12in (HxWxD), wall mount, 316L stainless steel, #4 brush finish, single-door, stainless steel clamps, purchase subpanel separately. | Stock | 3290 | 3524
SCE-48HS3712SSLP | Saginaw disconnect enclosure, NEMA 3R/4/4X/12/13, right flange, 48 x 37 x 12in (HxWxD), wall mount, 304 stainless steel, #4 brush finish, single-door, stainless steel clamps, purchase subpanel separately. | Stock | 2742 | 2937
SCE-48K3612SSST | Saginaw sanitary enclosure, slope top, NEMA 3R/4/4X/12, 48 x 36 x 12in (HxWxD), wall mount, 304 stainless steel, #4 brush finish, single-door, 1/4-turn sanitary stainless steel latch. | Stock | 5017 | 5365
SCE-48K3616SSST | Saginaw sanitary enclosure, slope top, NEMA 3R/4/4X/12, 48 x 36 x 16in (HxWxD), wall mount, 304 stainless steel, #4 brush finish, single-door, 1/4-turn sanitary stainless steel latch. | Stock | 5126 | 5482
SCE-48P24 | Saginaw subpanel, carbon steel, white, powder coat finish. For use with SCE-48EL24xxxx, SCE-2448xxWFLP, SCE-24EL4810xxWFLP, SCE-48SA2610LPPL and SCE-48H2408LP enclosures. | Stock | 130 | 135
SCE-48P24GALV | Saginaw subpanel, galvanized steel. For use with SCE-48EL24xxxx, SCE-2448xxWFLP, SCE-24EL4810xxWFLP, SCE-48SA2610LPPL and SCE-48H2408LP enclosures. | Stock | 143 | 149
SCE-48P24SS | Saginaw subpanel, 304 stainless steel, #4 brush finish. For use with SCE-48EL24xxxx, SCE-2448xxWFLP, SCE-24EL4810xxWFLP, SCE-48SA2610LPPL and SCE-48H2408LP enclosures. | Stock | 326 | 338
SCE-48P30 | Saginaw subpanel, carbon steel, white, powder coat finish. For use with SCE-48EL30xxxx, SCE-304810WFLP, SCE-30EL4810xxWFLP and SCE-48H30xxLP enclosures. | Stock | 170 | 177
SCE-48P30GALV | Saginaw subpanel, galvanized steel. For use with SCE-48EL30xxxx, SCE-304810WFLP, SCE-30EL4810xxWFLP and SCE-48H30xxLP enclosures. | Stock | 188 | 195
SCE-48P36 | Saginaw subpanel, carbon steel, white, powder coat finish. For use with SCE-464919xxxx, SCE-48EL36xxxx, SCE-36EL48xxxx, SCE-3648xxWFLP, SCE-48XEL37xxxx, SCE-48SA38xxLPPL, SCE-48HS37xxxx, SCE-53VR36xx, SCE-53XVR37xx and SCE-48H36xxxx enclosures. | Stock | 204 | 212
SCE-48P36GALV | Saginaw subpanel, galvanized steel. For use with SCE-464919xxxx, SCE-48EL36xxxx, SCE-36EL48xxxx, SCE-3648xxWFLP, SCE-48XEL37xxxx, SCE-48SA38xxLPPL, SCE-48HS37xxxx, SCE-53VR36xx, SCE-53XVR37xx and SCE-48H36xxxx enclosures. | Stock | 235 | 243
SCE-48P36SS | Saginaw subpanel, 304 stainless steel, #4 brush finish. For use with SCE-464919xxxx, SCE-48EL36xxxx, SCE-36EL48xxxx, SCE-3648xxWFLP, SCE-48XEL37xxxx, SCE-48SA38xxLPPL, SCE-48HS37xxxx, SCE-53VR36xx, SCE-53XVR37xx and SCE-48H36xxxx enclosures. | Stock | 510 | 529
SCE-48P37 | Saginaw subpanel, carbon steel, white, powder coat finish. For use with SCE-48X3D11818 enclosures. | Stock | 196 | 203
SCE-48P42 | Saginaw subpanel, carbon steel, white, powder coat finish. For use with SCE-42EL4812xxWFLP and SCE-4248xxWFLP enclosures. | Stock | 234 | 243
SCE-48P42GALV | Saginaw subpanel, galvanized steel. For use with SCE-42EL4812xxWFLP and SCE-4248xxWFLP enclosures. | Stock | 269 | 279
SCE-48P48 | Saginaw subpanel, carbon steel, white, powder coat finish. For use with SCE-48EL4812xxWFLP and SCE-4848xxWFLP enclosures. | Stock | 281 | 291
SCE-48P48GALV | Saginaw subpanel, galvanized steel. For use with SCE-48EL4812xxWFLP and SCE-4848xxWFLP enclosures. | Stock | 323 | 335
SCE-48P76 | Saginaw subpanel, carbon steel, white, powder coat finish. For use with SCE-48X2D7812, SCE-48X2D7818, SCE-48X3D11818 and SCE-48X4D15818 enclosures. | Stock | 464 | 481
SCE-48X2D7812 | Saginaw disconnect enclosure, NEMA 3R/12/13, right flange, 48 x 78 x 12in (HxWxD), freestanding/wall-mount, carbon steel, ANSI 61 gray, powder coat finish, 2-door, 3-point padlocking handle, purchase subpanel separately. | Stock | 2500 | 2622
SCE-48X2D7818 | Saginaw disconnect enclosure, NEMA 3R/12/13, right flange, 48 x 78 x 18in (HxWxD), freestanding/wall-mount, carbon steel, ANSI 61 gray, powder coat finish, 2-door, 3-point padlocking handle, purchase subpanel separately. | Stock | 2790 | 2926
SCE-48X3D11818 | Saginaw disconnect enclosure, NEMA 3R/12/13, right flange, 48 x 118 x 18in (HxWxD), freestanding/wall-mount, carbon steel, ANSI 61 gray, powder coat finish, 3-door, 3-point padlocking handle, purchase subpanel separately. | Stock | 4024 | 4478
SCE-48X4D15818 | Saginaw disconnect enclosure, NEMA 3R/12/13, right flange, 48 x 158 x 18in (HxWxD), freestanding/wall-mount, carbon steel, ANSI 61 gray, powder coat finish, 4-door, 3-point padlocking handle, purchase subpanel separately. | Stock | 5495 | 6021
SCE-48XEL3710LP | Saginaw Enviroline series disconnect enclosure, NEMA 3R/4/12/13, right flange, 48 x 37 x 10in (HxWxD), wall mount, carbon steel, ANSI 61 gray, powder coat finish, single-door, 3-point padlocking handle, purchase subpanel separately. | Stock | 888 | 928
SCE-48XEL3710LPLG | Saginaw Enviroline series disconnect enclosure, NEMA 3R/4/12/13, right flange, 48 x 37 x 10in (HxWxD), wall mount, carbon steel, RAL 7035 light gray, powder coat finish, single-door, 3-point padlocking handle, purchase subpanel separately. | Stock | 888 | 928
SCE-48XEL3710SS6LP | Saginaw Enviroline series disconnect enclosure, NEMA 3R/4/4X/12/13, right flange, 48 x 37 x 10in (HxWxD), wall mount, 316L stainless steel, #4 brush finish, single-door, 3-point padlocking handle, purchase subpanel separately. | Stock | 2731 | 2925
SCE-48XEL3710SSLP | Saginaw Enviroline series disconnect enclosure, NEMA 3R/4/4X/12/13, right flange, 48 x 37 x 10in (HxWxD), wall mount, 304 stainless steel, #4 brush finish, single-door, 3-point padlocking handle, purchase subpanel separately. | Stock | 2276 | 2438
SCE-48XEL3712LP | Saginaw Enviroline series disconnect enclosure, NEMA 3R/4/12/13, right flange, 48 x 37 x 12in (HxWxD), wall mount, carbon steel, ANSI 61 gray, powder coat finish, single-door, 3-point padlocking handle, purchase subpanel separately. | Stock | 936 | 978
SCE-48XEL3712LPLG | Saginaw Enviroline series disconnect enclosure, NEMA 3R/4/12/13, right flange, 48 x 37 x 12in (HxWxD), wall mount, carbon steel, RAL 7035 light gray, powder coat finish, single-door, 3-point padlocking handle, purchase subpanel separately. | Stock | 936 | 978
SCE-48XEL3712SS6LP | Saginaw Enviroline series disconnect enclosure, NEMA 3R/4/4X/12/13, right flange, 48 x 37 x 12in (HxWxD), wall mount, 316L stainless steel, #4 brush finish, single-door, 3-point padlocking handle, purchase subpanel separately. | Stock | 2885 | 3090
SCE-48XEL3712SSLP | Saginaw Enviroline series disconnect enclosure, NEMA 3R/4/4X/12/13, right flange, 48 x 37 x 12in (HxWxD), wall mount, 304 stainless steel, #4 brush finish, single-door, 3-point padlocking handle, purchase subpanel separately. | Stock | 2404 | 2575
SCE-48XEL3712SSST | Saginaw Enviroline series disconnect enclosure, slope top, NEMA 3R/4/4X/12/13, right flange, 48 x 37 x 12in (HxWxD), wall mount, 304 stainless steel, #4 brush finish, single-door, 3-point padlocking handle, purchase subpanel separately. | Stock | 3296 | 3524
SCE-48XEL3716LP | Saginaw Enviroline series disconnect enclosure, NEMA 3R/4/12/13, right flange, 48 x 37 x 16in (HxWxD), wall mount, carbon steel, ANSI 61 gray, powder coat finish, single-door, 3-point padlocking handle, purchase subpanel separately. | Stock | 1014 | 1060
SCE-48XEL3716LPLG | Saginaw Enviroline series disconnect enclosure, NEMA 3R/4/12/13, right flange, 48 x 37 x 16in (HxWxD), wall mount, carbon steel, RAL 7035 light gray, powder coat finish, single-door, 3-point padlocking handle, purchase subpanel separately. | Stock | 1014 | 1060
SCE-48XEL3716SS6LP | Saginaw Enviroline series disconnect enclosure, NEMA 3R/4/4X/12/13, right flange, 48 x 37 x 16in (HxWxD), wall mount, 316L stainless steel, #4 brush finish, single-door, 3-point padlocking handle, purchase subpanel separately. | Stock | 3208 | 3436
SCE-48XEL3716SSLP | Saginaw Enviroline series disconnect enclosure, NEMA 3R/4/4X/12/13, right flange, 48 x 37 x 16in (HxWxD), wall mount, 304 stainless steel, #4 brush finish, single-door, 3-point padlocking handle, purchase subpanel separately. | Stock | 2673 | 2863
SCE-48XEL3716SSST | Saginaw Enviroline series disconnect enclosure, slope top, NEMA 3R/4/4X/12/13, right flange, 48 x 37 x 16in (HxWxD), wall mount, 304 stainless steel, #4 brush finish, single-door, 3-point padlocking handle, purchase subpanel separately. | Stock | 3438 | 3677
SC-E4G-24VDC | Fuji Electric IEC contactor, 80A, (3) N.O. power contact(s), 24 VDC coil voltage. | Stock | 110 | 123
SCE-4PB | Saginaw pushbutton enclosure, 4 holes, 30mm, NEMA 4/12/13, 11 x 4 x 3in (HxWxD), wall mount, carbon steel, ANSI 61 gray, powder coat finish, screw cover. | Stock | 74 | 77
SCE-4PBA | Saginaw pushbutton consolet, 4 holes, 30mm, NEMA 4/12/13, 4 x 10 x 5in (HxWxD), wall mount, carbon steel, ANSI 61 gray, powder coat finish, screw cover. | Stock | 115 | 119
SCE-4PBAI | Saginaw pushbutton consolet, 4 holes, 22mm, NEMA 4/12/13, 4 x 10 x 5in (HxWxD), wall mount, carbon steel, ANSI 61 gray, powder coat finish, screw cover. | Stock | 115 | 119
SCE-4PBGX | Saginaw pushbutton enclosure, 4 holes, 22mm, NEMA 4/12/13, 9 x 4 x 4in (HxWxD), wall mount, carbon steel, ANSI 61 gray, powder coat finish, screw cover. | Stock | 80 | 84
SCE-4PBI | Saginaw pushbutton enclosure, 4 holes, 22mm, NEMA 4/12/13, 11 x 4 x 3in (HxWxD), wall mount, carbon steel, ANSI 61 gray, powder coat finish, screw cover. | Stock | 74 | 77
SCE-4PB-RAL1018 | Saginaw pushbutton enclosure, 4 holes, 30mm, NEMA 4/12/13, 11 x 4 x 3in (HxWxD), wall mount, carbon steel, RAL 1018 yellow, powder coat finish, screw cover. | Stock | 91 | 94
SCE-4PBSS | Saginaw pushbutton enclosure, 4 holes, 30mm, NEMA 4/4X/12/13, 11 x 4 x 3in (HxWxD), wall mount, 304 stainless steel, #4 brush finish, screw cover. | Stock | 206 | 221
SCE-4PBSS6 | Saginaw pushbutton enclosure, 4 holes, 30mm, NEMA 4/4X/12/13, 11 x 4 x 3in (HxWxD), wall mount, 316L stainless steel, #4 brush finish, screw cover. | Stock | 247 | 265
SCE-4PBSS6I | Saginaw pushbutton enclosure, 4 holes, 22mm, NEMA 4/4X/12/13, 11 x 4 x 3in (HxWxD), wall mount, 316L stainless steel, #4 brush finish, screw cover. | Stock | 247 | 265
SCE-4PBSSI | Saginaw pushbutton enclosure, 4 holes, 22mm, NEMA 4/4X/12/13, 11 x 4 x 3in (HxWxD), wall mount, 304 stainless steel, #4 brush finish, screw cover. | Stock | 206 | 221
SCE-4PBX | Saginaw pushbutton enclosure, 4 holes, 30mm, NEMA 4/12/13, 10 x 4 x 5in (HxWxD), wall mount, carbon steel, ANSI 61 gray, powder coat finish, screw cover. | Stock | 97 | 101
SCE-4PBXI | Saginaw pushbutton enclosure, 4 holes, 22mm, NEMA 4/12/13, 10 x 4 x 5in (HxWxD), wall mount, carbon steel, ANSI 61 gray, powder coat finish, screw cover. | Stock | 97 | 101
SCE-4PBX-RAL1018 | Saginaw pushbutton enclosure, 4 holes, 30mm, NEMA 4/12/13, 10 x 4 x 5in (HxWxD), wall mount, carbon steel, RAL 1018 yellow, powder coat finish, screw cover. | Stock | 114 | 118
SCE-4PBXSS | Saginaw pushbutton enclosure, 4 holes, 30mm, NEMA 4/4X/12/13, 10 x 4 x 5in (HxWxD), wall mount, 304 stainless steel, #4 brush finish, screw cover. | Stock | 245 | 263
SCE-4PBXSS6 | Saginaw pushbutton enclosure, 4 holes, 30mm, NEMA 4/4X/12/13, 10 x 4 x 5in (HxWxD), wall mount, 316L stainless steel, #4 brush finish, screw cover. | Stock | 294 | 315
SCE-4PBXSS6I | Saginaw pushbutton enclosure, 4 holes, 22mm, NEMA 4/4X/12/13, 10 x 4 x 5in (HxWxD), wall mount, 316L stainless steel, #4 brush finish, screw cover. | Stock | 294 | 315
SCE-4PBXSSI | Saginaw pushbutton enclosure, 4 holes, 22mm, NEMA 4/4X/12/13, 10 x 4 x 5in (HxWxD), wall mount, 304 stainless steel, #4 brush finish, screw cover. | Stock | 245 | 263
SCE-4R44 | Saginaw enclosure, NEMA 3R, 4 x 4 x 4in (HxWxD), wall mount, carbon steel, ANSI 61 gray, powder coat finish, screw cover, padlock hasp and staple. | Stock | 53 | 56
SCE-4SPB | Saginaw pushbutton enclosure, 4 holes, 30mm, NEMA 4/12/13, 8 x 7 x 3in (HxWxD), wall mount, carbon steel, ANSI 61 gray, powder coat finish, screw cover. | Stock | 83 | 87
SCE-4SPBA | Saginaw pushbutton consolet, 4 holes, 30mm, NEMA 4/12/13, 7 x 7 x 7in (HxWxD), wall mount, carbon steel, ANSI 61 gray, powder coat finish, screw cover, purchase subpanel separately. | Stock | 128 | 133
SCE-4SPBAI | Saginaw pushbutton consolet, 4 holes, 22mm, NEMA 4/12/13, 7 x 7 x 7in (HxWxD), wall mount, carbon steel, ANSI 61 gray, powder coat finish, screw cover, purchase subpanel separately. | Stock | 128 | 133
SCE-4SPBH | Saginaw pushbutton enclosure, 4 holes, 30mm, NEMA 4/12/13, 8 x 8 x 6in (HxWxD), wall mount, carbon steel, ANSI 61 gray, powder coat finish, hinged screw cover. | Stock | 127 | 132
SCE-4SPBHI | Saginaw pushbutton enclosure, 4 holes, 22mm, NEMA 4/12/13, 8 x 8 x 6in (HxWxD), wall mount, carbon steel, ANSI 61 gray, powder coat finish, hinged screw cover. | Stock | 127 | 132
SCE-4SPBI | Saginaw pushbutton enclosure, 4 holes, 22mm, NEMA 4/12/13, 8 x 7 x 3in (HxWxD), wall mount, carbon steel, ANSI 61 gray, powder coat finish, screw cover. | Stock | 83 | 87
SCE-4SPBSS | Saginaw pushbutton enclosure, 4 holes, 30mm, NEMA 4/4X/12/13, 8 x 7 x 3in (HxWxD), wall mount, 304 stainless steel, #4 brush finish, screw cover. | Stock | 226 | 242
SCE-4SPBSS6 | Saginaw pushbutton enclosure, 4 holes, 30mm, NEMA 4/4X/12/13, 8 x 7 x 3in (HxWxD), wall mount, 316L stainless steel, #4 brush finish, screw cover. | Stock | 272 | 291
SCE-4SPBSS6I | Saginaw pushbutton enclosure, 4 holes, 22mm, NEMA 4/4X/12/13, 8 x 7 x 3in (HxWxD), wall mount, 316L stainless steel, #4 brush finish, screw cover. | Stock | 272 | 291
SCE-4SPBSSI | Saginaw pushbutton enclosure, 4 holes, 22mm, NEMA 4/4X/12/13, 8 x 7 x 3in (HxWxD), wall mount, 304 stainless steel, #4 brush finish, screw cover. | Stock | 226 | 242
SCE-4SPBX | Saginaw pushbutton enclosure, 4 holes, 30mm, NEMA 4/12/13, 8 x 7 x 5in (HxWxD), wall mount, carbon steel, ANSI 61 gray, powder coat finish, screw cover. | Stock | 98 | 102
SCE-4SPBXI | Saginaw pushbutton enclosure, 4 holes, 22mm, NEMA 4/12/13, 8 x 7 x 5in (HxWxD), wall mount, carbon steel, ANSI 61 gray, powder coat finish, screw cover. | Stock | 98 | 102
SCE-4SPBX-RAL1018 | Saginaw pushbutton enclosure, 4 holes, 30mm, NEMA 4/12/13, 8 x 7 x 5in (HxWxD), wall mount, carbon steel, RAL 1018 yellow, powder coat finish, screw cover. | Stock | 110 | 114
SC-E5-100V | Fuji Electric IEC contactor, 105A, (3) N.O. power contact(s), 120 VAC (60Hz)/110 VAC (50Hz) coil voltage, low consumption electronic. (2) N.O. and (2) N.C. auxiliary contacts included. | Stock | 221 | 246
SC-E5-200V | Fuji Electric IEC contactor, 105A, (3) N.O. power contact(s), 240 VAC (60Hz)/220 VAC (50Hz) coil voltage, low consumption electronic. (2) N.O. and (2) N.C. auxiliary contacts included. | Stock | 221 | 246
SC-E5-24V | Fuji Electric IEC contactor, 105A, (3) N.O. power contact(s), 24 VAC/VDC coil voltage, low consumption electronic. (2) N.O. and (2) N.C. auxiliary contacts included. | Stock | 221 | 246
SCE-53VR3616 | Saginaw enclosure, vented, NEMA 3R, 53 x 36 x 16in (HxWxD), wall mount, carbon steel, white, powder coat finish, single-door, 1/4-turn padlocking wing handle. | Stock | 2143 | 2247
SCE-53VR3620 | Saginaw enclosure, vented, NEMA 3R, 53 x 36 x 20in (HxWxD), wall mount, carbon steel, white, powder coat finish, single-door, 1/4-turn padlocking wing handle. | Stock | 2385 | 2501
SCE-53XVR3716 | Saginaw disconnect enclosure, vented, NEMA 3R, right flange, 53 x 37 x 16in (HxWxD), wall mount, carbon steel, white, powder coat finish, single-door, 3-point padlocking handle, purchase subpanel separately. | Stock | 2403 | 2520
SCE-53XVR3720 | Saginaw disconnect enclosure, vented, NEMA 3R, right flange, 53 x 37 x 20in (HxWxD), wall mount, carbon steel, white, powder coat finish, single-door, 3-point padlocking handle, purchase subpanel separately. | Stock | 2645 | 2774
SC-E5-400V | Fuji Electric IEC contactor, 105A, (3) N.O. power contact(s), 450 VAC (60Hz)/380 VAC (50Hz) coil voltage, low consumption electronic. (2) N.O. and (2) N.C. auxiliary contacts included. | Stock | 221 | 246
SC-E5-500V | Fuji Electric IEC contactor, 105A, (3) N.O. power contact(s), 575 VAC (60Hz)/460 VAC (50Hz) coil voltage, low consumption electronic. (2) N.O. and (2) N.C. auxiliary contacts included. | Stock | 221 | 246
SCE-5PB | Saginaw pushbutton enclosure, 5 holes, 30mm, NEMA 4/12/13, 13 x 4 x 3in (HxWxD), wall mount, carbon steel, ANSI 61 gray, powder coat finish, screw cover. | Stock | 82 | 85
SCE-5PBI | Saginaw pushbutton enclosure, 5 holes, 22mm, NEMA 4/12/13, 13 x 4 x 3in (HxWxD), wall mount, carbon steel, ANSI 61 gray, powder coat finish, screw cover. | Stock | 82 | 85
SCE-5PB-RAL1018 | Saginaw pushbutton enclosure, 5 holes, 30mm, NEMA 4/12/13, 13 x 4 x 3in (HxWxD), wall mount, carbon steel, RAL 1018 yellow, powder coat finish, screw cover. | Stock | 100 | 104
SCE-5PBX-RAL1018 | Saginaw pushbutton enclosure, 5 holes, 30mm, NEMA 12/13/4, 12 x 4 x 5in (HxWxD), wall mount, carbon steel, RAL 1018 yellow, powder coat finish, screw cover. | Stock | 125 | 130
SCE-603624FS | Saginaw enclosure, NEMA 3R/12/13, 60 x 36 x 24in (HxWxD), freestanding, carbon steel, ANSI 61 gray, powder coat finish, single-door, 3-point keylocking/padlocking combo handle. | Stock | 1834 | 1924
SCE-6044CHNF | Saginaw enclosure, NEMA 3R/4/12/13, 6 x 4 x 4in (HxWxD), wall mount, carbon steel, ANSI 61 gray, powder coat finish, single-door, stainless steel clamps. | Stock | 54 | 56
SCE-6044CHNFSS | Saginaw enclosure, NEMA 3R/4/4X/12/13, 6 x 4 x 4in (HxWxD), wall mount, 304 stainless steel, #4 brush finish, single-door, stainless steel clamps. | Stock | 175 | 188
SCE-6044CHNFSS6 | Saginaw enclosure, NEMA 3R/4/4X/12/13, 6 x 4 x 4in (HxWxD), wall mount, 316L stainless steel, #4 brush finish, single-door, stainless steel clamps. | Stock | 210 | 225
SCE-6044SC | Saginaw enclosure, NEMA 3R/4/12/13, 6 x 4 x 4in (HxWxD), wall mount, carbon steel, ANSI 61 gray, powder coat finish, screw cover. | Stock | 57 | 59
SCE-604808LP | Saginaw enclosure, NEMA 3R/12/13, 60 x 48 x 8in (HxWxD), floor mount, carbon steel, ANSI 61 gray, powder coat finish, double-door, 3-point keylocking/padlocking combo handle. | Stock | 2016 | 2114
SCE-604810LP | Saginaw enclosure, NEMA 3R/12/13, 60 x 48 x 10in (HxWxD), floor mount, carbon steel, ANSI 61 gray, powder coat finish, double-door, 3-point keylocking/padlocking combo handle. | Stock | 2081 | 2182
SCE-604812LP | Saginaw enclosure, NEMA 3R/12/13, 60 x 48 x 12in (HxWxD), floor mount, carbon steel, ANSI 61 gray, powder coat finish, double-door, 3-point keylocking/padlocking combo handle. | Stock | 2146 | 2251
SCE-604816LP | Saginaw enclosure, NEMA 3R/12/13, 60 x 48 x 16in (HxWxD), floor mount, carbon steel, ANSI 61 gray, powder coat finish, double-door, 3-point keylocking/padlocking combo handle. | Stock | 2273 | 2384
SCE-604818FSD | Saginaw enclosure, NEMA 3R/12/13, 60 x 48 x 18in (HxWxD), freestanding, carbon steel, ANSI 61 gray, powder coat finish, double-door, 3-point keylocking/padlocking combo handle. | Stock | 2322 | 2435
SCE-604818SSFSD | Saginaw enclosure, NEMA 3R/12/13, 60 x 48 x 18in (HxWxD), freestanding, 304 stainless steel, #4 brush finish, double-door, 3-point keylocking/padlocking combo handle. | Stock | 7359 | 7882
SCE-604824LP | Saginaw enclosure, NEMA 3R/12/13, 60 x 48 x 24in (HxWxD), floor mount, carbon steel, ANSI 61 gray, powder coat finish, double-door, 3-point keylocking/padlocking combo handle. | Stock | 2533 | 2656
SCE-604CHNF | Saginaw enclosure, NEMA 3R/4/12/13, 6 x 4 x 3in (HxWxD), wall mount, carbon steel, ANSI 61 gray, powder coat finish, single-door, stainless steel clamps. | Stock | 50 | 52
SCE-604ELJ | Saginaw Enviroline Junction series enclosure, NEMA 3R/4/12/13, 6 x 4 x 4in (HxWxD), wall mount, carbon steel, ANSI 61 gray, powder coat finish, single-door, 1/4-turn semi-flush latch. | Stock | 44.5 | 46.5
SCE-604ELJLG | Saginaw Enviroline Junction series enclosure, NEMA 3R/4/12/13, 6 x 4 x 4in (HxWxD), wall mount, carbon steel, RAL 7035 light gray, powder coat finish, single-door, 1/4-turn semi-flush latch. | Stock | 44.5 | 46.5
SCE-604ELJSS | Saginaw Enviroline Junction series enclosure, NEMA 3R/4/4X/12/13, 6 x 4 x 4in (HxWxD), wall mount, 304 stainless steel, #4 brush finish, single-door, 1/4-turn semi-flush latch. | Stock | 134 | 144
SCE-604ELJSS6 | Saginaw Enviroline Junction series enclosure, NEMA 3R/4/4X/12/13, 6 x 4 x 4in (HxWxD), wall mount, 316L stainless steel, #4 brush finish, single-door, 1/4-turn semi-flush latch. | Stock | 161 | 173
SCE-604ELJSSST | Saginaw Enviroline Junction series enclosure, slope top, NEMA 3R/4/4X/12/13, 6 x 4 x 4in (HxWxD), wall mount, 304 stainless steel, #4 brush finish, single-door, 1/4-turn semi-flush latch. | Stock | 320 | 343
SCE-604SC | Saginaw enclosure, NEMA 3R/4/12/13, 6 x 4 x 3in (HxWxD), wall mount, carbon steel, ANSI 61 gray, powder coat finish, screw cover. | Stock | 51 | 53
SCE-606010LP | Saginaw enclosure, NEMA 3R/12/13, 60 x 60 x 10in (HxWxD), floor mount, carbon steel, ANSI 61 gray, powder coat finish, double-door, 3-point keylocking/padlocking combo handle. | Stock | 2331 | 2445
SCE-606012LP | Saginaw enclosure, NEMA 3R/12/13, 60 x 60 x 12in (HxWxD), floor mount, carbon steel, ANSI 61 gray, powder coat finish, double-door, 3-point keylocking/padlocking combo handle. | Stock | 2403 | 2520
SCE-606016LP | Saginaw enclosure, NEMA 3R/12/13, 60 x 60 x 16in (HxWxD), floor mount, carbon steel, ANSI 61 gray, powder coat finish, double-door, 3-point keylocking/padlocking combo handle. | Stock | 2547 | 2671
SCE-606024LP | Saginaw enclosure, NEMA 3R/12/13, 60 x 60 x 24in (HxWxD), floor mount, carbon steel, ANSI 61 gray, powder coat finish, double-door, 3-point keylocking/padlocking combo handle. | Stock | 2834 | 2972
SCE-606CHNF | Saginaw enclosure, NEMA 3R/4/12/13, 6 x 6 x 4in (HxWxD), wall mount, carbon steel, ANSI 61 gray, powder coat finish, single-door, stainless steel clamps. | Stock | 59 | 61
SCE-606CHNFSS | Saginaw enclosure, NEMA 3R/4/4X/12/13, 6 x 6 x 4in (HxWxD), wall mount, 304 stainless steel, #4 brush finish, single-door, stainless steel clamps. | Stock | 219 | 235
SCE-606CHNFSS6 | Saginaw enclosure, NEMA 3R/4/4X/12/13, 6 x 6 x 4in (HxWxD), wall mount, 316L stainless steel, #4 brush finish, single-door, stainless steel clamps. | Stock | 239 | 256
SCE-606ELJ | Saginaw Enviroline Junction series enclosure, NEMA 3R/4/12/13, 6 x 6 x 4in (HxWxD), wall mount, carbon steel, ANSI 61 gray, powder coat finish, single-door, 1/4-turn semi-flush latch. | Stock | 52 | 54
SCE-606ELJLG | Saginaw Enviroline Junction series enclosure, NEMA 3R/4/12/13, 6 x 6 x 4in (HxWxD), wall mount, carbon steel, RAL 7035 light gray, powder coat finish, single-door, 1/4-turn semi-flush latch. | Stock | 52 | 54
SCE-606ELJSS | Saginaw Enviroline Junction series enclosure, NEMA 3R/4/4X/12/13, 6 x 6 x 4in (HxWxD), wall mount, 304 stainless steel, #4 brush finish, single-door, 1/4-turn semi-flush latch. | Stock | 168 | 180
SCE-606ELJSS6 | Saginaw Enviroline Junction series enclosure, NEMA 3R/4/4X/12/13, 6 x 6 x 4in (HxWxD), wall mount, 316L stainless steel, #4 brush finish, single-door, 1/4-turn semi-flush latch. | Stock | 202 | 216
SCE-606ELJSSST | Saginaw Enviroline Junction series enclosure, slope top, NEMA 3R/4/4X/12/13, 6 x 6 x 4in (HxWxD), wall mount, 304 stainless steel, #4 brush finish, single-door, 1/4-turn semi-flush latch. | Stock | 400 | 428
SCE-606SC | Saginaw enclosure, NEMA 3R/4/12/13, 6 x 6 x 4in (HxWxD), wall mount, carbon steel, ANSI 61 gray, powder coat finish, screw cover. | Stock | 60 | 62
SCE-60AFSD | Saginaw internal disconnect enclosure, 13.50 x 12.00 x 6.50in (HxWxD), carbon steel, orange, NEMA 1. For use with 12in (D) or greater enclosures. | Stock | 201 | 208
SCE-60BFP42 | Saginaw subpanel, carbon steel, white, powder coat finish. For use with SCE-42EL6012xxWFALP and SCE-4260xxWFALP enclosures. | Stock | 304 | 316
SCE-60BFP42GALV | Saginaw subpanel, galvanized steel. For use with SCE-42EL6012xxWFALP and SCE-4260xxWFALP enclosures. | Stock | 350 | 363
SCE-60EL2412LP | Saginaw Enviroline series enclosure, NEMA 3R/4/12/13, 60 x 24 x 12in (HxWxD), wall mount, carbon steel, ANSI 61 gray, powder coat finish, single-door, 1/4-turn semi-flush latch. | Stock | 629 | 657
SCE-60EL2412LPLG | Saginaw Enviroline series enclosure, NEMA 3R/4/12/13, 60 x 24 x 12in (HxWxD), wall mount, carbon steel, RAL 7035 light gray, powder coat finish, single-door, 1/4-turn semi-flush latch. | Stock | 629 | 657
SCE-60EL2418FS | Saginaw Enviroline series enclosure, NEMA 3R/4/12/13, 60 x 24 x 18in (HxWxD), freestanding, carbon steel, ANSI 61 gray, powder coat finish, single-door, 3-point keylocking/padlocking combo handle. | Stock | 1385 | 1452
SCE-60EL2418SS6FS | Saginaw Enviroline series enclosure, NEMA 3R/4/4X/12/13, 60 x 24 x 18in (HxWxD), freestanding, 316L stainless steel, #4 brush finish, single-door, 3-point keylocking/padlocking combo handle. | Stock | 5048 | 5407
SCE-60EL2418SSFS | Saginaw Enviroline series enclosure, NEMA 3R/4/4X/12/13, 60 x 24 x 18in (HxWxD), freestanding, 304 stainless steel, #4 brush finish, single-door, 3-point keylocking/padlocking combo handle. | Stock | 4206 | 4505
SCE-60EL3608LP | Saginaw Enviroline series enclosure, NEMA 3R/4/12/13, 60 x 36 x 8in (HxWxD), wall mount, carbon steel, ANSI 61 gray, powder coat finish, single-door, 1/4-turn semi-flush latch. | Stock | 741 | 774
SCE-60EL3608LPLG | Saginaw Enviroline series enclosure, NEMA 3R/4/12/13, 60 x 36 x 8in (HxWxD), wall mount, carbon steel, RAL 7035 light gray, powder coat finish, single-door, 1/4-turn semi-flush latch. | Stock | 741 | 774
SCE-60EL3610LP | Saginaw Enviroline series enclosure, NEMA 3R/4/12/13, 60 x 36 x 10in (HxWxD), wall mount, carbon steel, ANSI 61 gray, powder coat finish, single-door, 1/4-turn semi-flush latch. | Stock | 762 | 796
SCE-60EL3610LPLG | Saginaw Enviroline series enclosure, NEMA 3R/4/12/13, 60 x 36 x 10in (HxWxD), wall mount, carbon steel, RAL 7035 light gray, powder coat finish, single-door, 1/4-turn semi-flush latch. | Stock | 762 | 796
SCE-60EL3612LP | Saginaw Enviroline series enclosure, NEMA 3R/4/12/13, 60 x 36 x 12in (HxWxD), wall mount, carbon steel, ANSI 61 gray, powder coat finish, single-door, 1/4-turn semi-flush latch. | Stock | 797 | 833
SCE-60EL3612LPLG | Saginaw Enviroline series enclosure, NEMA 3R/4/12/13, 60 x 36 x 12in (HxWxD), wall mount, carbon steel, RAL 7035 light gray, powder coat finish, single-door, 1/4-turn semi-flush latch. | Stock | 797 | 833
SCE-60EL3612LPPL | Saginaw Enviroline series enclosure, NEMA 3R/4/12/13, 60 x 36 x 12in (HxWxD), wall mount, carbon steel, ANSI 61 gray, powder coat finish, single-door, 3-point keylocking/padlocking combo handle. | Stock | 924 | 966
SCE-60EL3612SS6LP | Saginaw Enviroline series enclosure, NEMA 3R/4/4X/12/13, 60 x 36 x 12in (HxWxD), wall mount, 316L stainless steel, #4 brush finish, single-door, 1/4-turn semi-flush latch. | Stock | 3281 | 3514
SCE-60EL3612SS6LPPL | Saginaw Enviroline series enclosure, NEMA 3R/4/4X/12/13, 60 x 36 x 12in (HxWxD), wall mount, 316L stainless steel, #4 brush finish, single-door, 3-point keylocking/padlocking combo handle. | Stock | 3431 | 3674
SCE-60EL3612SSLP | Saginaw Enviroline series enclosure, NEMA 3R/4/4X/12/13, 60 x 36 x 12in (HxWxD), wall mount, 304 stainless steel, #4 brush finish, single-door, 1/4-turn semi-flush latch. | Stock | 2734 | 2928
SCE-60EL3612SSLPPL | Saginaw Enviroline series enclosure, NEMA 3R/4/4X/12/13, 60 x 36 x 12in (HxWxD), wall mount, 304 stainless steel, #4 brush finish, single-door, 3-point keylocking/padlocking combo handle. | Stock | 2859 | 3062
SCE-60EL3612SSST | Saginaw Enviroline series enclosure, slope top, NEMA 3R/4/4X/12/13, 60 x 36 x 12in (HxWxD), wall mount, 304 stainless steel, #4 brush finish, single-door, 1/4-turn semi-flush latch. | Stock | 3769 | 4031
SCE-60EL3616LP | Saginaw Enviroline series enclosure, NEMA 3R/4/12/13, 60 x 36 x 16in (HxWxD), wall mount, carbon steel, ANSI 61 gray, powder coat finish, single-door, 1/4-turn semi-flush latch. | Stock | 873 | 912
SCE-60EL3616LPLG | Saginaw Enviroline series enclosure, NEMA 3R/4/12/13, 60 x 36 x 16in (HxWxD), wall mount, carbon steel, RAL 7035 light gray, powder coat finish, single-door, 1/4-turn semi-flush latch. | Stock | 873 | 912
SCE-60EL3616LPPL | Saginaw Enviroline series enclosure, NEMA 3R/4/12/13, 60 x 36 x 16in (HxWxD), wall mount, carbon steel, ANSI 61 gray, powder coat finish, single-door, 3-point keylocking/padlocking combo handle. | Stock | 999 | 1045
SCE-60EL3616SS6LP | Saginaw Enviroline series enclosure, NEMA 3R/4/4X/12/13, 60 x 36 x 16in (HxWxD), wall mount, 316L stainless steel, #4 brush finish, single-door, 1/4-turn semi-flush latch. | Stock | 3539 | 3791
SCE-60EL3616SSLP | Saginaw Enviroline series enclosure, NEMA 3R/4/4X/12/13, 60 x 36 x 16in (HxWxD), wall mount, 304 stainless steel, #4 brush finish, single-door, 1/4-turn semi-flush latch. | Stock | 2949 | 3159
SCE-60EL3616SSLPPL | Saginaw Enviroline series enclosure, NEMA 3R/4/4X/12/13, 60 x 36 x 16in (HxWxD), wall mount, 304 stainless steel, #4 brush finish, single-door, 3-point keylocking/padlocking combo handle. | Stock | 3085 | 3304
SCE-60EL3616SSST | Saginaw Enviroline series enclosure, slope top, NEMA 3R/4/4X/12/13, 60 x 36 x 16in (HxWxD), wall mount, 304 stainless steel, #4 brush finish, single-door, 1/4-turn semi-flush latch. | Stock | 3934 | 4207
SCE-60EL3620LP | Saginaw Enviroline series enclosure, NEMA 3R/4/12/13, 60 x 36 x 20in (HxWxD), wall mount, carbon steel, ANSI 61 gray, powder coat finish, single-door, 1/4-turn semi-flush latch. | Stock | 950 | 993
SCE-60EL3620LPLG | Saginaw Enviroline series enclosure, NEMA 3R/4/12/13, 60 x 36 x 20in (HxWxD), wall mount, carbon steel, RAL 7035 light gray, powder coat finish, single-door, 1/4-turn semi-flush latch. | Stock | 950 | 993
SCE-60EL3624LP | Saginaw Enviroline series enclosure, NEMA 3R/4/12/13, 60 x 36 x 24in (HxWxD), wall mount, carbon steel, ANSI 61 gray, powder coat finish, single-door, 1/4-turn semi-flush latch. | Stock | 1286 | 1344
SCE-60EL3624LPLG | Saginaw Enviroline series enclosure, NEMA 3R/4/12/13, 60 x 36 x 24in (HxWxD), wall mount, carbon steel, RAL 7035 light gray, powder coat finish, single-door, 1/4-turn semi-flush latch. | Stock | 1286 | 1344
SCE-60EL3624LPPL | Saginaw Enviroline series enclosure, NEMA 3R/4/12/13, 60 x 36 x 24in (HxWxD), wall mount, carbon steel, ANSI 61 gray, powder coat finish, single-door, 3-point keylocking/padlocking combo handle. | Stock | 1413 | 1477
SCE-60EL3624SS6FS | Saginaw Enviroline series enclosure, NEMA 3R/4/4X/12/13, 60 x 36 x 24in (HxWxD), freestanding, 316L stainless steel, #4 brush finish, single-door, 3-point keylocking/padlocking combo handle. | Stock | 6082 | 6515
SCE-60EL3624SSFS | Saginaw Enviroline series enclosure, NEMA 3R/4/4X/12/13, 60 x 36 x 24in (HxWxD), freestanding, 304 stainless steel, #4 brush finish, single-door, 3-point keylocking/padlocking combo handle. | Stock | 5069 | 5429
SCE-60EL3624SSLP | Saginaw Enviroline series enclosure, NEMA 3R/4/4X/12/13, 60 x 36 x 24in (HxWxD), wall mount, 304 stainless steel, #4 brush finish, single-door, 1/4-turn semi-flush latch. | Stock | 3553 | 3805
SCE-60EL3624SSLPPL | Saginaw Enviroline series enclosure, NEMA 3R/4/4X/12/13, 60 x 36 x 24in (HxWxD), wall mount, 304 stainless steel, #4 brush finish, single-door, 3-point keylocking/padlocking combo handle. | Stock | 3688 | 3950
SCE-60EL4812LPPL | Saginaw Enviroline series enclosure, NEMA 3R/4/12/13, 60 x 48 x 12in (HxWxD), floor mount, carbon steel, ANSI 61 gray, powder coat finish, 2-door, 3-point keylocking/padlocking combo handle. | Stock | 2622 | 2750
SCE-60EL4812SS6LPPL | Saginaw Enviroline series enclosure, NEMA 3R/4/4X/12/13, 60 x 48 x 12in (HxWxD), floor mount, 316L stainless steel, #4 brush finish, 2-door, 3-point keylocking/padlocking combo handle. | Stock | 8283 | 8871
SCE-60EL4812SS6ST | Saginaw Enviroline series enclosure, slope top, NEMA 3R/4/4X/12/13, 60 x 48 x 12in (HxWxD), freestanding, 316L stainless steel, #4 brush finish, 2-door, 3-point 304 stainless steel padlocking handle. | Stock | 11048 | 11814
SCE-60EL4812SSLPPL | Saginaw Enviroline series enclosure, NEMA 3R/4/4X/12/13, 60 x 48 x 12in (HxWxD), floor mount, 304 stainless steel, #4 brush finish, 2-door, 3-point keylocking/padlocking combo handle. | Stock | 6902 | 7393
SCE-60EL4812SSST | Saginaw Enviroline series enclosure, slope top, NEMA 3R/4/4X/12/13, 60 x 48 x 12in (HxWxD), freestanding, 304 stainless steel, #4 brush finish, 2-door, 3-point 304 stainless steel padlocking handle. | Stock | 9206 | 9845
SCE-60EL4818FSD | Saginaw Enviroline series enclosure, NEMA 3R/4/12/13, 60 x 48 x 18in (HxWxD), freestanding, carbon steel, ANSI 61 gray, powder coat finish, 2-door, 3-point keylocking/padlocking combo handle. | Stock | 2984 | 3129
SCE-60EL4818LPPL | Saginaw Enviroline series enclosure, NEMA 3R/4/12/13, 60 x 48 x 18in (HxWxD), floor mount, carbon steel, ANSI 61 gray, powder coat finish, 2-door, 3-point keylocking/padlocking combo handle. | Stock | 2674 | 2804
SCE-60EL4818SS6FSD | Saginaw Enviroline series enclosure, NEMA 3R/4/4X/12/13, 60 x 48 x 18in (HxWxD), freestanding, 316L stainless steel, #4 brush finish, 2-door, 3-point keylocking/padlocking combo handle. | Stock | 9548 | 10227
SCE-60EL4818SS6LPPL | Saginaw Enviroline series enclosure, NEMA 3R/4/4X/12/13, 60 x 48 x 18in (HxWxD), floor mount, 316L stainless steel, #4 brush finish, 2-door, 3-point keylocking/padlocking combo handle. | Stock | 8785 | 9410
SCE-60EL4818SS6ST | Saginaw Enviroline series enclosure, slope top, NEMA 3R/4/4X/12/13, 60 x 48 x 18in (HxWxD), freestanding, 316L stainless steel, #4 brush finish, 2-door, 3-point 304 stainless steel padlocking handle. | Stock | 11718 | 12531
SCE-60EL4818SSFSD | Saginaw Enviroline series enclosure, NEMA 3R/4/4X/12/13, 60 x 48 x 18in (HxWxD), freestanding, 304 stainless steel, #4 brush finish, 2-door, 3-point keylocking/padlocking combo handle. | Stock | 7957 | 8522
SCE-60EL4818SSLPPL | Saginaw Enviroline series enclosure, NEMA 3R/4/4X/12/13, 60 x 48 x 18in (HxWxD), floor mount, 304 stainless steel, #4 brush finish, 2-door, 3-point keylocking/padlocking combo handle. | Stock | 7321 | 7841
SCE-60EL4818SSST | Saginaw Enviroline series enclosure, slope top, NEMA 3R/4/4X/12/13, 60 x 48 x 18in (HxWxD), freestanding, 304 stainless steel, #4 brush finish, 2-door, 3-point 304 stainless steel padlocking handle. | Stock | 9765 | 10442
SCE-60EL6012LPPL | Saginaw Enviroline series enclosure, NEMA 3R/4/12/13, 60 x 60 x 12in (HxWxD), floor mount, carbon steel, ANSI 61 gray, powder coat finish, 2-door, 3-point keylocking/padlocking combo handle. | Stock | 2874 | 3014
SCE-60EL6012SS6LPPL | Saginaw Enviroline series enclosure, NEMA 3R/4/4X/12/13, 60 x 60 x 12in (HxWxD), floor mount, 316L stainless steel, #4 brush finish, 2-door, 3-point keylocking/padlocking combo handle. | Stock | 9296 | 9957
SCE-60EL6012SS6ST | Saginaw Enviroline series enclosure, slope top, NEMA 3R/4/4X/12/13, 60 x 60 x 12in (HxWxD), freestanding, 316L stainless steel, #4 brush finish, 2-door, 3-point 304 stainless steel padlocking handle. | Stock | 12399 | 13259
SCE-60EL6012SSLPPL | Saginaw Enviroline series enclosure, NEMA 3R/4/4X/12/13, 60 x 60 x 12in (HxWxD), floor mount, 304 stainless steel, #4 brush finish, 2-door, 3-point keylocking/padlocking combo handle. | Stock | 7747 | 8297
SCE-60EL6012SSST | Saginaw Enviroline series enclosure, slope top, NEMA 3R/4/4X/12/13, 60 x 60 x 12in (HxWxD), freestanding, 304 stainless steel, #4 brush finish, 2-door, 3-point 304 stainless steel padlocking handle. | Stock | 10333 | 11050
SCE-60EL6018LPPL | Saginaw Enviroline series enclosure, NEMA 3R/4/12/13, 60 x 60 x 18in (HxWxD), floor mount, carbon steel, ANSI 61 gray, powder coat finish, 2-door, 3-point keylocking/padlocking combo handle. | Stock | 2926 | 3068
SCE-60EL6018SS6LPPL | Saginaw Enviroline series enclosure, NEMA 3R/4/4X/12/13, 60 x 60 x 18in (HxWxD), floor mount, 316L stainless steel, #4 brush finish, 2-door, 3-point keylocking/padlocking combo handle. | Stock | 9735 | 10428
SCE-60EL6018SS6ST | Saginaw Enviroline series enclosure, slope top, NEMA 3R/4/4X/12/13, 60 x 60 x 18in (HxWxD), freestanding, 316L stainless steel, #4 brush finish, 2-door, 3-point 304 stainless steel padlocking handle. | Stock | 12986 | 13886
SCE-60EL6018SSLPPL | Saginaw Enviroline series enclosure, NEMA 3R/4/4X/12/13, 60 x 60 x 18in (HxWxD), floor mount, 304 stainless steel, #4 brush finish, 2-door, 3-point keylocking/padlocking combo handle. | Stock | 8113 | 8690
SCE-60EL6018SSST | Saginaw Enviroline series enclosure, slope top, NEMA 3R/4/4X/12/13, 60 x 60 x 18in (HxWxD), freestanding, 304 stainless steel, #4 brush finish, 2-door, 3-point 304 stainless steel padlocking handle. | Stock | 10821 | 11572
SCE-60FSCPS | Saginaw enclosure center panel support, carbon steel, white, powder coat finish. For use with 60in (H) double-door enclosures. Mounting hardware included. | Stock | 140 | 145
SCE-60FSHDPS | Saginaw enclosure heavy duty panel support, 57.2in length, carbon steel, white, powder coat finish. Package of 2. For use with 60in (H) enclosures. Mounting hardware included. | from vendor up to 0 business day | 134 | 139
SCE-60H3608LP | Saginaw enclosure, NEMA 3R/4/12/13, 60 x 36 x 8in (HxWxD), wall mount, carbon steel, ANSI 61 gray, powder coat finish, single-door, plated steel clamps, padlock hasp and staple. | Stock | 811 | 849
SCE-60H3610LP | Saginaw enclosure, NEMA 3R/4/12/13, 60 x 36 x 10in (HxWxD), wall mount, carbon steel, ANSI 61 gray, powder coat finish, single-door, plated steel clamps, padlock hasp and staple. | Stock | 855 | 896
SCE-60H3612LP | Saginaw enclosure, NEMA 3R/4/12/13, 60 x 36 x 12in (HxWxD), wall mount, carbon steel, ANSI 61 gray, powder coat finish, single-door, plated steel clamps, padlock hasp and staple. | Stock | 897 | 939
SCE-60H3612SS6LP | Saginaw enclosure, NEMA 3R/4/4X/12/13, 60 x 36 x 12in (HxWxD), wall mount, 316L stainless steel, #4 brush finish, single-door, stainless steel clamps, padlock hasp and staple. | Stock | 3454 | 3699
SCE-60H3612SSLP | Saginaw enclosure, NEMA 3R/4/4X/12/13, 60 x 36 x 12in (HxWxD), wall mount, 304 stainless steel, #4 brush finish, single-door, stainless steel clamps, padlock hasp and staple. | Stock | 2878 | 3083
SCE-60H3616LP | Saginaw enclosure, NEMA 3R/4/12/13, 60 x 36 x 16in (HxWxD), wall mount, carbon steel, ANSI 61 gray, powder coat finish, single-door, plated steel clamps, padlock hasp and staple. | Stock | 979 | 1026
SCE-60H3620LP | Saginaw enclosure, NEMA 3R/4/12/13, 60 x 36 x 20in (HxWxD), wall mount, carbon steel, ANSI 61 gray, powder coat finish, single-door, plated steel clamps, padlock hasp and staple. | Stock | 1065 | 1116
SCE-60HS3712LP | Saginaw disconnect enclosure, NEMA 3R/4/12/13, right flange, 60 x 37 x 12in (HxWxD), wall mount, carbon steel, ANSI 61 gray, powder coat finish, single-door, plated steel clamps, purchase subpanel separately. | Stock | 1367 | 1432
SCE-60HS3712SS6LP | Saginaw disconnect enclosure, NEMA 3R/4/4X/12/13, right flange, 60 x 37 x 12in (HxWxD), wall mount, 316L stainless steel, #4 brush finish, single-door, stainless steel clamps, purchase subpanel separately. | Stock | 3888 | 4165
SCE-60HS3712SSLP | Saginaw disconnect enclosure, NEMA 3R/4/4X/12/13, right flange, 60 x 37 x 12in (HxWxD), wall mount, 304 stainless steel, #4 brush finish, single-door, stainless steel clamps, purchase subpanel separately. | Stock | 3240 | 3471
SCE-60P24 | Saginaw subpanel, carbon steel, white, powder coat finish. For use with SCE-60EL2412LPxx enclosures. | Stock | 170 | 177
SCE-60P24F1 | Saginaw subpanel, carbon steel, white, powder coat finish. For use with 60 x 24in (HxW) Saginaw freestanding enclosures. | Stock | 230 | 238
SCE-60P24F2 | Saginaw subpanel, half-height, carbon steel, white, powder coat finish. For use with 60 x 24in (HxW) Saginaw freestanding enclosures. | Stock | 154 | 160
SCE-60P24GALV | Saginaw subpanel, galvanized steel. For use with SCE-60EL2412LPxx enclosures. | Stock | 188 | 195
SCE-60P24WS | Saginaw subpanel, side mount, carbon steel, white, powder coat finish. For use with SCE-642424WS, SCE-342424WS, SCE-66ST2626WS, SCE-642424SSWS, SCE-342424WS & SCE-66ST2626WS workstations. | Stock | 76 | 79
SCE-60P30 | Saginaw subpanel, carbon steel, white, powder coat finish. For use with SCE-30EL6010xxWFLP and SCE-3060xxWFLP enclosures. | Stock | 211 | 218
SCE-60P30GALV | Saginaw subpanel, galvanized steel. For use with SCE-30EL6010xxWFLP and SCE-3060xxWFLP enclosures. | Stock | 242 | 251
SCE-60P30SS | Saginaw subpanel, 304 stainless steel, #4 brush finish. For use with SCE-30EL6010xxWFLP and SCE-3060xxWFLP enclosures. | Stock | 527 | 546
SCE-60P32WS | Saginaw subpanel, side mount, carbon steel, white, powder coat finish. For use with SCE-642432WS & SCE-642432SSWS workstations. | Stock | 87 | 90
SCE-60P36 | Saginaw subpanel, carbon steel, white, powder coat finish. For use with SCE-60EL36xxxx, SCE-36EL60xxxx, SCE-3660xxWFLP, SCE-60XEL37xxxx, SCE-60SA38xxLPPL, SCE-60HS37xxxx, SCE-65VR36xx, SCE-65XVR37xx and SCE-60H36xxxx enclosures. | Stock | 251 | 260
SCE-60P36F1 | Saginaw subpanel, carbon steel, white, powder coat finish. For use with 60 x 36in (HxW) Saginaw freestanding enclosures. | Stock | 298 | 310
SCE-60P36F2 | Saginaw subpanel, half-height, carbon steel, white, powder coat finish. For use with 60 x 36in (HxW) Saginaw freestanding enclosures. | Stock | 187 | 194
SCE-60P36GALV | Saginaw subpanel, galvanized steel. For use with SCE-60EL36xxxx, SCE-36EL60xxxx, SCE-3660xxWFLP, SCE-60XEL37xxxx, SCE-60SA38xxLPPL, SCE-60HS37xxxx, SCE-65VR36xx, SCE-65XVR37xx and SCE-60H36xxxx enclosures. | Stock | 288 | 299
SCE-60P36SS | Saginaw subpanel, 304 stainless steel, #4 brush finish. For use with SCE-60EL36xxxx, SCE-36EL60xxxx, SCE-3660xxWFLP, SCE-60XEL37xxxx, SCE-60SA38xxLPPL, SCE-60HS37xxxx, SCE-65VR36xx, SCE-65XVR37xx and SCE-60H36xxxx enclosures. | Stock | 627 | 650
SCE-60P48 | Saginaw subpanel, carbon steel, white, powder coat finish. For use with SCE-60EL48xxxx, SCE-6048xxLP and SCE-60XEL49xxxx enclosures. | Stock | 354 | 368
SCE-60P48F1 | Saginaw subpanel, carbon steel, white, powder coat finish. For use with 60 x 48in (HxW) Saginaw freestanding enclosures. | Stock | 479 | 497
SCE-60P48GALV | Saginaw subpanel, galvanized steel. For use with SCE-60EL48xxxx, SCE-6048xxLP and SCE-60XEL49xxxx enclosures. | Stock | 408 | 423
SCE-60P60 | Saginaw subpanel, carbon steel, white, powder coat finish. For use with SCE-60EL60xxxx, SCE-6060xxLP and SCE-60XEL61xxxx enclosures. | Stock | 438 | 454
SCE-60P60GALV | Saginaw subpanel, galvanized steel. For use with SCE-60EL60xxxx, SCE-6060xxLP and SCE-60XEL61xxxx enclosures. | Stock | 504 | 522
SCE-60P76 | Saginaw subpanel, carbon steel, white, powder coat finish. For use with SCE-60X2D7818 enclosures. | Stock | 543 | 563
SCE-60PC36 | Saginaw subpanel, carbon steel, white, powder coat finish. For use with SCE-466019xxxx enclosures. | Stock | 240 | 248
SCE-60RA19TH | Saginaw enclosure rack mounting channel, carbon steel, white, powder coat finish. For use with 60x24in (HxW) freestanding enclosures. Mounting hardware included. | Stock | 125 | 130
SCE-60RA19WS | Saginaw enclosure rack mounting channel, 19in length, carbon steel, white, powder coat finish. Package of 2. For use with Saginaw work stations. Mounting hardware included. | Stock | 148 | 154
SCE-60RA24WS | Saginaw enclosure rack mounting channel, 28in length, carbon steel, white, powder coat finish. Package of 2. For use with Saginaw work stations. Mounting hardware included. | Stock | 155 | 161
SCE-60RP19WS | Saginaw enclosure rack mounting angle, 19.2in length, carbon steel, white, powder coat finish. Package of 2. For use with Saginaw work stations. Mounting hardware included. | Stock | 72 | 75
SCE-60RP24F5 | Saginaw enclosure rack mounting angle, carbon steel, full-height mount, white, powder coat finish. Package of 2. For use with 60x24in (HxW) freestanding enclosures. Mounting hardware included. | Stock | 125 | 130
SCE-60RP24F6 | Saginaw enclosure rack mounting angle, carbon steel, half-height mount, white, powder coat finish. Package of 2. For use with 60x24in (HxW) freestanding enclosures. Mounting hardware included. | Stock | 73 | 76
SCE-60SMP14 | Saginaw subpanel, side mount, carbon steel, white, powder coat finish. For use with 60in (H) x min. 18in (D) Saginaw freestanding enclosures. | Stock | 183 | 190
SCE-60X2D7818 | Saginaw disconnect enclosure, NEMA 3R/12/13, right flange, 60 x 78 x 18in (HxWxD), freestanding/wall-mount, carbon steel, ANSI 61 gray, powder coat finish, 2-door, 3-point padlocking handle, purchase subpanel separately. | Stock | 3806 | 3991
SCE-60XEL3710LP | Saginaw Enviroline series disconnect enclosure, NEMA 3R/4/12/13, right flange, 60 x 37 x 10in (HxWxD), wall mount, carbon steel, ANSI 61 gray, powder coat finish, single-door, 3-point padlocking handle, purchase subpanel separately. | Stock | 1036 | 1082
SCE-60XEL3710LPLG | Saginaw Enviroline series disconnect enclosure, NEMA 3R/4/12/13, right flange, 60 x 37 x 10in (HxWxD), wall mount, carbon steel, RAL 7035 light gray, powder coat finish, single-door, 3-point padlocking handle, purchase subpanel separately. | Stock | 1036 | 1082
SCE-60XEL3712LP | Saginaw Enviroline series disconnect enclosure, NEMA 3R/4/12/13, right flange, 60 x 37 x 12in (HxWxD), wall mount, carbon steel, ANSI 61 gray, powder coat finish, single-door, 3-point padlocking handle, purchase subpanel separately. | Stock | 1087 | 1137
SCE-60XEL3712LPLG | Saginaw Enviroline series disconnect enclosure, NEMA 3R/4/12/13, right flange, 60 x 37 x 12in (HxWxD), wall mount, carbon steel, RAL 7035 light gray, powder coat finish, single-door, 3-point padlocking handle, purchase subpanel separately. | Stock | 1087 | 1137
SCE-60XEL3712SS6LP | Saginaw Enviroline series disconnect enclosure, NEMA 3R/4/4X/12/13, right flange, 60 x 37 x 12in (HxWxD), wall mount, 316L stainless steel, #4 brush finish, single-door, 3-point padlocking handle, purchase subpanel separately. | Stock | 3601 | 3857
SCE-60XEL3712SSLP | Saginaw Enviroline series disconnect enclosure, NEMA 3R/4/4X/12/13, right flange, 60 x 37 x 12in (HxWxD), wall mount, 304 stainless steel, #4 brush finish, single-door, 3-point padlocking handle, purchase subpanel separately. | Stock | 3001 | 3214
SCE-60XEL3716LP | Saginaw Enviroline series disconnect enclosure, NEMA 3R/4/12/13, right flange, 60 x 37 x 16in (HxWxD), wall mount, carbon steel, ANSI 61 gray, powder coat finish, single-door, 3-point padlocking handle, purchase subpanel separately. | Stock | 1187 | 1241
SCE-60XEL3716LPLG | Saginaw Enviroline series disconnect enclosure, NEMA 3R/4/12/13, right flange, 60 x 37 x 16in (HxWxD), wall mount, carbon steel, RAL 7035 light gray, powder coat finish, single-door, 3-point padlocking handle, purchase subpanel separately. | Stock | 1187 | 1241
SCE-60XEL3716SS6LP | Saginaw Enviroline series disconnect enclosure, NEMA 3R/4/4X/12/13, right flange, 60 x 37 x 16in (HxWxD), wall mount, 316L stainless steel, #4 brush finish, single-door, 3-point padlocking handle, purchase subpanel separately. | Stock | 3940 | 4220
SCE-60XEL3716SSLP | Saginaw Enviroline series disconnect enclosure, NEMA 3R/4/4X/12/13, right flange, 60 x 37 x 16in (HxWxD), wall mount, 304 stainless steel, #4 brush finish, single-door, 3-point padlocking handle, purchase subpanel separately. | Stock | 3283 | 3517
SCE-60XEL3716SSST | Saginaw Enviroline series disconnect enclosure, slope top, NEMA 3R/4/4X/12/13, right flange, 60 x 37 x 16in (HxWxD), wall mount, 304 stainless steel, #4 brush finish, single-door, 3-point padlocking handle, purchase subpanel separately. | Stock | 4223 | 4516
SCE-60XEL4912LP | Saginaw Enviroline series disconnect enclosure, NEMA 3R/4/12/13, right flange, 60 x 49 x 12in (HxWxD), floor mount, carbon steel, ANSI 61 gray, powder coat finish, 2-door, 3-point padlocking handle, purchase subpanel separately. | Stock | 2812 | 2949
SCE-60XEL4912SS6LP | Saginaw Enviroline series disconnect enclosure, NEMA 3R/4/4X/12/13, right flange, 60 x 49 x 12in (HxWxD), floor mount, 316L stainless steel, #4 brush finish, 2-door, 3-point padlocking handle, purchase subpanel separately. | Stock | 9640 | 10325
SCE-60XEL4912SS6ST | Saginaw Enviroline series disconnect enclosure, slope top, NEMA 3R/4/4X/12/13, right flange, 60 x 49 x 12in (HxWxD), freestanding, 316L stainless steel, #4 brush finish, 2-door, 3-point 304 stainless steel padlocking handle, purchase subpanel separately. | Stock | 12399 | 13259
SCE-60XEL4912SSLP | Saginaw Enviroline series disconnect enclosure, NEMA 3R/4/4X/12/13, right flange, 60 x 49 x 12in (HxWxD), floor mount, 304 stainless steel, #4 brush finish, 2-door, 3-point padlocking handle, purchase subpanel separately. | Stock | 8033 | 8604
SCE-60XEL4912SSST | Saginaw Enviroline series disconnect enclosure, slope top, NEMA 3R/4/4X/12/13, right flange, 60 x 49 x 12in (HxWxD), freestanding, 304 stainless steel, #4 brush finish, 2-door, 3-point 304 stainless steel padlocking handle, purchase subpanel separately. | Stock | 10333 | 11049
SCE-60XEL4918LP | Saginaw Enviroline series disconnect enclosure, NEMA 3R/4/12/13, right flange, 60 x 49 x 18in (HxWxD), floor mount, carbon steel, ANSI 61 gray, powder coat finish, 2-door, 3-point padlocking handle, purchase subpanel separately. | Stock | 3063 | 3212
SCE-60XEL4918SS6LP | Saginaw Enviroline series disconnect enclosure, NEMA 3R/4/4X/12/13, right flange, 60 x 49 x 18in (HxWxD), floor mount, 316L stainless steel, #4 brush finish, 2-door, 3-point padlocking handle, purchase subpanel separately. | Stock | 10501 | 11248
SCE-60XEL4918SS6ST | Saginaw Enviroline series disconnect enclosure, slope top, NEMA 3R/4/4X/12/13, right flange, 60 x 49 x 18in (HxWxD), freestanding, 316L stainless steel, #4 brush finish, 2-door, 3-point 304 stainless steel padlocking handle, purchase subpanel separately. | Stock | 13507 | 14444
SCE-60XEL4918SSLP | Saginaw Enviroline series disconnect enclosure, NEMA 3R/4/4X/12/13, right flange, 60 x 49 x 18in (HxWxD), floor mount, 304 stainless steel, #4 brush finish, 2-door, 3-point padlocking handle, purchase subpanel separately. | Stock | 8751 | 9373
SCE-60XEL4918SSST | Saginaw Enviroline series disconnect enclosure, slope top, NEMA 3R/4/4X/12/13, right flange, 60 x 49 x 18in (HxWxD), freestanding, 304 stainless steel, #4 brush finish, 2-door, 3-point 304 stainless steel padlocking handle, purchase subpanel separately. | Stock | 11256 | 12037
SCE-60XEL4924LP | Saginaw Enviroline series disconnect enclosure, NEMA 3R/4/12/13, right flange, 60 x 49 x 24in (HxWxD), floor mount, carbon steel, ANSI 61 gray, powder coat finish, 2-door, 3-point padlocking handle, purchase subpanel separately. | Stock | 3314 | 3475
SCE-60XEL6112LP | Saginaw Enviroline series disconnect enclosure, NEMA 3R/4/12/13, right flange, 60 x 61 x 12in (HxWxD), floor mount, carbon steel, ANSI 61 gray, powder coat finish, 2-door, 3-point padlocking handle, purchase subpanel separately. | Stock | 3145 | 3298
SCE-60XEL6112SS6LP | Saginaw Enviroline series disconnect enclosure, NEMA 3R/4/4X/12/13, right flange, 60 x 61 x 12in (HxWxD), floor mount, 316L stainless steel, #4 brush finish, 2-door, 3-point padlocking handle, purchase subpanel separately. | Stock | 10779 | 11546
SCE-60XEL6112SS6ST | Saginaw Enviroline series disconnect enclosure, slope top, NEMA 3R/4/4X/12/13, right flange, 60 x 61 x 12in (HxWxD), freestanding, 316L stainless steel, #4 brush finish, 2-door, 3-point 304 stainless steel padlocking handle, purchase subpanel separately. | Stock | 13865 | 14826
SCE-60XEL6112SSLP | Saginaw Enviroline series disconnect enclosure, NEMA 3R/4/4X/12/13, right flange, 60 x 61 x 12in (HxWxD), floor mount, 304 stainless steel, #4 brush finish, 2-door, 3-point padlocking handle, purchase subpanel separately. | Stock | 8983 | 9621
SCE-60XEL6112SSST | Saginaw Enviroline series disconnect enclosure, slope top, NEMA 3R/4/4X/12/13, right flange, 60 x 61 x 12in (HxWxD), freestanding, 304 stainless steel, #4 brush finish, 2-door, 3-point 304 stainless steel padlocking handle, purchase subpanel separately. | Stock | 11554 | 12355
SCE-60XEL6118LP | Saginaw Enviroline series disconnect enclosure, NEMA 3R/4/12/13, right flange, 60 x 61 x 18in (HxWxD), floor mount, carbon steel, ANSI 61 gray, powder coat finish, 2-door, 3-point padlocking handle, purchase subpanel separately. | Stock | 3425 | 3592
SCE-60XEL6118SS6LP | Saginaw Enviroline series disconnect enclosure, NEMA 3R/4/4X/12/13, right flange, 60 x 61 x 18in (HxWxD), floor mount, 316L stainless steel, #4 brush finish, 2-door, 3-point padlocking handle, purchase subpanel separately. | Stock | 11739 | 12574
SCE-60XEL6118SS6ST | Saginaw Enviroline series disconnect enclosure, slope top, NEMA 3R/4/4X/12/13, right flange, 60 x 61 x 18in (HxWxD), freestanding, 316L stainless steel, #4 brush finish, 2-door, 3-point 304 stainless steel padlocking handle, purchase subpanel separately. | Stock | 15099 | 16147
SCE-60XEL6118SSLP | Saginaw Enviroline series disconnect enclosure, NEMA 3R/4/4X/12/13, right flange, 60 x 61 x 18in (HxWxD), floor mount, 304 stainless steel, #4 brush finish, 2-door, 3-point padlocking handle, purchase subpanel separately. | Stock | 9783 | 10478
SCE-60XEL6118SSST | Saginaw Enviroline series disconnect enclosure, slope top, NEMA 3R/4/4X/12/13, right flange, 60 x 61 x 18in (HxWxD), freestanding, 304 stainless steel, #4 brush finish, 2-door, 3-point 304 stainless steel padlocking handle, purchase subpanel separately. | Stock | 12583 | 13456
SCE-60XEL6124LP | Saginaw Enviroline series disconnect enclosure, NEMA 3R/4/12/13, right flange, 60 x 61 x 24in (HxWxD), floor mount, carbon steel, ANSI 61 gray, powder coat finish, 2-door, 3-point padlocking handle, purchase subpanel separately. | Stock | 3706 | 3886
SC-E6-100V | Fuji Electric IEC contactor, 125A, (3) N.O. power contact(s), 120 VAC (60Hz)/110 VAC (50Hz) coil voltage, low consumption electronic. (2) N.O. and (2) N.C. auxiliary contacts included. | Stock | 282 | 315
SC-E6-200V | Fuji Electric IEC contactor, 125A, (3) N.O. power contact(s), 240 VAC (60Hz)/220 VAC (50Hz) coil voltage, low consumption electronic. (2) N.O. and (2) N.C. auxiliary contacts included. | Stock | 282 | 315
SC-E6-24V | Fuji Electric IEC contactor, 125A, (3) N.O. power contact(s), 24 VAC/VDC coil voltage, low consumption electronic. (2) N.O. and (2) N.C. auxiliary contacts included. | Stock | 282 | 315
SCE-642424SSWS | Saginaw workstation, NEMA 12/13, 64 x 24 x 24in (HxWxD), freestanding, dual access, 304 stainless steel, #4 brush finish, 2-door, 3-point keylocking flush swing handle, polycarbonate window. | Stock | 6330 | 6780
SCE-642424WS | Saginaw workstation, NEMA 12/13, 64 x 24 x 24in (HxWxD), freestanding, dual access, carbon steel, RAL 7035 light gray, powder coat finish, 2-door, 3-point keylocking flush swing handle, polycarbonate window. | Stock | 2860 | 2975
SCE-642432SSWS | Saginaw workstation, NEMA 12/13, 64 x 24 x 32in (HxWxD), freestanding, dual access, 304 stainless steel, #4 brush finish, 2-door, 3-point keylocking flush swing handle, polycarbonate window. | Stock | 6532 | 6996
SCE-642432WS | Saginaw workstation, NEMA 12/13, 64 x 24 x 32in (HxWxD), freestanding, dual access, carbon steel, RAL 7035 light gray, powder coat finish, 2-door, 3-point keylocking flush swing handle, polycarbonate window. | Stock | 3032 | 3153
SCE-64P25 | Saginaw subpanel, carbon steel, white, powder coat finish. For use with SCE-72XM2818xx, SCE-72XD2818xx and SCE-72XR2818 enclosures. | Stock | 211 | 218
SCE-64P25GALV | Saginaw subpanel, galvanized steel. For use with SCE-72XM2818xx, SCE-72XD2818xx and SCE-72XR2818 enclosures. | Stock | 242 | 251
SCE-64P31 | Saginaw subpanel, carbon steel, white, powder coat finish. For use with SCE-72XM3418xx, SCE-72XM3EQ18xx, SCE-72XD3418xx, SCE-72XD3EQ18xx, SCE-72XR3418, SCE-72XR3EQ18 and SCE-72XR3EW18 enclosures. | Stock | 221 | 229
SCE-64P31GALV | Saginaw subpanel, galvanized steel. For use with SCE-72XM3418xx, SCE-72XM3EQ18xx, SCE-72XD3418xx, SCE-72XD3EQ18xx, SCE-72XR3418, SCE-72XR3EQ18 and SCE-72XR3EW18 enclosures. | Stock | 254 | 263
SCE-64P37 | Saginaw subpanel, carbon steel, white, powder coat finish. For use with SCE-72XM4018xx, SCE-72XM3EW18xx, SCE-72XD4018xx, SCE-72XD3EW18xx and SCE-72XR4018 enclosures. | Stock | 241 | 250
SCE-64P37GALV | Saginaw subpanel, galvanized steel. For use with SCE-72XM4018xx, SCE-72XM3EW18xx, SCE-72XD4018xx, SCE-72XD3EW18xx and SCE-72XR4018 enclosures. | Stock | 277 | 287
SCE-64P52 | Saginaw subpanel, carbon steel, white, powder coat finish. For use with SCE-72XM5418xx, SCE-72XD5418xx and SCE-72XR5418 enclosures. | Stock | 441 | 458
SCE-64P52GALV | Saginaw subpanel, galvanized steel. For use with SCE-72XM5418xx, SCE-72XD5418xx and SCE-72XR5418 enclosures. | Stock | 507 | 526
SCE-64P64 | Saginaw subpanel, carbon steel, white, powder coat finish. For use with SCE-72XM6618xx, SCE-72XM3EQ18xx, SCE-72XD6618xx, SCE-72XD3EQ18xx and SCE-72XR6618 enclosures. | Stock | 478 | 496
SCE-64P64GALV | Saginaw subpanel, galvanized steel. For use with SCE-72XM6618xx, SCE-72XM3EQ18xx, SCE-72XD6618xx, SCE-72XD3EQ18xx and SCE-72XR6618 enclosures. | Stock | 598 | 620
SCE-64P76 | Saginaw subpanel, carbon steel, white, powder coat finish. For use with SCE-72XM78XXxx, SCE-72XM3EW18xx, SCE-72XD7818xx, SCE-72XD3EW18xx, SCE-72XR3EW18xx and SCE-72XR7818 enclosures. | Stock | 562 | 583
SCE-64P76GALV | Saginaw subpanel, galvanized steel. For use with SCE-72XM78XXxx, SCE-72XM3EW18xx, SCE-72XD7818xx, SCE-72XD3EW18xx, SCE-72XR3EW18xx and SCE-72XR7818 enclosures. | Stock | 702 | 728
SC-E6-500V | Fuji Electric IEC contactor, 125A, (3) N.O. power contact(s), 575 VAC (60Hz)/460 VAC (50Hz) coil voltage, low consumption electronic. (2) N.O. and (2) N.C. auxiliary contacts included. | Stock | 282 | 315
SCE-65VR3616 | Saginaw enclosure, vented, NEMA 3R, 65 x 36 x 16in (HxWxD), wall mount, carbon steel, white, powder coat finish, single-door, 1/4-turn padlocking wing handle. | Stock | 2424 | 2542
SCE-65VR3620 | Saginaw enclosure, vented, NEMA 3R, 65 x 36 x 20in (HxWxD), wall mount, carbon steel, white, powder coat finish, single-door, 1/4-turn padlocking wing handle. | Stock | 2658 | 2788
SCE-65XVR3716 | Saginaw disconnect enclosure, vented, NEMA 3R, right flange, 65 x 37 x 16in (HxWxD), wall mount, carbon steel, white, powder coat finish, single-door, 3-point padlocking handle, purchase subpanel separately. | Stock | 2689 | 2821
SCE-65XVR3720 | Saginaw disconnect enclosure, vented, NEMA 3R, right flange, 65 x 37 x 20in (HxWxD), wall mount, carbon steel, white, powder coat finish, single-door, 3-point padlocking handle, purchase subpanel separately. | Stock | 2923 | 3066
SCE-66CCOL | Saginaw straight pedestal column, carbon steel, 35.00 x 6.00 x 6.00in, ANSI 61 gray, powder coat finish. For use with operator consolets. Flange gaskets, box connector and mounting hardware included. | Stock | 323 | 335
SCE-66CCOLSS | Saginaw straight pedestal column, 304 stainless steel, 35.00 x 6.00 x 6.00in, #4 brush finish. For use with operator consolets. Flange gaskets, box connector and mounting hardware included. | Stock | 650 | 675
SCE-66PBCOL | Saginaw angled pedestal column, carbon steel, 41.00 x 6.00 x 6.00in, ANSI 61 gray, powder coat finish. For use with operator consolets. Flange gaskets, box connector and mounting hardware included. | Stock | 384 | 399
SCE-66PBCOLSS | Saginaw angled pedestal column, 304 stainless steel, 41.00 x 6.00 x 6.00in, #4 brush finish. For use with operator consolets. Flange gaskets, box connector and mounting hardware included. | Stock | 766 | 796
SCE-66ST2626SSWS | Saginaw workstation, slope top, NEMA 12/13, 66 x 26 x 26in (HxWxD), freestanding, dual access, 304 stainless steel, #4 brush finish, 2-door, 3-point keylocking flush swing handle, polycarbonate window. | Stock | 7297 | 7816
SCE-66ST2626WS | Saginaw workstation, slope top, NEMA 12/13, 66 x 26 x 26in (HxWxD), freestanding, dual access, carbon steel, white, powder coat finish, 2-door, 3-point keylocking flush swing handle, polycarbonate window. | Stock | 2877 | 2992
SCE-6N604LP | Saginaw enclosure, NEMA 1, 6 x 6 x 4in (HxWxD), wall mount, carbon steel, ANSI 61 gray, powder coat finish, single-door, 1/4-turn semi-flush latch. | Stock | 40.5 | 42.5
SCE-6N6MP | Saginaw subpanel, carbon steel, white, powder coat finish. For use with SCE-6N604LP enclosures. | Stock | 3.75 | 4
SCE-6N6MPP | Saginaw subpanel, perforated, carbon steel, white, powder coat finish. For use with SCE-6N604LP enclosures. | Stock | 10 | 10.25
SCE-6P4 | Saginaw subpanel, carbon steel, white, powder coat finish. For use with SCE-604ELJxx, SCE-604xCHNFxx and SCE-604xSC enclosures. | Stock | 4 | 4.25
SCE-6P4GALV | Saginaw subpanel, galvannealed steel. For use with SCE-604ELJxx, SCE-604xCHNFxx and SCE-604xSC enclosures. | Stock | 3.75 | 4
SCE-6P4SS | Saginaw subpanel, 316L stainless steel, #4 brush finish. For use with SCE-604ELJxx, SCE-604xCHNFxx and SCE-604xSC enclosures. | Stock | 10 | 10.25
SCE-6P6 | Saginaw subpanel, carbon steel, white, powder coat finish. For use with SCE-606ELJxx, SCE-606CHNFxx, SCE-606SC and SCE-4SPBAx enclosures. | Stock | 4.75 | 5
SCE-6P6GALV | Saginaw subpanel, galvannealed steel. For use with SCE-606ELJxx, SCE-606CHNFxx, SCE-606SC and SCE-4SPBAx enclosures. | Stock | 4.5 | 4.75
SCE-6P6SS | Saginaw subpanel, 316L stainless steel, #4 brush finish. For use with SCE-606ELJxx, SCE-606CHNFxx, SCE-606SC and SCE-4SPBAx enclosures. | Stock | 12 | 12.25
SCE-6PB | Saginaw pushbutton enclosure, 6 holes, 30mm, NEMA 4/12/13, 10 x 7 x 3in (HxWxD), wall mount, carbon steel, ANSI 61 gray, powder coat finish, screw cover. | Stock | 95 | 99
SCE-6PBA | Saginaw pushbutton consolet, 6 holes, 30mm, NEMA 4/12/13, 7 x 9 x 7in (HxWxD), wall mount, carbon steel, ANSI 61 gray, powder coat finish, screw cover, purchase subpanel separately. | Stock | 149 | 155
SCE-6PBAI | Saginaw pushbutton consolet, 6 holes, 22mm, NEMA 4/12/13, 7 x 9 x 7in (HxWxD), wall mount, carbon steel, ANSI 61 gray, powder coat finish, screw cover, purchase subpanel separately. | Stock | 149 | 155
SCE-6PBGX | Saginaw pushbutton enclosure, 6 holes, 22mm, NEMA 4/12/13, 9 x 6 x 5in (HxWxD), wall mount, carbon steel, ANSI 61 gray, powder coat finish, screw cover. | Stock | 103 | 107
SCE-6PBH | Saginaw pushbutton enclosure, 6 holes, 30mm, NEMA 4/12/13, 10 x 8 x 6in (HxWxD), wall mount, carbon steel, ANSI 61 gray, powder coat finish, hinged screw cover. | Stock | 146 | 151
SCE-6PBHI | Saginaw pushbutton enclosure, 6 holes, 22mm, NEMA 4/12/13, 10 x 8 x 6in (HxWxD), wall mount, carbon steel, ANSI 61 gray, powder coat finish, hinged screw cover. | Stock | 146 | 151
SCE-6PBI | Saginaw pushbutton enclosure, 6 holes, 22mm, NEMA 4/12/13, 10 x 7 x 3in (HxWxD), wall mount, carbon steel, ANSI 61 gray, powder coat finish, screw cover. | Stock | 95 | 99
SCE-6PBSS | Saginaw pushbutton enclosure, 6 holes, 30mm, NEMA 4/4X/12/13, 10 x 7 x 3in (HxWxD), wall mount, 304 stainless steel, #4 brush finish, screw cover. | Stock | 271 | 290
SCE-6PBSS6 | Saginaw pushbutton enclosure, 6 holes, 30mm, NEMA 4/4X/12/13, 10 x 7 x 3in (HxWxD), wall mount, 316L stainless steel, #4 brush finish, screw cover. | Stock | 325 | 348
SCE-6PBSS6I | Saginaw pushbutton enclosure, 6 holes, 22mm, NEMA 4/4X/12/13, 10 x 7 x 3in (HxWxD), wall mount, 316L stainless steel, #4 brush finish, screw cover. | Stock | 325 | 348
SCE-6PBSSI | Saginaw pushbutton enclosure, 6 holes, 22mm, NEMA 4/4X/12/13, 10 x 7 x 3in (HxWxD), wall mount, 304 stainless steel, #4 brush finish, screw cover. | Stock | 271 | 290
SCE-6PBVL | Saginaw pushbutton enclosure, 6 holes, 30mm, NEMA 4/12/13, 15 x 4 x 3in (HxWxD), wall mount, carbon steel, ANSI 61 gray, powder coat finish, screw cover. | Stock | 89 | 93
SCE-6PBVLI | Saginaw pushbutton enclosure, 6 holes, 22mm, NEMA 4/12/13, 15 x 4 x 3in (HxWxD), wall mount, carbon steel, ANSI 61 gray, powder coat finish, screw cover. | Stock | 89 | 93
SCE-6PBX | Saginaw pushbutton enclosure, 6 holes, 30mm, NEMA 4/12/13, 10 x 7 x 5in (HxWxD), wall mount, carbon steel, ANSI 61 gray, powder coat finish, screw cover. | Stock | 113 | 118
SCE-6PBXI | Saginaw pushbutton enclosure, 6 holes, 22mm, NEMA 4/12/13, 10 x 7 x 5in (HxWxD), wall mount, carbon steel, ANSI 61 gray, powder coat finish, screw cover. | Stock | 113 | 118
SCE-6PBX-RAL1018 | Saginaw pushbutton enclosure, 6 holes, 30mm, NEMA 4/12/13, 10 x 7 x 5in (HxWxD), wall mount, carbon steel, RAL 1018 yellow, powder coat finish, screw cover. | Stock | 135 | 141
SCE-6PBXVL | Saginaw pushbutton enclosure, 6 holes, 30mm, NEMA 4/12/13, 15 x 4 x 5in (HxWxD), wall mount, carbon steel, ANSI 61 gray, powder coat finish, screw cover. | Stock | 113 | 118
SCE-6PBXVLI | Saginaw pushbutton enclosure, 6 holes, 22mm, NEMA 4/12/13, 15 x 4 x 5in (HxWxD), wall mount, carbon steel, ANSI 61 gray, powder coat finish, screw cover. | Stock | 113 | 118
SCE-6R64 | Saginaw enclosure, NEMA 3R, 6 x 6 x 4in (HxWxD), wall mount, carbon steel, ANSI 61 gray, powder coat finish, screw cover, padlock hasp and staple. | Stock | 56 | 59
SCE-6R66 | Saginaw enclosure, NEMA 3R, 6 x 6 x 6in (HxWxD), wall mount, carbon steel, ANSI 61 gray, powder coat finish, screw cover, padlock hasp and staple. | Stock | 59 | 62
SC-E7-100V | Fuji Electric IEC contactor, 150A, (3) N.O. power contact(s), 120 VAC (60Hz)/110 VAC (50Hz) coil voltage, low consumption electronic. (2) N.O. and (2) N.C. auxiliary contacts included. | Stock | 329 | 367
SC-E7-200V | Fuji Electric IEC contactor, 150A, (3) N.O. power contact(s), 240 VAC (60Hz)/220 VAC (50Hz) coil voltage, low consumption electronic. (2) N.O. and (2) N.C. auxiliary contacts included. | Stock | 329 | 367
SCE-7230SOF19 | Saginaw rack mounting swing frame, carbon steel, white, powder coat finish. For use with 72x30in (HxW) freestanding enclosures. Mounting hardware included. | Stock | 457 | 474
SCE-723618FS | Saginaw enclosure, NEMA 3R/12/13, 72 x 36 x 18in (HxWxD), freestanding, carbon steel, ANSI 61 gray, powder coat finish, single-door, 3-point keylocking/padlocking combo handle. | Stock | 1855 | 1946
SCE-723624FS | Saginaw enclosure, NEMA 3R/12/13, 72 x 36 x 24in (HxWxD), freestanding, carbon steel, ANSI 61 gray, powder coat finish, single-door, 3-point keylocking/padlocking combo handle. | Stock | 2047 | 2147
SCE-723624FSDA | Saginaw enclosure, NEMA 3R/12/13, 72 x 36 x 24in (HxWxD), freestanding, dual access, carbon steel, ANSI 61 gray, powder coat finish, single-door, 3-point keylocking/padlocking combo handle. | Stock | 2396 | 2513
SCE-723630FS | Saginaw enclosure, NEMA 3R/12/13, 72 x 36 x 30in (HxWxD), freestanding, carbon steel, ANSI 61 gray, powder coat finish, single-door, 3-point keylocking/padlocking combo handle. | Stock | 2242 | 2352
SCE-723636FS | Saginaw enclosure, NEMA 3R/12/13, 72 x 36 x 36in (HxWxD), freestanding, carbon steel, ANSI 61 gray, powder coat finish, single-door, 3-point keylocking/padlocking combo handle. | Stock | 2434 | 2553
SCE-723636FSDA | Saginaw enclosure, NEMA 3R/12/13, 72 x 36 x 36in (HxWxD), freestanding, dual access, carbon steel, ANSI 61 gray, powder coat finish, single-door, 3-point keylocking/padlocking combo handle. | Stock | 2845 | 2983
SCE-7236SOF19 | Saginaw rack mounting swing frame, carbon steel, white, powder coat finish. For use with 72x36in (HxW) freestanding enclosures. Mounting hardware included. | Stock | 492 | 511
SCE-724818FSD | Saginaw enclosure, NEMA 3R/12/13, 72 x 48 x 18in (HxWxD), freestanding, carbon steel, ANSI 61 gray, powder coat finish, double-door, 3-point keylocking/padlocking combo handle. | Stock | 2558 | 2682
SCE-724818SSFSD | Saginaw enclosure, NEMA 3R/12/13, 72 x 48 x 18in (HxWxD), freestanding, 304 stainless steel, #4 brush finish, double-door, 3-point keylocking/padlocking combo handle. | Stock | 8106 | 8683
SCE-724824FSD | Saginaw enclosure, NEMA 3R/12/13, 72 x 48 x 24in (HxWxD), freestanding, carbon steel, ANSI 61 gray, powder coat finish, double-door, 3-point keylocking/padlocking combo handle. | Stock | 2771 | 2906
SCE-724824FSDAD | Saginaw enclosure, NEMA 3R/12/13, 72 x 48 x 24in (HxWxD), freestanding, dual access, carbon steel, ANSI 61 gray, powder coat finish, overlapping double-door, 3-point keylocking/padlocking combo handle. | Stock | 3449 | 3617
SCE-724824SSFSD | Saginaw enclosure, NEMA 3R/12/13, 72 x 48 x 24in (HxWxD), freestanding, 304 stainless steel, #4 brush finish, double-door, 3-point keylocking/padlocking combo handle. | Stock | 8782 | 9406
SC-E7-24V | Fuji Electric IEC contactor, 150A, (3) N.O. power contact(s), 24 VAC/VDC coil voltage, low consumption electronic. (2) N.O. and (2) N.C. auxiliary contacts included. | Stock | 329 | 367
SCE-726010ULP | Saginaw enclosure, NEMA 3R/12/13, 72 x 60 x 10in (HxWxD), floor mount, carbon steel, ANSI 61 gray, powder coat finish, double-door, 3-point keylocking/padlocking combo handle. | Stock | 2666 | 2796
SCE-726012ULP | Saginaw enclosure, NEMA 3R/12/13, 72 x 60 x 12in (HxWxD), floor mount, carbon steel, ANSI 61 gray, powder coat finish, double-door, 3-point keylocking/padlocking combo handle. | Stock | 2749 | 2882
SCE-726016ULP | Saginaw enclosure, NEMA 3R/12/13, 72 x 60 x 16in (HxWxD), floor mount, carbon steel, ANSI 61 gray, powder coat finish, double-door, 3-point keylocking/padlocking combo handle. | Stock | 2910 | 3051
SCE-726018FSD | Saginaw enclosure, NEMA 3R/12/13, 72 x 60 x 18in (HxWxD), freestanding, carbon steel, ANSI 61 gray, powder coat finish, double-door, 3-point keylocking/padlocking combo handle. | Stock | 2877 | 3017
SCE-726018SSFSD | Saginaw enclosure, NEMA 3R/12/13, 72 x 60 x 18in (HxWxD), freestanding, 304 stainless steel, #4 brush finish, double-door, 3-point keylocking/padlocking combo handle. | Stock | 9120 | 9768
SCE-726024FSD | Saginaw enclosure, NEMA 3R/12/13, 72 x 60 x 24in (HxWxD), freestanding, carbon steel, ANSI 61 gray, powder coat finish, double-door, 3-point keylocking/padlocking combo handle. | Stock | 3113 | 3265
SCE-726024FSDAD | Saginaw enclosure, NEMA 3R/12/13, 72 x 60 x 24in (HxWxD), freestanding, dual access, carbon steel, ANSI 61 gray, powder coat finish, overlapping double-door, 3-point keylocking/padlocking combo handle. | Stock | 3875 | 4064
SCE-726024SSFSD | Saginaw enclosure, NEMA 3R/12/13, 72 x 60 x 24in (HxWxD), freestanding, 304 stainless steel, #4 brush finish, double-door, 3-point keylocking/padlocking combo handle. | Stock | 9867 | 10568
SCE-726024ULP | Saginaw enclosure, NEMA 3R/12/13, 72 x 60 x 24in (HxWxD), floor mount, carbon steel, ANSI 61 gray, powder coat finish, double-door, 3-point keylocking/padlocking combo handle. | Stock | 3238 | 3396
SCE-726036FSD | Saginaw enclosure, NEMA 3R/12/13, 72 x 60 x 36in (HxWxD), freestanding, carbon steel, ANSI 61 gray, powder coat finish, double-door, 3-point keylocking/padlocking combo handle. | Stock | 3581 | 3756
SCE-726036FSDAD | Saginaw enclosure, NEMA 3R/12/13, 72 x 60 x 36in (HxWxD), freestanding, dual access, carbon steel, ANSI 61 gray, powder coat finish, overlapping double-door, 3-point keylocking/padlocking combo handle. | Stock | 4460 | 4677
SCE-726036SSFSD | Saginaw enclosure, NEMA 3R/12/13, 72 x 60 x 36in (HxWxD), freestanding, 304 stainless steel, #4 brush finish, double-door, 3-point keylocking/padlocking combo handle. | Stock | 11351 | 12158
SCE-727210ULP | Saginaw enclosure, NEMA 3R/12/13, 72 x 72 x 10in (HxWxD), floor mount, carbon steel, ANSI 61 gray, powder coat finish, double-door, 3-point keylocking/padlocking combo handle. | Stock | 2971 | 3116
SCE-727212ULP | Saginaw enclosure, NEMA 3R/12/13, 72 x 72 x 12in (HxWxD), floor mount, carbon steel, ANSI 61 gray, powder coat finish, double-door, 3-point keylocking/padlocking combo handle. | Stock | 3060 | 3209
SCE-727216ULP | Saginaw enclosure, NEMA 3R/12/13, 72 x 72 x 16in (HxWxD), floor mount, carbon steel, ANSI 61 gray, powder coat finish, double-door, 3-point keylocking/padlocking combo handle. | Stock | 3238 | 3396
SCE-727218FSD | Saginaw enclosure, NEMA 3R/12/13, 72 x 72 x 18in (HxWxD), freestanding, carbon steel, ANSI 61 gray, powder coat finish, double-door, 3-point keylocking/padlocking combo handle. | Stock | 3197 | 3353
SCE-727218SSFSD | Saginaw enclosure, NEMA 3R/12/13, 72 x 72 x 18in (HxWxD), freestanding, 304 stainless steel, #4 brush finish, double-door, 3-point keylocking/padlocking combo handle. | Stock | 10133 | 10853
SCE-727224FSD | Saginaw enclosure, NEMA 3R/12/13, 72 x 72 x 24in (HxWxD), freestanding, carbon steel, ANSI 61 gray, powder coat finish, double-door, 3-point keylocking/padlocking combo handle. | Stock | 3455 | 3623
SCE-727224FSDAD | Saginaw enclosure, NEMA 3R/12/13, 72 x 72 x 24in (HxWxD), freestanding, dual access, carbon steel, ANSI 61 gray, powder coat finish, overlapping double-door, 3-point keylocking/padlocking combo handle. | Stock | 4301 | 4511
SCE-727224SSFSD | Saginaw enclosure, NEMA 3R/12/13, 72 x 72 x 24in (HxWxD), freestanding, 304 stainless steel, #4 brush finish, double-door, 3-point keylocking/padlocking combo handle. | Stock | 10952 | 11730
SCE-727224ULP | Saginaw enclosure, NEMA 3R/12/13, 72 x 72 x 24in (HxWxD), floor mount, carbon steel, ANSI 61 gray, powder coat finish, double-door, 3-point keylocking/padlocking combo handle. | Stock | 3594 | 3769
SCE-72EL2418FS | Saginaw Enviroline series enclosure, NEMA 3R/4/12/13, 72 x 24 x 18in (HxWxD), freestanding, carbon steel, ANSI 61 gray, powder coat finish, single-door, 3-point keylocking/padlocking combo handle. | Stock | 1535 | 1609
SCE-72EL2418SS6FS | Saginaw Enviroline series enclosure, NEMA 3R/4/4X/12/13, 72 x 24 x 18in (HxWxD), freestanding, 316L stainless steel, #4 brush finish, single-door, 3-point keylocking/padlocking combo handle. | Stock | 5361 | 5742
SCE-72EL2418SSFS | Saginaw Enviroline series enclosure, NEMA 3R/4/4X/12/13, 72 x 24 x 18in (HxWxD), freestanding, 304 stainless steel, #4 brush finish, single-door, 3-point keylocking/padlocking combo handle. | Stock | 4468 | 4785
SCE-72EL2424FS | Saginaw Enviroline series enclosure, NEMA 3R/4/12/13, 72 x 24 x 24in (HxWxD), freestanding, carbon steel, ANSI 61 gray, powder coat finish, single-door, 3-point keylocking/padlocking combo handle. | Stock | 1705 | 1788
SCE-72EL2424FSDA | Saginaw Enviroline series enclosure, NEMA 3R/4/12/13, 72 x 24 x 24in (HxWxD), freestanding, dual access, carbon steel, ANSI 61 gray, powder coat finish, single-door, 3-point keylocking/padlocking combo handle. | Stock | 1996 | 2093
SCE-72EL2424SS6FS | Saginaw Enviroline series enclosure, NEMA 3R/4/4X/12/13, 72 x 24 x 24in (HxWxD), freestanding, 316L stainless steel, #4 brush finish, single-door, 3-point keylocking/padlocking combo handle. | Stock | 5774 | 6185
SCE-72EL2424SSFS | Saginaw Enviroline series enclosure, NEMA 3R/4/4X/12/13, 72 x 24 x 24in (HxWxD), freestanding, 304 stainless steel, #4 brush finish, single-door, 3-point keylocking/padlocking combo handle. | Stock | 4812 | 5154
SCE-72EL2430FSDA | Saginaw Enviroline series enclosure, NEMA 3R/4/12/13, 72 x 24 x 30in (HxWxD), freestanding, dual access, carbon steel, ANSI 61 gray, powder coat finish, single-door, 3-point keylocking/padlocking combo handle. | Stock | 2194 | 2301
SCE-72EL2436FSDA | Saginaw Enviroline series enclosure, NEMA 3R/4/12/13, 72 x 24 x 36in (HxWxD), freestanding, dual access, carbon steel, ANSI 61 gray, powder coat finish, single-door, 3-point keylocking/padlocking combo handle. | Stock | 2396 | 2513
SCE-72EL3012LP | Saginaw Enviroline series enclosure, NEMA 3R/4/12/13, 72 x 30 x 12in (HxWxD), wall mount, carbon steel, ANSI 61 gray, powder coat finish, single-door, 1/4-turn semi-flush latch. | Stock | 855 | 893
SCE-72EL3012LPLG | Saginaw Enviroline series enclosure, NEMA 3R/4/12/13, 72 x 30 x 12in (HxWxD), wall mount, carbon steel, RAL 7035 light gray, powder coat finish, single-door, 1/4-turn semi-flush latch. | Stock | 855 | 893
SCE-72EL3016LP | Saginaw Enviroline series enclosure, NEMA 3R/4/12/13, 72 x 30 x 16in (HxWxD), wall mount, carbon steel, ANSI 61 gray, powder coat finish, single-door, 1/4-turn semi-flush latch. | Stock | 977 | 1021
SCE-72EL3016LPLG | Saginaw Enviroline series enclosure, NEMA 3R/4/12/13, 72 x 30 x 16in (HxWxD), wall mount, carbon steel, RAL 7035 light gray, powder coat finish, single-door, 1/4-turn semi-flush latch. | Stock | 977 | 1021
SCE-72EL3016SS6LP | Saginaw Enviroline series enclosure, NEMA 3R/4/4X/12/13, 72 x 30 x 16in (HxWxD), wall mount, 316L stainless steel, #4 brush finish, single-door, 1/4-turn semi-flush latch. | Stock | 3798 | 4068
SCE-72EL3016SSLP | Saginaw Enviroline series enclosure, NEMA 3R/4/4X/12/13, 72 x 30 x 16in (HxWxD), wall mount, 304 stainless steel, #4 brush finish, single-door, 1/4-turn semi-flush latch. | Stock | 3165 | 3390
SCE-72EL3018FS | Saginaw Enviroline series enclosure, NEMA 3R/4/12/13, 72 x 30 x 18in (HxWxD), freestanding, carbon steel, ANSI 61 gray, powder coat finish, single-door, 3-point keylocking/padlocking combo handle. | Stock | 1691 | 1774
SCE-72EL3018SS6FS | Saginaw Enviroline series enclosure, NEMA 3R/4/4X/12/13, 72 x 30 x 18in (HxWxD), freestanding, 316L stainless steel, #4 brush finish, single-door, 3-point keylocking/padlocking combo handle. | Stock | 5755 | 6164
SCE-72EL3018SSFS | Saginaw Enviroline series enclosure, NEMA 3R/4/4X/12/13, 72 x 30 x 18in (HxWxD), freestanding, 304 stainless steel, #4 brush finish, single-door, 3-point keylocking/padlocking combo handle. | Stock | 4796 | 5137
SCE-72EL3024FS | Saginaw Enviroline series enclosure, NEMA 3R/4/12/13, 72 x 30 x 24in (HxWxD), freestanding, carbon steel, ANSI 61 gray, powder coat finish, single-door, 3-point keylocking/padlocking combo handle. | Stock | 1876 | 1968
SCE-72EL3024FSDA | Saginaw Enviroline series enclosure, NEMA 3R/4/12/13, 72 x 30 x 24in (HxWxD), freestanding, dual access, carbon steel, ANSI 61 gray, powder coat finish, single-door, 3-point keylocking/padlocking combo handle. | Stock | 2196 | 2303
SCE-72EL3024LP | Saginaw Enviroline series enclosure, NEMA 3R/4/12/13, 72 x 30 x 24in (HxWxD), wall mount, carbon steel, ANSI 61 gray, powder coat finish, single-door, 1/4-turn semi-flush latch. | Stock | 1073 | 1122
SCE-72EL3024LPLG | Saginaw Enviroline series enclosure, NEMA 3R/4/12/13, 72 x 30 x 24in (HxWxD), wall mount, carbon steel, RAL 7035 light gray, powder coat finish, single-door, 1/4-turn semi-flush latch. | Stock | 1073 | 1122
SCE-72EL3024SS6FS | Saginaw Enviroline series enclosure, NEMA 3R/4/4X/12/13, 72 x 30 x 24in (HxWxD), freestanding, 316L stainless steel, #4 brush finish, single-door, 3-point keylocking/padlocking combo handle. | Stock | 6390 | 6845
SCE-72EL3024SSFS | Saginaw Enviroline series enclosure, NEMA 3R/4/4X/12/13, 72 x 30 x 24in (HxWxD), freestanding, 304 stainless steel, #4 brush finish, single-door, 3-point keylocking/padlocking combo handle. | Stock | 5325 | 5704
SCE-72EL3612LP | Saginaw Enviroline series enclosure, NEMA 3R/4/12/13, 72 x 36 x 12in (HxWxD), wall mount, carbon steel, ANSI 61 gray, powder coat finish, single-door, 1/4-turn semi-flush latch. | Stock | 912 | 953
SCE-72EL3612LPLG | Saginaw Enviroline series enclosure, NEMA 3R/4/12/13, 72 x 36 x 12in (HxWxD), wall mount, carbon steel, RAL 7035 light gray, powder coat finish, single-door, 1/4-turn semi-flush latch. | Stock | 912 | 953
SCE-72EL3612SS6LP | Saginaw Enviroline series enclosure, NEMA 3R/4/4X/12/13, 72 x 36 x 12in (HxWxD), wall mount, 316L stainless steel, #4 brush finish, single-door, 1/4-turn semi-flush latch. | Stock | 3903 | 4180
SCE-72EL3612SSLP | Saginaw Enviroline series enclosure, NEMA 3R/4/4X/12/13, 72 x 36 x 12in (HxWxD), wall mount, 304 stainless steel, #4 brush finish, single-door, 1/4-turn semi-flush latch. | Stock | 3252 | 3484
SCE-72EL3616LP | Saginaw Enviroline series enclosure, NEMA 3R/4/12/13, 72 x 36 x 16in (HxWxD), wall mount, carbon steel, ANSI 61 gray, powder coat finish, single-door, 1/4-turn semi-flush latch. | Stock | 1038 | 1085
SCE-72EL3616LPLG | Saginaw Enviroline series enclosure, NEMA 3R/4/12/13, 72 x 36 x 16in (HxWxD), wall mount, carbon steel, RAL 7035 light gray, powder coat finish, single-door, 1/4-turn semi-flush latch. | Stock | 1038 | 1085
SCE-72EL3616SS6LP | Saginaw Enviroline series enclosure, NEMA 3R/4/4X/12/13, 72 x 36 x 16in (HxWxD), wall mount, 316L stainless steel, #4 brush finish, single-door, 1/4-turn semi-flush latch. | Stock | 4121 | 4414
SCE-72EL3616SSLP | Saginaw Enviroline series enclosure, NEMA 3R/4/4X/12/13, 72 x 36 x 16in (HxWxD), wall mount, 304 stainless steel, #4 brush finish, single-door, 1/4-turn semi-flush latch. | Stock | 3434 | 3678
SCE-72EL3618SS6FS | Saginaw Enviroline series enclosure, NEMA 3R/4/4X/12/13, 72 x 36 x 18in (HxWxD), freestanding, 316L stainless steel, #4 brush finish, single-door, 3-point keylocking/padlocking combo handle. | Stock | 6365 | 6817
SCE-72EL3618SSFS | Saginaw Enviroline series enclosure, NEMA 3R/4/4X/12/13, 72 x 36 x 18in (HxWxD), freestanding, 304 stainless steel, #4 brush finish, single-door, 3-point keylocking/padlocking combo handle. | Stock | 5304 | 5681
SCE-72EL3624FS | Saginaw Enviroline series enclosure, NEMA 3R/4/12/13, 72 x 36 x 24in (HxWxD), freestanding, carbon steel, ANSI 61 gray, powder coat finish, single-door, 3-point keylocking/padlocking combo handle. | Stock | 2109 | 2211
SCE-72EL3624LP | Saginaw Enviroline series enclosure, NEMA 3R/4/12/13, 72 x 36 x 24in (HxWxD), wall mount, carbon steel, ANSI 61 gray, powder coat finish, single-door, 1/4-turn semi-flush latch. | Stock | 1475 | 1542
SCE-72EL3624LPLG | Saginaw Enviroline series enclosure, NEMA 3R/4/12/13, 72 x 36 x 24in (HxWxD), wall mount, carbon steel, RAL 7035 light gray, powder coat finish, single-door, 1/4-turn semi-flush latch. | Stock | 1414 | 1478
SCE-72EL3624LPPL | Saginaw Enviroline series enclosure, NEMA 3R/4/12/13, 72 x 36 x 24in (HxWxD), wall mount, carbon steel, ANSI 61 gray, powder coat finish, single-door, 3-point keylocking/padlocking combo handle. | Stock | 1602 | 1675
SCE-72EL3624SS6FS | Saginaw Enviroline series enclosure, NEMA 3R/4/4X/12/13, 72 x 36 x 24in (HxWxD), freestanding, 316L stainless steel, #4 brush finish, single-door, 3-point keylocking/padlocking combo handle. | Stock | 7122 | 7628
SCE-72EL3624SSFS | Saginaw Enviroline series enclosure, NEMA 3R/4/4X/12/13, 72 x 36 x 24in (HxWxD), freestanding, 304 stainless steel, #4 brush finish, single-door, 3-point keylocking/padlocking combo handle. | Stock | 5935 | 6357
SCE-72EL3624SSLPPL | Saginaw Enviroline series enclosure, NEMA 3R/4/4X/12/13, 72 x 36 x 24in (HxWxD), wall mount, 304 stainless steel, #4 brush finish, single-door, 3-point keylocking/padlocking combo handle. | Stock | 4482 | 4801
SCE-72EL3630SS6FS | Saginaw Enviroline series enclosure, NEMA 3R/4/4X/12/13, 72 x 36 x 30in (HxWxD), freestanding, 316L stainless steel, #4 brush finish, single-door, 3-point keylocking/padlocking combo handle. | Stock | 7878 | 8438
SCE-72EL3630SSFS | Saginaw Enviroline series enclosure, NEMA 3R/4/4X/12/13, 72 x 36 x 30in (HxWxD), freestanding, 304 stainless steel, #4 brush finish, single-door, 3-point keylocking/padlocking combo handle. | Stock | 6565 | 7032
SCE-72EL3636SS6FS | Saginaw Enviroline series enclosure, NEMA 3R/4/4X/12/13, 72 x 36 x 36in (HxWxD), freestanding, 316L stainless steel, #4 brush finish, single-door, 3-point keylocking/padlocking combo handle. | Stock | 8635 | 9249
SCE-72EL3636SSFS | Saginaw Enviroline series enclosure, NEMA 3R/4/4X/12/13, 72 x 36 x 36in (HxWxD), freestanding, 304 stainless steel, #4 brush finish, single-door, 3-point keylocking/padlocking combo handle. | Stock | 7196 | 7707
SCE-72EL4818FSD | Saginaw Enviroline series enclosure, NEMA 3R/4/12/13, 72 x 48 x 18in (HxWxD), freestanding, carbon steel, ANSI 61 gray, powder coat finish, 2-door, 3-point keylocking/padlocking combo handle. | Stock | 3303 | 3463
SCE-72EL4818SS6FSD | Saginaw Enviroline series enclosure, NEMA 3R/4/4X/12/13, 72 x 48 x 18in (HxWxD), freestanding, 316L stainless steel, #4 brush finish, 2-door, 3-point keylocking/padlocking combo handle. | Stock | 10526 | 11274
SCE-72EL4818SSFSD | Saginaw Enviroline series enclosure, NEMA 3R/4/4X/12/13, 72 x 48 x 18in (HxWxD), freestanding, 304 stainless steel, #4 brush finish, 2-door, 3-point keylocking/padlocking combo handle. | Stock | 8772 | 9395
SCE-72EL4824FSD | Saginaw Enviroline series enclosure, NEMA 3R/4/12/13, 72 x 48 x 24in (HxWxD), freestanding, carbon steel, ANSI 61 gray, powder coat finish, 2-door, 3-point keylocking/padlocking combo handle. | Stock | 3517 | 3688
SCE-72EL4824SS6FSD | Saginaw Enviroline series enclosure, NEMA 3R/4/4X/12/13, 72 x 48 x 24in (HxWxD), freestanding, 316L stainless steel, #4 brush finish, 2-door, 3-point keylocking/padlocking combo handle. | Stock | 11337 | 12142
SCE-72EL4824SSFSD | Saginaw Enviroline series enclosure, NEMA 3R/4/4X/12/13, 72 x 48 x 24in (HxWxD), freestanding, 304 stainless steel, #4 brush finish, 2-door, 3-point keylocking/padlocking combo handle. | Stock | 9447 | 10119
SCE-72EL6012LPPL | Saginaw Enviroline series enclosure, NEMA 3R/4/12/13, 72 x 60 x 12in (HxWxD), floor mount, carbon steel, ANSI 61 gray, powder coat finish, 2-door, 3-point keylocking/padlocking combo handle. | Stock | 3213 | 3369
SCE-72EL6012SS6LPPL | Saginaw Enviroline series enclosure, NEMA 3R/4/4X/12/13, 72 x 60 x 12in (HxWxD), floor mount, 316L stainless steel, #4 brush finish, 2-door, 3-point keylocking/padlocking combo handle. | Stock | 10602 | 11355
SCE-72EL6012SS6ST | Saginaw Enviroline series enclosure, slope top, NEMA 3R/4/4X/12/13, 72 x 60 x 12in (HxWxD), freestanding, 316L stainless steel, #4 brush finish, 2-door, 3-point 304 stainless steel padlocking handle. | Stock | 14141 | 15122
SCE-72EL6012SSLPPL | Saginaw Enviroline series enclosure, NEMA 3R/4/4X/12/13, 72 x 60 x 12in (HxWxD), floor mount, 304 stainless steel, #4 brush finish, 2-door, 3-point keylocking/padlocking combo handle. | Stock | 8835 | 9463
SCE-72EL6012SSST | Saginaw Enviroline series enclosure, slope top, NEMA 3R/4/4X/12/13, 72 x 60 x 12in (HxWxD), freestanding, 304 stainless steel, #4 brush finish, 2-door, 3-point 304 stainless steel padlocking handle. | Stock | 11784 | 12602
SCE-72EL6018FSD | Saginaw Enviroline series enclosure, NEMA 3R/4/12/13, 72 x 60 x 18in (HxWxD), freestanding, carbon steel, ANSI 61 gray, powder coat finish, 2-door, 3-point keylocking/padlocking combo handle. | Stock | 3624 | 3800
SCE-72EL6018LPPL | Saginaw Enviroline series enclosure, NEMA 3R/4/12/13, 72 x 60 x 18in (HxWxD), floor mount, carbon steel, ANSI 61 gray, powder coat finish, 2-door, 3-point keylocking/padlocking combo handle. | Stock | 3253 | 3412
SCE-72EL6018SS6FSD | Saginaw Enviroline series enclosure, NEMA 3R/4/4X/12/13, 72 x 60 x 18in (HxWxD), freestanding, 316L stainless steel, #4 brush finish, 2-door, 3-point keylocking/padlocking combo handle. | Stock | 11742 | 12577
SCE-72EL6018SS6LPPL | Saginaw Enviroline series enclosure, NEMA 3R/4/4X/12/13, 72 x 60 x 18in (HxWxD), floor mount, 316L stainless steel, #4 brush finish, 2-door, 3-point keylocking/padlocking combo handle. | Stock | 10828 | 11598
SCE-72EL6018SS6ST | Saginaw Enviroline series enclosure, slope top, NEMA 3R/4/4X/12/13, 72 x 60 x 18in (HxWxD), freestanding, 316L stainless steel, #4 brush finish, 2-door, 3-point 304 stainless steel padlocking handle. | Stock | 14443 | 15445
SCE-72EL6018SSFSD | Saginaw Enviroline series enclosure, NEMA 3R/4/4X/12/13, 72 x 60 x 18in (HxWxD), freestanding, 304 stainless steel, #4 brush finish, 2-door, 3-point keylocking/padlocking combo handle. | Stock | 9785 | 10481
SCE-72EL6018SSLPPL | Saginaw Enviroline series enclosure, NEMA 3R/4/4X/12/13, 72 x 60 x 18in (HxWxD), floor mount, 304 stainless steel, #4 brush finish, 2-door, 3-point keylocking/padlocking combo handle. | Stock | 9023 | 9665
SCE-72EL6018SSST | Saginaw Enviroline series enclosure, slope top, NEMA 3R/4/4X/12/13, 72 x 60 x 18in (HxWxD), freestanding, 304 stainless steel, #4 brush finish, 2-door, 3-point 304 stainless steel padlocking handle. | Stock | 12036 | 12871
SCE-72EL6024FSD | Saginaw Enviroline series enclosure, NEMA 3R/4/12/13, 72 x 60 x 24in (HxWxD), freestanding, carbon steel, ANSI 61 gray, powder coat finish, 2-door, 3-point keylocking/padlocking combo handle. | Stock | 3859 | 4047
SCE-72EL6024SS6FSD | Saginaw Enviroline series enclosure, NEMA 3R/4/4X/12/13, 72 x 60 x 24in (HxWxD), freestanding, 316L stainless steel, #4 brush finish, 2-door, 3-point keylocking/padlocking combo handle. | Stock | 12639 | 13537
SCE-72EL6024SSFSD | Saginaw Enviroline series enclosure, NEMA 3R/4/4X/12/13, 72 x 60 x 24in (HxWxD), freestanding, 304 stainless steel, #4 brush finish, 2-door, 3-point keylocking/padlocking combo handle. | Stock | 10532 | 11281
SCE-72EL6036FSD | Saginaw Enviroline series enclosure, NEMA 3R/4/12/13, 72 x 60 x 36in (HxWxD), freestanding, carbon steel, ANSI 61 gray, powder coat finish, 2-door, 3-point keylocking/padlocking combo handle. | Stock | 4328 | 4538
SCE-72EL6036SS6FSD | Saginaw Enviroline series enclosure, NEMA 3R/4/4X/12/13, 72 x 60 x 36in (HxWxD), freestanding, 316L stainless steel, #4 brush finish, 2-door, 3-point keylocking/padlocking combo handle. | Stock | 14419 | 15445
SCE-72EL6036SSFSD | Saginaw Enviroline series enclosure, NEMA 3R/4/4X/12/13, 72 x 60 x 36in (HxWxD), freestanding, 304 stainless steel, #4 brush finish, 2-door, 3-point keylocking/padlocking combo handle. | Stock | 12016 | 12870
SCE-72EL7212LPPL | Saginaw Enviroline series enclosure, NEMA 3R/4/12/13, 72 x 72 x 12in (HxWxD), floor mount, carbon steel, ANSI 61 gray, powder coat finish, 2-door, 3-point keylocking/padlocking combo handle. | Stock | 3601 | 3776
SCE-72EL7212SS6LPPL | Saginaw Enviroline series enclosure, NEMA 3R/4/4X/12/13, 72 x 72 x 12in (HxWxD), floor mount, 316L stainless steel, #4 brush finish, 2-door, 3-point keylocking/padlocking combo handle. | Stock | 11449 | 12262
SCE-72EL7212SS6ST | Saginaw Enviroline series enclosure, slope top, NEMA 3R/4/4X/12/13, 72 x 72 x 12in (HxWxD), freestanding, 316L stainless steel, #4 brush finish, 2-door, 3-point 304 stainless steel padlocking handle. | Stock | 15271 | 16330
SCE-72EL7212SSLPPL | Saginaw Enviroline series enclosure, NEMA 3R/4/4X/12/13, 72 x 72 x 12in (HxWxD), floor mount, 304 stainless steel, #4 brush finish, 2-door, 3-point keylocking/padlocking combo handle. | Stock | 9540 | 10219
SCE-72EL7212SSST | Saginaw Enviroline series enclosure, slope top, NEMA 3R/4/4X/12/13, 72 x 72 x 12in (HxWxD), freestanding, 304 stainless steel, #4 brush finish, 2-door, 3-point 304 stainless steel padlocking handle. | Stock | 12726 | 13608
SCE-72EL7218FSD | Saginaw Enviroline series enclosure, NEMA 3R/4/12/13, 72 x 72 x 18in (HxWxD), freestanding, carbon steel, ANSI 61 gray, powder coat finish, 2-door, 3-point keylocking/padlocking combo handle. | Stock | 3971 | 4165
SCE-72EL7218LPPL | Saginaw Enviroline series enclosure, NEMA 3R/4/12/13, 72 x 72 x 18in (HxWxD), floor mount, carbon steel, ANSI 61 gray, powder coat finish, 2-door, 3-point keylocking/padlocking combo handle. | Stock | 3697 | 3877
SCE-72EL7218SS6FSD | Saginaw Enviroline series enclosure, NEMA 3R/4/4X/12/13, 72 x 72 x 18in (HxWxD), freestanding, 316L stainless steel, #4 brush finish, 2-door, 3-point keylocking/padlocking combo handle. | Stock | 12985 | 13908
SCE-72EL7218SS6LPPL | Saginaw Enviroline series enclosure, NEMA 3R/4/4X/12/13, 72 x 72 x 18in (HxWxD), floor mount, 316L stainless steel, #4 brush finish, 2-door, 3-point keylocking/padlocking combo handle. | Stock | 12305 | 13180
SCE-72EL7218SS6ST | Saginaw Enviroline series enclosure, slope top, NEMA 3R/4/4X/12/13, 72 x 72 x 18in (HxWxD), freestanding, 316L stainless steel, #4 brush finish, 2-door, 3-point 304 stainless steel padlocking handle. | Stock | 16413 | 17552
SCE-72EL7218SSFSD | Saginaw Enviroline series enclosure, NEMA 3R/4/4X/12/13, 72 x 72 x 18in (HxWxD), freestanding, 304 stainless steel, #4 brush finish, 2-door, 3-point keylocking/padlocking combo handle. | Stock | 10821 | 11590
SCE-72EL7218SSLPPL | Saginaw Enviroline series enclosure, NEMA 3R/4/4X/12/13, 72 x 72 x 18in (HxWxD), floor mount, 304 stainless steel, #4 brush finish, 2-door, 3-point keylocking/padlocking combo handle. | Stock | 10254 | 10983
SCE-72EL7218SSST | Saginaw Enviroline series enclosure, slope top, NEMA 3R/4/4X/12/13, 72 x 72 x 18in (HxWxD), freestanding, 304 stainless steel, #4 brush finish, 2-door, 3-point 304 stainless steel padlocking handle. | Stock | 13678 | 14626
SCE-72EL7224FSD | Saginaw Enviroline series enclosure, NEMA 3R/4/12/13, 72 x 72 x 24in (HxWxD), freestanding, carbon steel, ANSI 61 gray, powder coat finish, 2-door, 3-point keylocking/padlocking combo handle. | Stock | 4230 | 4436
SCE-72EL7224LPPL | Saginaw Enviroline series enclosure, NEMA 3R/4/12/13, 72 x 72 x 24in (HxWxD), floor mount, carbon steel, ANSI 61 gray, powder coat finish, 2-door, 3-point keylocking/padlocking combo handle. | Stock | 4182 | 4385
SCE-72EL7224SS6FSD | Saginaw Enviroline series enclosure, NEMA 3R/4/4X/12/13, 72 x 72 x 24in (HxWxD), freestanding, 316L stainless steel, #4 brush finish, 2-door, 3-point keylocking/padlocking combo handle. | Stock | 13968 | 14960
SCE-72EL7224SS6LPPL | Saginaw Enviroline series enclosure, NEMA 3R/4/4X/12/13, 72 x 72 x 24in (HxWxD), floor mount, 316L stainless steel, #4 brush finish, 2-door, 3-point keylocking/padlocking combo handle. | Stock | 12742 | 13648
SCE-72EL7224SS6ST | Saginaw Enviroline series enclosure, slope top, NEMA 3R/4/4X/12/13, 72 x 72 x 24in (HxWxD), freestanding, 316L stainless steel, #4 brush finish, 2-door, 3-point 304 stainless steel padlocking handle. | Stock | 16996 | 18175
SCE-72EL7224SSFSD | Saginaw Enviroline series enclosure, NEMA 3R/4/4X/12/13, 72 x 72 x 24in (HxWxD), freestanding, 304 stainless steel, #4 brush finish, 2-door, 3-point keylocking/padlocking combo handle. | Stock | 11640 | 12467
SCE-72EL7224SSLPPL | Saginaw Enviroline series enclosure, NEMA 3R/4/4X/12/13, 72 x 72 x 24in (HxWxD), floor mount, 304 stainless steel, #4 brush finish, 2-door, 3-point keylocking/padlocking combo handle. | Stock | 10618 | 11373
SCE-72EL7224SSST | Saginaw Enviroline series enclosure, slope top, NEMA 3R/4/4X/12/13, 72 x 72 x 24in (HxWxD), freestanding, 304 stainless steel, #4 brush finish, 2-door, 3-point 304 stainless steel padlocking handle. | Stock | 14163 | 15146
SCE-72FSCPS | Saginaw enclosure center panel support, carbon steel, white, powder coat finish. For use with 72in (H) double-door enclosures. Mounting hardware included. | Stock | 154 | 160
SCE-72FSCS | Saginaw enclosure subpanel center support, carbon steel, white, powder coat finish. For use with 72in (H) enclosures. Mounting hardware included. | from vendor up to 0 business day | 154 | 160
SCE-72FSHDPS | Saginaw enclosure heavy duty panel support, 69.2in length, carbon steel, white, powder coat finish. Package of 2. For use with 72in (H) enclosures. Mounting hardware included. | from vendor up to 0 business day | 146 | 151
SCE-72H3012LP | Saginaw enclosure, NEMA 3R/4/12/13, 72 x 30 x 12in (HxWxD), wall mount, carbon steel, ANSI 61 gray, powder coat finish, single-door, plated steel clamps, padlock hasp and staple. | Stock | 959 | 1004
SCE-72H3016LP | Saginaw enclosure, NEMA 3R/4/12/13, 72 x 30 x 16in (HxWxD), wall mount, carbon steel, ANSI 61 gray, powder coat finish, single-door, plated steel clamps, padlock hasp and staple. | Stock | 1096 | 1148
SCE-72H3024LP | Saginaw enclosure, NEMA 3R/4/12/13, 72 x 30 x 24in (HxWxD), wall mount, carbon steel, ANSI 61 gray, powder coat finish, single-door, plated steel clamps, padlock hasp and staple. | Stock | 1204 | 1261
SCE-72H3612LP | Saginaw enclosure, NEMA 3R/4/12/13, 72 x 36 x 12in (HxWxD), wall mount, carbon steel, ANSI 61 gray, powder coat finish, single-door, plated steel clamps, padlock hasp and staple. | Stock | 1024 | 1072
SCE-72H3616LP | Saginaw enclosure, NEMA 3R/4/12/13, 72 x 36 x 16in (HxWxD), wall mount, carbon steel, ANSI 61 gray, powder coat finish, single-door, plated steel clamps, padlock hasp and staple. | Stock | 1163 | 1218
SCE-72P24F1 | Saginaw subpanel, carbon steel, white, powder coat finish. For use with 72 x 24in (HxW) Saginaw freestanding enclosures. | Stock | 259 | 269
SCE-72P24F2 | Saginaw subpanel, half-height, carbon steel, white, powder coat finish. For use with 72 x 24in (HxW) Saginaw freestanding enclosures. | Stock | 167 | 173
SCE-72P30 | Saginaw subpanel, carbon steel, white, powder coat finish. For use with SCE-72EL30xxxx and SCE-72H30xxLP enclosures. | Stock | 277 | 288
SCE-72P30F1 | Saginaw subpanel, carbon steel, white, powder coat finish. For use with 72 x 30in (HxW) Saginaw freestanding enclosures. | Stock | 302 | 313
SCE-72P30F1GALV | Saginaw subpanel, galvanized steel. For use with 72 x 30in (HxW) Saginaw freestanding enclosures. | Stock | 343 | 356
SCE-72P30F2 | Saginaw subpanel, half-height, carbon steel, white, powder coat finish. For use with 72 x 30in (HxW) Saginaw freestanding enclosures. | Stock | 187 | 194
SCE-72P30GALV | Saginaw subpanel, galvanized steel. For use with SCE-72EL30xxxx and SCE-72H30xxLP enclosures. | Stock | 319 | 331
SCE-72P36 | Saginaw subpanel, carbon steel, white, powder coat finish. For use with SCE-72EL36xxxx and SCE-72H36xxLP enclosures. | Stock | 298 | 309
SCE-72P36F1 | Saginaw subpanel, carbon steel, white, powder coat finish. For use with 72 x 36in (HxW) Saginaw freestanding enclosures. | Stock | 341 | 354
SCE-72P36F1GALV | Saginaw subpanel, galvanized steel. For use with 72 x 36in (HxW) Saginaw freestanding enclosures. | Stock | 401 | 416
SCE-72P36F2 | Saginaw subpanel, half-height, carbon steel, white, powder coat finish. For use with 72 x 36in (HxW) Saginaw freestanding enclosures. | Stock | 210 | 218
SCE-72P36GALV | Saginaw subpanel, galvanized steel. For use with SCE-72EL36xxxx and SCE-72H36xxLP enclosures. | Stock | 342 | 355
SCE-72P48F1 | Saginaw subpanel, carbon steel, white, powder coat finish. For use with 72 x 48in (HxW) Saginaw freestanding enclosures. | Stock | 541 | 561
SCE-72P48F2 | Saginaw subpanel, half-height, carbon steel, white, powder coat finish. For use with 72 x 48in (HxW) Saginaw freestanding enclosures. | Stock | 344 | 357
SCE-72P60 | Saginaw subpanel, carbon steel, white, powder coat finish. For use with SCE-72EL60xxxx, SCE-7260xxULP and SCE-72XEL61xxxx enclosures. | Stock | 522 | 541
SCE-72P60F1 | Saginaw subpanel, carbon steel, white, powder coat finish. For use with 72 x 60in (HxW) Saginaw freestanding enclosures. | Stock | 626 | 650
SCE-72P60F1GALV | Saginaw subpanel, galvanized steel. For use with 72 x 60in (HxW) Saginaw freestanding enclosures. | Stock | 703 | 729
SCE-72P60F2 | Saginaw subpanel, half-height, carbon steel, white, powder coat finish. For use with 72 x 60in (HxW) Saginaw freestanding enclosures. | Stock | 390 | 405
SCE-72P60GALV | Saginaw subpanel, galvanized steel. For use with SCE-72EL60xxxx, SCE-7260xxULP and SCE-72XEL61xxxx enclosures. | Stock | 600 | 622
SCE-72P72 | Saginaw subpanel, carbon steel, white, powder coat finish. For use with SCE-72EL72xxxx, SCE-7272xxULP, SCE-72X73xxLP and SCE-72XEL73xxxx enclosures. | Stock | 622 | 645
SCE-72P72F1 | Saginaw subpanel, carbon steel, white, powder coat finish. For use with 72 x 72in (HxW) Saginaw freestanding enclosures. | Stock | 715 | 742
SCE-72P72F1GALV | Saginaw subpanel, galvanized steel. For use with 72 x 72in (HxW) Saginaw freestanding enclosures. | Stock | 809 | 839
SCE-72P72F2 | Saginaw subpanel, half-height, carbon steel, white, powder coat finish. For use with 72 x 72in (HxW) Saginaw freestanding enclosures. | Stock | 433 | 449
SCE-72P72GALV | Saginaw subpanel, galvanized steel. For use with SCE-72EL72xxxx, SCE-7272xxULP, SCE-72X73xxLP and SCE-72XEL73xxxx enclosures. | Stock | 777 | 806
SCE-72RA19TH | Saginaw enclosure rack mounting channel, carbon steel, white, powder coat finish. For use with 19in racks in 72x24in (HxW) freestanding enclosures. Mounting hardware included. | Stock | 134 | 139
SCE-72RA24TH | Saginaw enclosure rack mounting channel, carbon steel, white, powder coat finish. For use with 24in racks in 72x24in (HxW) freestanding enclosures. Mounting hardware included. | Stock | 134 | 139
SCE-72RP24F5 | Saginaw enclosure rack mounting angle, carbon steel, full-height mount, white, powder coat finish. Package of 2. For use with 72x24in (HxW) freestanding enclosures. Mounting hardware included. | Stock | 146 | 151
SCE-72RP24F6 | Saginaw enclosure rack mounting angle, carbon steel, half-height mount, white, powder coat finish. Package of 2. For use with 72x24in (HxW) freestanding enclosures. Mounting hardware included. | Stock | 90 | 94
SCE-72RP30F5 | Saginaw enclosure rack mounting angle, carbon steel, full-height mount, white, powder coat finish. Package of 2. For use with 72x30in (HxW) freestanding enclosures. Mounting hardware included. | Stock | 146 | 151
SCE-72RP30F6 | Saginaw enclosure rack mounting angle, carbon steel, half-height mount, white, powder coat finish. Package of 2. For use with 72x30in (HxW) freestanding enclosures. Mounting hardware included. | Stock | 90 | 94
SCE-72SMP14 | Saginaw subpanel, side mount, carbon steel, white, powder coat finish. For use with 72in (H) x min. 18in (D) Saginaw freestanding enclosures. | Stock | 206 | 213
SCE-72SMP20 | Saginaw subpanel, side mount, carbon steel, white, powder coat finish. For use with 72in (H) x min. 24in (D) Saginaw freestanding enclosures. | Stock | 254 | 264
SCE-72SP24F3 | Saginaw swing panel, carbon steel, white, powder coat finish. For use with 72 x 24in (HxW) Saginaw freestanding enclosures. | Stock | 460 | 477
SCE-72SP24F4 | Saginaw swing panel, half-height, carbon steel, white, powder coat finish. For use with 72 x 24in (HxW) Saginaw freestanding enclosures. | Stock | 327 | 339
SCE-72SP30F3 | Saginaw swing panel, carbon steel, white, powder coat finish. For use with 72 x 30in (HxW) Saginaw freestanding enclosures. | Stock | 533 | 553
SCE-72SP30F4 | Saginaw swing panel, half-height, carbon steel, white, powder coat finish. For use with 72 x 30in (HxW) Saginaw freestanding enclosures. | Stock | 352 | 366
SCE-72SP36F3 | Saginaw swing panel, carbon steel, white, powder coat finish. For use with 72 x 36in (HxW) Saginaw freestanding enclosures. | Stock | 605 | 628
SCE-72SP36F4 | Saginaw swing panel, half-height, carbon steel, white, powder coat finish. For use with 72 x 36in (HxW) Saginaw freestanding enclosures. | Stock | 393 | 408
SCE-72X7312LP | Saginaw disconnect enclosure, NEMA 3R/12/13, right flange, 72 x 73 x 12in (HxWxD), floor mount, carbon steel, ANSI 61 gray, powder coat finish, 2-door, 3-point padlocking handle, purchase subpanel separately. | Stock | 3869 | 4057
SCE-72X7318LP | Saginaw disconnect enclosure, NEMA 3R/12/13, right flange, 72 x 73 x 18in (HxWxD), floor mount, carbon steel, ANSI 61 gray, powder coat finish, 2-door, 3-point padlocking handle, purchase subpanel separately. | Stock | 4203 | 4407
SCE-72X7324LP | Saginaw disconnect enclosure, NEMA 3R/12/13, right flange, 72 x 73 x 24in (HxWxD), floor mount, carbon steel, ANSI 61 gray, powder coat finish, 2-door, 3-point padlocking handle, purchase subpanel separately. | Stock | 4538 | 4759
SCE-72XD2818 | Saginaw enclosure, NEMA 3R/4/12/13, 72 x 28 x 18in (HxWxD), freestanding, carbon steel, ANSI 61 gray, powder coat finish, single-door, 3-point padlocking handle, external disconnect enclosure included. | Stock | 3541 | 3713
SCE-72XD2818G | Saginaw enclosure, NEMA 3R/4/12/13, 72 x 28 x 18in (HxWxD), freestanding, carbon steel, ANSI 61 gray, powder coat finish, single-door, 3-point padlocking handle, subpanel and external disconnect enclosure included. | Stock | 3575 | 3749
SCE-72XD2818SS | Saginaw enclosure, NEMA 3R/4/4X/12/13, 72 x 28 x 18in (HxWxD), freestanding, 304 stainless steel, #4 brush finish, single-door, 3-point padlocking handle, external disconnect enclosure included. | Stock | 8131 | 8709
SCE-72XD2818SS6 | Saginaw enclosure, NEMA 3R/4/4X/12/13, 72 x 28 x 18in (HxWxD), freestanding, 316L stainless steel, #4 brush finish, single-door, 3-point padlocking handle, external disconnect enclosure included. | Stock | 9757 | 10451
SCE-72XD3418 | Saginaw enclosure, NEMA 3R/12/13, 72 x 34 x 18in (HxWxD), freestanding, carbon steel, ANSI 61 gray, powder coat finish, single-door, 3-point padlocking handle, external disconnect enclosure included. | Stock | 3763 | 3947
SCE-72XD3418G | Saginaw enclosure, NEMA 3R/12/13, 72 x 34 x 18in (HxWxD), freestanding, carbon steel, ANSI 61 gray, powder coat finish, single-door, 3-point padlocking handle, subpanel and external disconnect enclosure included. | Stock | 3837 | 4024
SCE-72XD3418SS | Saginaw enclosure, NEMA 3R/4/4X/12/13, 72 x 34 x 18in (HxWxD), freestanding, 304 stainless steel, #4 brush finish, single-door, 3-point padlocking handle, external disconnect enclosure included. | Stock | 8737 | 9358
SCE-72XD3418SS6 | Saginaw enclosure, NEMA 3R/4/4X/12/13, 72 x 34 x 18in (HxWxD), freestanding, 316L stainless steel, #4 brush finish, single-door, 3-point padlocking handle, external disconnect enclosure included. | Stock | 10484 | 11229
SCE-72XD3EQ18 | Saginaw enclosure, NEMA 3R/12/13, 72 x 100 x 18in (HxWxD), freestanding, carbon steel, ANSI 61 gray, powder coat finish, 3-door, 3-point padlocking handle, external disconnect enclosure included. | Stock | 7303 | 7916
SCE-72XD3EQ18G | Saginaw enclosure, NEMA 3R/12/13, 72 x 100 x 18in (HxWxD), freestanding, carbon steel, ANSI 61 gray, powder coat finish, 3-door, 3-point padlocking handle, subpanel and external disconnect enclosure included. | Stock | 7479 | 8102
SCE-72XD3EQ18SS | Saginaw enclosure, NEMA 3R/4/4X/12/13, 72 x 100 x 18in (HxWxD), freestanding, 304 stainless steel, #4 brush finish, 3-door, 3-point padlocking handle, external disconnect enclosure included. | Stock | 17241 | 18721
SCE-72XD3EQ18SS6 | Saginaw enclosure, NEMA 3R/4/4X/12/13, 72 x 100 x 18in (HxWxD), freestanding, 316L stainless steel, #4 brush finish, 3-door, 3-point padlocking handle, external disconnect enclosure included. | Stock | 20689 | 22414
SCE-72XD3EW18 | Saginaw enclosure, NEMA 3R/12/13, 72 x 118 x 18in (HxWxD), freestanding, carbon steel, ANSI 61 gray, powder coat finish, 3-door, 3-point padlocking handle, external disconnect enclosure included. | Stock | 8022 | 8671
SCE-72XD3EW18G | Saginaw enclosure, NEMA 3R/12/13, 72 x 118 x 18in (HxWxD), freestanding, carbon steel, ANSI 61 gray, powder coat finish, 3-door, 3-point padlocking handle, subpanel and external disconnect enclosure included. | Stock | 8226 | 8885
SCE-72XD3EW18SS | Saginaw enclosure, NEMA 3R/4/4X/12/13, 72 x 118 x 18in (HxWxD), freestanding, 304 stainless steel, #4 brush finish, 3-door, 3-point padlocking handle, external disconnect enclosure included. | Stock | 19087 | 20699
SCE-72XD3EW18SS6 | Saginaw enclosure, NEMA 3R/4/4X/12/13, 72 x 118 x 18in (HxWxD), freestanding, 316L stainless steel, #4 brush finish, 3-door, 3-point padlocking handle, external disconnect enclosure included. | Stock | 22905 | 24787
SCE-72XD4018 | Saginaw enclosure, NEMA 3R/12/13, 72 x 40 x 18in (HxWxD), freestanding, carbon steel, ANSI 61 gray, powder coat finish, single-door, 3-point padlocking handle, external disconnect enclosure included. | Stock | 3986 | 4180
SCE-72XD4018G | Saginaw enclosure, NEMA 3R/12/13, 72 x 40 x 18in (HxWxD), freestanding, carbon steel, ANSI 61 gray, powder coat finish, single-door, 3-point padlocking handle, subpanel and external disconnect enclosure included. | Stock | 4025 | 4221
SCE-72XD4018SS | Saginaw enclosure, NEMA 3R/4/4X/12/13, 72 x 40 x 18in (HxWxD), freestanding, 304 stainless steel, #4 brush finish, single-door, 3-point padlocking handle, external disconnect enclosure included. | Stock | 9342 | 10006
SCE-72XD4018SS6 | Saginaw enclosure, NEMA 3R/4/4X/12/13, 72 x 40 x 18in (HxWxD), freestanding, 316L stainless steel, #4 brush finish, single-door, 3-point padlocking handle, external disconnect enclosure included. | Stock | 11211 | 12008
SCE-72XD5418 | Saginaw enclosure, NEMA 3R/4/12/13, 72 x 54 x 18in (HxWxD), freestanding, carbon steel, ANSI 61 gray, powder coat finish, 2-door, 3-point padlocking handle, external disconnect enclosure included. | Stock | 5093 | 5341
SCE-72XD5418G | Saginaw enclosure, NEMA 3R/4/12/13, 72 x 54 x 18in (HxWxD), freestanding, carbon steel, ANSI 61 gray, powder coat finish, 2-door, 3-point padlocking handle, subpanel and external disconnect enclosure included. | Stock | 5151 | 5401
SCE-72XD5418SS | Saginaw enclosure, NEMA 3R/4/4X/12/13, 72 x 54 x 18in (HxWxD), freestanding, 304 stainless steel, #4 brush finish, 2-door, 3-point padlocking handle, external disconnect enclosure included. | Stock | 12353 | 13231
SCE-72XD5418SS6 | Saginaw enclosure, NEMA 3R/4/4X/12/13, 72 x 54 x 18in (HxWxD), freestanding, 316L stainless steel, #4 brush finish, 2-door, 3-point padlocking handle, external disconnect enclosure included. | Stock | 14824 | 15878
SCE-72XD6618 | Saginaw enclosure, NEMA 3R/12/13, 72 x 66 x 18in (HxWxD), freestanding, carbon steel, ANSI 61 gray, powder coat finish, 2-door, 3-point padlocking handle, external disconnect enclosure included. | Stock | 5550 | 5821
SCE-72XD6618G | Saginaw enclosure, NEMA 3R/12/13, 72 x 66 x 18in (HxWxD), freestanding, carbon steel, ANSI 61 gray, powder coat finish, 2-door, 3-point padlocking handle, subpanel and external disconnect enclosure included. | Stock | 5713 | 5991
SCE-72XD6618SS | Saginaw enclosure, NEMA 3R/4/4X/12/13, 72 x 66 x 18in (HxWxD), freestanding, 304 stainless steel, #4 brush finish, 2-door, 3-point padlocking handle, external disconnect enclosure included. | Stock | 13598 | 14565
SCE-72XD6618SS6 | Saginaw enclosure, NEMA 3R/4/4X/12/13, 72 x 66 x 18in (HxWxD), freestanding, 316L stainless steel, #4 brush finish, 2-door, 3-point padlocking handle, external disconnect enclosure included. | Stock | 16318 | 17478
SCE-72XD7818 | Saginaw enclosure, NEMA 3R/12/13, 72 x 78 x 18in (HxWxD), freestanding, carbon steel, ANSI 61 gray, powder coat finish, 2-door, 3-point padlocking handle, external disconnect enclosure included. | Stock | 6007 | 6557
SCE-72XD7818G | Saginaw enclosure, NEMA 3R/12/13, 72 x 78 x 18in (HxWxD), freestanding, carbon steel, ANSI 61 gray, powder coat finish, 2-door, 3-point padlocking handle, subpanel and external disconnect enclosure included. | Stock | 6160 | 6718
SCE-72XD7818SS | Saginaw enclosure, NEMA 3R/4/4X/12/13, 72 x 78 x 18in (HxWxD), freestanding, 304 stainless steel, #4 brush finish, 2-door, 3-point padlocking handle, external disconnect enclosure included. | Stock | 14840 | 15894
SCE-72XEL6112LP | Saginaw Enviroline series disconnect enclosure, NEMA 3R/4/12/13, right flange, 72 x 61 x 12in (HxWxD), floor mount, carbon steel, ANSI 61 gray, powder coat finish, 2-door, 3-point padlocking handle, purchase subpanel separately. | Stock | 3483 | 3653
SCE-72XEL6112SS6LP | Saginaw Enviroline series disconnect enclosure, NEMA 3R/4/4X/12/13, right flange, 72 x 61 x 12in (HxWxD), floor mount, 316L stainless steel, #4 brush finish, 2-door, 3-point padlocking handle, purchase subpanel separately. | Stock | 11940 | 12789
SCE-72XEL6112SS6ST | Saginaw Enviroline series disconnect enclosure, slope top, NEMA 3R/4/4X/12/13, right flange, 72 x 61 x 12in (HxWxD), freestanding, 316L stainless steel, #4 brush finish, 2-door, 3-point 304 stainless steel padlocking handle, purchase subpanel separately. | Stock | 15357 | 16422
SCE-72XEL6112SSLP | Saginaw Enviroline series disconnect enclosure, NEMA 3R/4/4X/12/13, right flange, 72 x 61 x 12in (HxWxD), floor mount, 304 stainless steel, #4 brush finish, 2-door, 3-point padlocking handle, purchase subpanel separately. | Stock | 9950 | 10657
SCE-72XEL6112SSST | Saginaw Enviroline series disconnect enclosure, slope top, NEMA 3R/4/4X/12/13, right flange, 72 x 61 x 12in (HxWxD), freestanding, 304 stainless steel, #4 brush finish, 2-door, 3-point 304 stainless steel padlocking handle, purchase subpanel separately. | Stock | 12798 | 13685
SCE-72XEL6118LP | Saginaw Enviroline series disconnect enclosure, NEMA 3R/4/12/13, right flange, 72 x 61 x 18in (HxWxD), floor mount, carbon steel, ANSI 61 gray, powder coat finish, 2-door, 3-point padlocking handle, purchase subpanel separately. | Stock | 3784 | 3968
SCE-72XEL6118SS6LP | Saginaw Enviroline series disconnect enclosure, NEMA 3R/4/4X/12/13, right flange, 72 x 61 x 18in (HxWxD), floor mount, 316L stainless steel, #4 brush finish, 2-door, 3-point padlocking handle, purchase subpanel separately. | Stock | 12971 | 13893
SCE-72XEL6118SS6ST | Saginaw Enviroline series disconnect enclosure, slope top, NEMA 3R/4/4X/12/13, right flange, 72 x 61 x 18in (HxWxD), freestanding, 316L stainless steel, #4 brush finish, 2-door, 3-point 304 stainless steel padlocking handle, purchase subpanel separately. | Stock | 16683 | 17841
SCE-72XEL6118SSLP | Saginaw Enviroline series disconnect enclosure, NEMA 3R/4/4X/12/13, right flange, 72 x 61 x 18in (HxWxD), floor mount, 304 stainless steel, #4 brush finish, 2-door, 3-point padlocking handle, purchase subpanel separately. | Stock | 10809 | 11578
SCE-72XEL6118SSST | Saginaw Enviroline series disconnect enclosure, slope top, NEMA 3R/4/4X/12/13, right flange, 72 x 61 x 18in (HxWxD), freestanding, 304 stainless steel, #4 brush finish, 2-door, 3-point 304 stainless steel padlocking handle, purchase subpanel separately. | Stock | 13903 | 14867
SCE-72XEL7312LP | Saginaw Enviroline series disconnect enclosure, NEMA 3R/4/12/13, right flange, 72 x 73 x 12in (HxWxD), floor mount, carbon steel, ANSI 61 gray, powder coat finish, 2-door, 3-point padlocking handle, purchase subpanel separately. | Stock | 3985 | 4179
SCE-72XEL7312SS6LP | Saginaw Enviroline series disconnect enclosure, NEMA 3R/4/4X/12/13, right flange, 72 x 73 x 12in (HxWxD), floor mount, 316L stainless steel, #4 brush finish, 2-door, 3-point padlocking handle, purchase subpanel separately. | Stock | 13262 | 14205
SCE-72XEL7312SS6ST | Saginaw Enviroline series disconnect enclosure, slope top, NEMA 3R/4/4X/12/13, right flange, 72 x 73 x 12in (HxWxD), freestanding, 316L stainless steel, #4 brush finish, 2-door, 3-point 304 stainless steel padlocking handle, purchase subpanel separately. | Stock | 17058 | 18241
SCE-72XEL7312SSLP | Saginaw Enviroline series disconnect enclosure, NEMA 3R/4/4X/12/13, right flange, 72 x 73 x 12in (HxWxD), floor mount, 304 stainless steel, #4 brush finish, 2-door, 3-point padlocking handle, purchase subpanel separately. | Stock | 11052 | 11837
SCE-72XEL7312SSST | Saginaw Enviroline series disconnect enclosure, slope top, NEMA 3R/4/4X/12/13, right flange, 72 x 73 x 12in (HxWxD), freestanding, 304 stainless steel, #4 brush finish, 2-door, 3-point 304 stainless steel padlocking handle, purchase subpanel separately. | Stock | 14215 | 15201
SCE-72XEL7318LP | Saginaw Enviroline series disconnect enclosure, NEMA 3R/4/12/13, right flange, 72 x 73 x 18in (HxWxD), floor mount, carbon steel, ANSI 61 gray, powder coat finish, 2-door, 3-point padlocking handle, purchase subpanel separately. | Stock | 4329 | 4540
SCE-72XEL7318SS6LP | Saginaw Enviroline series disconnect enclosure, NEMA 3R/4/4X/12/13, right flange, 72 x 73 x 18in (HxWxD), floor mount, 316L stainless steel, #4 brush finish, 2-door, 3-point padlocking handle, purchase subpanel separately. | Stock | 13742 | 14719
SCE-72XEL7318SS6ST | Saginaw Enviroline series disconnect enclosure, slope top, NEMA 3R/4/4X/12/13, right flange, 72 x 73 x 18in (HxWxD), freestanding, 316L stainless steel, #4 brush finish, 2-door, 3-point 304 stainless steel padlocking handle, purchase subpanel separately. | Stock | 17721 | 18950
SCE-72XEL7318SSLP | Saginaw Enviroline series disconnect enclosure, NEMA 3R/4/4X/12/13, right flange, 72 x 73 x 18in (HxWxD), floor mount, 304 stainless steel, #4 brush finish, 2-door, 3-point padlocking handle, purchase subpanel separately. | Stock | 11481 | 12297
SCE-72XEL7318SSST | Saginaw Enviroline series disconnect enclosure, slope top, NEMA 3R/4/4X/12/13, right flange, 72 x 73 x 18in (HxWxD), freestanding, 304 stainless steel, #4 brush finish, 2-door, 3-point 304 stainless steel padlocking handle, purchase subpanel separately. | Stock | 14767 | 15792
SCE-72XEL7324LP | Saginaw Enviroline series disconnect enclosure, NEMA 3R/4/12/13, right flange, 72 x 73 x 24in (HxWxD), floor mount, carbon steel, ANSI 61 gray, powder coat finish, 2-door, 3-point padlocking handle, purchase subpanel separately. | Stock | 4674 | 4902
SCE-72XEL7324SS6LP | Saginaw Enviroline series disconnect enclosure, NEMA 3R/4/4X/12/13, right flange, 72 x 73 x 24in (HxWxD), floor mount, 316L stainless steel, #4 brush finish, 2-door, 3-point padlocking handle, purchase subpanel separately. | Stock | 14406 | 15430
SCE-72XEL7324SS6ST | Saginaw Enviroline series disconnect enclosure, slope top, NEMA 3R/4/4X/12/13, right flange, 72 x 73 x 24in (HxWxD), freestanding, 316L stainless steel, #4 brush finish, 2-door, 3-point 304 stainless steel padlocking handle, purchase subpanel separately. | Stock | 18529 | 19814
SCE-72XEL7324SSLP | Saginaw Enviroline series disconnect enclosure, NEMA 3R/4/4X/12/13, right flange, 72 x 73 x 24in (HxWxD), floor mount, 304 stainless steel, #4 brush finish, 2-door, 3-point padlocking handle, purchase subpanel separately. | Stock | 12005 | 12858
SCE-72XEL7324SSST | Saginaw Enviroline series disconnect enclosure, slope top, NEMA 3R/4/4X/12/13, right flange, 72 x 73 x 24in (HxWxD), freestanding, 304 stainless steel, #4 brush finish, 2-door, 3-point 304 stainless steel padlocking handle, purchase subpanel separately. | Stock | 15441 | 16512
SCE-72XM2818 | Saginaw disconnect enclosure, NEMA 3R/4/12/13, right flange, 72 x 28 x 18in (HxWxD), freestanding, carbon steel, ANSI 61 gray, powder coat finish, single-door, 3-point padlocking handle, powder coated subpanel included. | Stock | 2055 | 2155
SCE-72XM2818G | Saginaw disconnect enclosure, NEMA 3R/4/12/13, right flange, 72 x 28 x 18in (HxWxD), freestanding, carbon steel, ANSI 61 gray, powder coat finish, single-door, 3-point padlocking handle, galvanized subpanel included. | Stock | 2090 | 2191
SCE-72XM2818SS | Saginaw disconnect enclosure, NEMA 3R/4/4X/12/13, right flange, 72 x 28 x 18in (HxWxD), freestanding, 304 stainless steel, #4 brush finish, single-door, 3-point padlocking handle, powder coated subpanel included. | Stock | 5591 | 5989
SCE-72XM2818SS6 | Saginaw disconnect enclosure, NEMA 3R/4/4X/12/13, right flange, 72 x 28 x 18in (HxWxD), freestanding, 316L stainless steel, #4 brush finish, single-door, 3-point padlocking handle, powder coated subpanel included. | Stock | 6709 | 7186
SCE-72XM3418 | Saginaw disconnect enclosure, NEMA 3R/12/13, right flange, 72 x 34 x 18in (HxWxD), freestanding, carbon steel, ANSI 61 gray, powder coat finish, single-door, 3-point padlocking handle, powder coated subpanel included. | Stock | 2278 | 2389
SCE-72XM3418G | Saginaw disconnect enclosure, NEMA 3R/12/13, right flange, 72 x 34 x 18in (HxWxD), freestanding, carbon steel, ANSI 61 gray, powder coat finish, single-door, 3-point padlocking handle, galvanized subpanel included. | Stock | 2315 | 2428
SCE-72XM3418SS | Saginaw disconnect enclosure, NEMA 3R/4/4X/12/13, right flange, 72 x 34 x 18in (HxWxD), freestanding, 304 stainless steel, #4 brush finish, single-door, 3-point padlocking handle, powder coated subpanel included. | Stock | 6197 | 6637
SCE-72XM3418SS6 | Saginaw disconnect enclosure, NEMA 3R/4/4X/12/13, right flange, 72 x 34 x 18in (HxWxD), freestanding, 316L stainless steel, #4 brush finish, single-door, 3-point padlocking handle, powder coated subpanel included. | Stock | 7436 | 7965
SCE-72XM3EQ18 | Saginaw disconnect enclosure, NEMA 3R/12/13, right flange, 72 x 100 x 18in (HxWxD), freestanding, carbon steel, ANSI 61 gray, powder coat finish, 3-door, 3-point padlocking handle, (2) powder coated subpanels included. | Stock | 5728 | 6265
SCE-72XM3EQ18G | Saginaw disconnect enclosure, NEMA 3R/12/13, right flange, 72 x 100 x 18in (HxWxD), freestanding, carbon steel, ANSI 61 gray, powder coat finish, 3-door, 3-point padlocking handle, (2) galvanized subpanels included. | Stock | 5904 | 6450
SCE-72XM3EQ18SS | Saginaw disconnect enclosure, NEMA 3R/4/4X/12/13, right flange, 72 x 100 x 18in (HxWxD), freestanding, 304 stainless steel, #4 brush finish, 3-door, 3-point padlocking handle, (2) powder coated subpanels included. | Stock | 14701 | 16000
SCE-72XM3EQ18SS6 | Saginaw disconnect enclosure, NEMA 3R/4/4X/12/13, right flange, 72 x 100 x 18in (HxWxD), freestanding, 316L stainless steel, #4 brush finish, 3-door, 3-point padlocking handle, (2) powder coated subpanels included. | Stock | 17641 | 19149
SCE-72XM3EW18 | Saginaw disconnect enclosure, NEMA 3R/12/13, right flange, 72 x 118 x 18in (HxWxD), freestanding, carbon steel, ANSI 61 gray, powder coat finish, 3-door, 3-point padlocking handle, (2) powder coated subpanels included. | Stock | 6447 | 7019
SCE-72XM3EW18G | Saginaw disconnect enclosure, NEMA 3R/12/13, right flange, 72 x 118 x 18in (HxWxD), freestanding, carbon steel, ANSI 61 gray, powder coat finish, 3-door, 3-point padlocking handle, (2) galvanized subpanels included. | Stock | 6652 | 7234
SCE-72XM3EW18SS | Saginaw disconnect enclosure, NEMA 3R/4/4X/12/13, right flange, 72 x 118 x 18in (HxWxD), freestanding, 304 stainless steel, #4 brush finish, 3-door, 3-point padlocking handle, (2) powder coated subpanels included. | Stock | 16547 | 17978
SCE-72XM3EW18SS6 | Saginaw disconnect enclosure, NEMA 3R/4/4X/12/13, right flange, 72 x 118 x 18in (HxWxD), freestanding, 316L stainless steel, #4 brush finish, 3-door, 3-point padlocking handle, (2) powder coated subpanels included. | Stock | 19857 | 21523
SCE-72XM4018 | Saginaw disconnect enclosure, NEMA 3R/12/13, right flange, 72 x 40 x 18in (HxWxD), freestanding, carbon steel, ANSI 61 gray, powder coat finish, single-door, 3-point padlocking handle, powder coated subpanel included. | Stock | 2500 | 2622
SCE-72XM4018G | Saginaw disconnect enclosure, NEMA 3R/12/13, right flange, 72 x 40 x 18in (HxWxD), freestanding, carbon steel, ANSI 61 gray, powder coat finish, single-door, 3-point padlocking handle, galvanized subpanel included. | Stock | 2540 | 2663
SCE-72XM4018SS | Saginaw disconnect enclosure, NEMA 3R/4/4X/12/13, right flange, 72 x 40 x 18in (HxWxD), freestanding, 304 stainless steel, #4 brush finish, single-door, 3-point padlocking handle, powder coated subpanel included. | Stock | 6802 | 7286
SCE-72XM4018SS6 | Saginaw disconnect enclosure, NEMA 3R/4/4X/12/13, right flange, 72 x 40 x 18in (HxWxD), freestanding, 316L stainless steel, #4 brush finish, single-door, 3-point padlocking handle, powder coated subpanel included. | Stock | 8163 | 8743
SCE-72XM5418 | Saginaw disconnect enclosure, NEMA 3R/4/12/13, right flange, 72 x 54 x 18in (HxWxD), freestanding, carbon steel, ANSI 61 gray, powder coat finish, 2-door, 3-point padlocking handle, powder coated subpanel included. | Stock | 3607 | 3783
SCE-72XM5418G | Saginaw disconnect enclosure, NEMA 3R/4/12/13, right flange, 72 x 54 x 18in (HxWxD), freestanding, carbon steel, ANSI 61 gray, powder coat finish, 2-door, 3-point padlocking handle, galvanized subpanel included. | Stock | 3665 | 3843
SCE-72XM5418SS | Saginaw disconnect enclosure, NEMA 3R/4/4X/12/13, right flange, 72 x 54 x 18in (HxWxD), freestanding, 304 stainless steel, #4 brush finish, 2-door, 3-point padlocking handle, powder coated subpanel included. | Stock | 9813 | 10511
SCE-72XM5418SS6 | Saginaw disconnect enclosure, NEMA 3R/4/4X/12/13, right flange, 72 x 54 x 18in (HxWxD), freestanding, 316L stainless steel, #4 brush finish, 2-door, 3-point padlocking handle, powder coated subpanel included. | Stock | 11776 | 12613
SCE-72XM6618 | Saginaw disconnect enclosure, NEMA 3R/12/13, right flange, 72 x 66 x 18in (HxWxD), freestanding, carbon steel, ANSI 61 gray, powder coat finish, 2-door, 3-point padlocking handle, powder coated subpanel included. | Stock | 4065 | 4263
SCE-72XM6618G | Saginaw disconnect enclosure, NEMA 3R/12/13, right flange, 72 x 66 x 18in (HxWxD), freestanding, carbon steel, ANSI 61 gray, powder coat finish, 2-door, 3-point padlocking handle, galvanized subpanel included. | Stock | 4227 | 4433
SCE-72XM6618SS | Saginaw disconnect enclosure, NEMA 3R/4/4X/12/13, right flange, 72 x 66 x 18in (HxWxD), freestanding, 304 stainless steel, #4 brush finish, 2-door, 3-point padlocking handle, powder coated subpanel included. | Stock | 11058 | 11845
SCE-72XM6618SS6 | Saginaw disconnect enclosure, NEMA 3R/4/4X/12/13, right flange, 72 x 66 x 18in (HxWxD), freestanding, 316L stainless steel, #4 brush finish, 2-door, 3-point padlocking handle, powder coated subpanel included. | Stock | 13270 | 14213
SCE-72XM7818 | Saginaw disconnect enclosure, NEMA 3R/12/13, right flange, 72 x 78 x 18in (HxWxD), freestanding, carbon steel, ANSI 61 gray, powder coat finish, 2-door, 3-point padlocking handle, powder coated subpanel included. | Stock | 4521 | 4741
SCE-72XM7818G | Saginaw disconnect enclosure, NEMA 3R/12/13, right flange, 72 x 78 x 18in (HxWxD), freestanding, carbon steel, ANSI 61 gray, powder coat finish, 2-door, 3-point padlocking handle, galvanized subpanel included. | Stock | 4674 | 4902
SCE-72XM7818SS | Saginaw disconnect enclosure, NEMA 3R/4/4X/12/13, right flange, 72 x 78 x 18in (HxWxD), freestanding, 304 stainless steel, #4 brush finish, 2-door, 3-point padlocking handle, powder coated subpanel included. | Stock | 12300 | 13174
SCE-72XM7818SS6 | Saginaw disconnect enclosure, NEMA 3R/4/4X/12/13, right flange, 72 x 78 x 18in (HxWxD), freestanding, 316L stainless steel, #4 brush finish, 2-door, 3-point padlocking handle, powder coated subpanel included. | Stock | 14759 | 15809
SCE-72XM7824 | Saginaw disconnect enclosure, NEMA 3R/12/13, right flange, 72 x 78 x 24in (HxWxD), freestanding, carbon steel, ANSI 61 gray, powder coat finish, 2-door, 3-point padlocking handle, powder coated subpanel included. | Stock | 4845 | 5081
SCE-72XM7824G | Saginaw disconnect enclosure, NEMA 3R/12/13, right flange, 72 x 78 x 24in (HxWxD), freestanding, carbon steel, ANSI 61 gray, powder coat finish, 2-door, 3-point padlocking handle, galvanized subpanel included. | Stock | 4999 | 5242
SCE-72XM7824SS | Saginaw disconnect enclosure, NEMA 3R/4/4X/12/13, right flange, 72 x 78 x 24in (HxWxD), freestanding, 304 stainless steel, #4 brush finish, 2-door, 3-point padlocking handle, powder coated subpanel included. | Stock | 13182 | 14119
SCE-72XM7824SS6 | Saginaw disconnect enclosure, NEMA 3R/4/4X/12/13, right flange, 72 x 78 x 24in (HxWxD), freestanding, 316L stainless steel, #4 brush finish, 2-door, 3-point padlocking handle, powder coated subpanel included. | Stock | 15819 | 16943
SCE-72XR2818 | Saginaw enclosure, NEMA 3R/4/12/13, 72 x 28 x 18in (HxWxD), freestanding, carbon steel, ANSI 61 gray, powder coat finish, single-door, 3-point padlocking handle, external rotary disconnect enclosure included. | Stock | 3541 | 3713
SCE-72XR2818G | Saginaw enclosure, NEMA 3R/4/12/13, 72 x 28 x 18in (HxWxD), freestanding, carbon steel, ANSI 61 gray, powder coat finish, single-door, 3-point padlocking handle, subpanel and external rotary disconnect enclosure included. | Stock | 3575 | 3749
SCE-72XR3418 | Saginaw enclosure, NEMA 3R/12/13, 72 x 34 x 18in (HxWxD), freestanding, carbon steel, ANSI 61 gray, powder coat finish, single-door, 3-point padlocking handle, external rotary disconnect enclosure included. | Stock | 3763 | 3947
SCE-72XR3418G | Saginaw enclosure, NEMA 3R/12/13, 72 x 34 x 18in (HxWxD), freestanding, carbon steel, ANSI 61 gray, powder coat finish, single-door, 3-point padlocking handle, subpanel and external rotary disconnect enclosure included. | Stock | 3837 | 4024
SCE-72XR3EQ18 | Saginaw enclosure, NEMA 3R/12/13, 72 x 100 x 18in (HxWxD), freestanding, carbon steel, ANSI 61 gray, powder coat finish, 3-door, 3-point padlocking handle, external rotary disconnect enclosure included. | Stock | 7303 | 7916
SCE-72XR3EQ18G | Saginaw enclosure, NEMA 3R/12/13, 72 x 100 x 18in (HxWxD), freestanding, carbon steel, ANSI 61 gray, powder coat finish, 3-door, 3-point padlocking handle, subpanel and external rotary disconnect enclosure included. | Stock | 7479 | 8102
SCE-72XR3EW18 | Saginaw enclosure, NEMA 3R/12/13, 72 x 118 x 18in (HxWxD), freestanding, carbon steel, ANSI 61 gray, powder coat finish, 3-door, 3-point padlocking handle, external rotary disconnect enclosure included. | Stock | 8022 | 8671
SCE-72XR3EW18G | Saginaw enclosure, NEMA 3R/12/13, 72 x 118 x 18in (HxWxD), freestanding, carbon steel, ANSI 61 gray, powder coat finish, 3-door, 3-point padlocking handle, subpanel and external rotary disconnect enclosure included. | Stock | 8226 | 8885
SCE-72XR4018 | Saginaw enclosure, NEMA 3R/12/13, 72 x 40 x 18in (HxWxD), freestanding, carbon steel, ANSI 61 gray, powder coat finish, single-door, 3-point padlocking handle, external rotary disconnect enclosure included. | Stock | 3986 | 4180
SCE-72XR4018G | Saginaw enclosure, NEMA 3R/12/13, 72 x 40 x 18in (HxWxD), freestanding, carbon steel, ANSI 61 gray, powder coat finish, single-door, 3-point padlocking handle, subpanel and external rotary disconnect enclosure included. | Stock | 4025 | 4221
SCE-72XR5418 | Saginaw enclosure, NEMA 3R/4/12/13, 72 x 54 x 18in (HxWxD), freestanding, carbon steel, ANSI 61 gray, powder coat finish, 2-door, 3-point padlocking handle, external rotary disconnect enclosure included. | Stock | 5093 | 5341
SCE-72XR5418G | Saginaw enclosure, NEMA 3R/4/12/13, 72 x 54 x 18in (HxWxD), freestanding, carbon steel, ANSI 61 gray, powder coat finish, 2-door, 3-point padlocking handle, subpanel and external rotary disconnect enclosure included. | Stock | 5151 | 5401
SCE-72XR6618 | Saginaw enclosure, NEMA 3R/12/13, 72 x 66 x 18in (HxWxD), freestanding, carbon steel, ANSI 61 gray, powder coat finish, 2-door, 3-point padlocking handle, external rotary disconnect enclosure included. | Stock | 5550 | 5821
SCE-72XR6618G | Saginaw enclosure, NEMA 3R/12/13, 72 x 66 x 18in (HxWxD), freestanding, carbon steel, ANSI 61 gray, powder coat finish, 2-door, 3-point padlocking handle, subpanel and external rotary disconnect enclosure included. | Stock | 5713 | 5991
SCE-72XR7818 | Saginaw enclosure, NEMA 3R/12/13, 72 x 78 x 18in (HxWxD), freestanding, carbon steel, ANSI 61 gray, powder coat finish, 2-door, 3-point padlocking handle, external rotary disconnect enclosure included. | Stock | 6007 | 6557
SCE-72XR7818G | Saginaw enclosure, NEMA 3R/12/13, 72 x 78 x 18in (HxWxD), freestanding, carbon steel, ANSI 61 gray, powder coat finish, 2-door, 3-point padlocking handle, subpanel and external rotary disconnect enclosure included. | Stock | 6160 | 6718
SC-E7-400V | Fuji Electric IEC contactor, 150A, (3) N.O. power contact(s), 450 VAC (60Hz)/380 VAC (50Hz) coil voltage, low consumption electronic. (2) N.O. and (2) N.C. auxiliary contacts included. | Stock | 329 | 367
SC-E7-500V | Fuji Electric IEC contactor, 150A, (3) N.O. power contact(s), 575 VAC (60Hz)/460 VAC (50Hz) coil voltage, low consumption electronic. (2) N.O. and (2) N.C. auxiliary contacts included. | Stock | 329 | 367
SCE-76P37 | Saginaw subpanel, carbon steel, white, powder coat finish. For use with SCE-84XM40xxxx, SCE-84XM3EWxxxx, SCE-84XM5EWxxxx, SCE-84XD4018xx, SCE-84XD3EW18xx, SCE-84XD5EW18, SCE-84XR4018 and SCE-84XR5EW18 enclosures. | Stock | 331 | 343
SCE-76P37GALV | Saginaw subpanel, galvanized steel. For use with SCE-84XM40xxxx, SCE-84XM3EWxxxx, SCE-84XM5EWxxxx, SCE-84XD4018xx, SCE-84XD3EW18xx, SCE-84XD5EW18, SCE-84XR4018 and SCE-84XR5EW18 enclosures. | Stock | 381 | 395
SCE-76P76 | Saginaw subpanel, carbon steel, white, powder coat finish. For use with SCE-84XM78xxxx, SCE-84XD78xxxx, SCE-84XR7818, SCE-84XMxEWxxxx, SCE-84XDxEW18xxx and SCE-84XRxEW18x enclosures. | Stock | 659 | 683
SCE-76P76GALV | Saginaw subpanel, galvanized steel. For use with SCE-84XM78xxxx, SCE-84XD78xxxx, SCE-84XR7818, SCE-84XMxEWxxxx, SCE-84XDxEW18xxx and SCE-84XRxEW18x enclosures. | Stock | 823 | 854
SCE-7KJ0604SSST | Saginaw sanitary enclosure, slope top, NEMA 3R/4/4X/12, 7 x 6 x 4in (HxWxD), wall mount, 304 stainless steel, #4 brush finish, screw cover. | Stock | 640 | 685
SCE-8064CHNFSS | Saginaw enclosure, NEMA 3R/4/4X/12/13, 8 x 6 x 4in (HxWxD), wall mount, 304 stainless steel, #4 brush finish, single-door, stainless steel clamps. | Stock | 228 | 244
SCE-8064CHNFSS6 | Saginaw enclosure, NEMA 3R/4/4X/12/13, 8 x 6 x 4in (HxWxD), wall mount, 316L stainless steel, #4 brush finish, single-door, stainless steel clamps. | Stock | 262 | 280
SCE-8066CHNF | Saginaw enclosure, NEMA 3R/4/12/13, 8 x 6 x 6in (HxWxD), wall mount, carbon steel, ANSI 61 gray, powder coat finish, single-door, stainless steel clamps. | Stock | 74 | 77
SCE-8066ELJ | Saginaw Enviroline Junction series enclosure, NEMA 3R/4/12/13, 8 x 6 x 6in (HxWxD), wall mount, carbon steel, ANSI 61 gray, powder coat finish, single-door, 1/4-turn semi-flush latch. | Stock | 67 | 70
SCE-8066ELJLG | Saginaw Enviroline Junction series enclosure, NEMA 3R/4/12/13, 8 x 6 x 6in (HxWxD), wall mount, carbon steel, RAL 7035 light gray, powder coat finish, single-door, 1/4-turn semi-flush latch. | Stock | 67 | 70
SCE-8066ELJSS | Saginaw Enviroline Junction series enclosure, NEMA 3R/4/4X/12/13, 8 x 6 x 6in (HxWxD), wall mount, 304 stainless steel, #4 brush finish, single-door, 1/4-turn semi-flush latch. | Stock | 201 | 215
SCE-8066ELJSS6 | Saginaw Enviroline Junction series enclosure, NEMA 3R/4/4X/12/13, 8 x 6 x 6in (HxWxD), wall mount, 316L stainless steel, #4 brush finish, single-door, 1/4-turn semi-flush latch. | Stock | 241 | 258
SCE-8066ELJSSST | Saginaw Enviroline Junction series enclosure, slope top, NEMA 3R/4/4X/12/13, 8 x 6 x 6in (HxWxD), wall mount, 304 stainless steel, #4 brush finish, single-door, 1/4-turn semi-flush latch. | Stock | 478 | 511
SCE-8066SC | Saginaw enclosure, NEMA 3R/4/12/13, 8 x 6 x 6in (HxWxD), wall mount, carbon steel, ANSI 61 gray, powder coat finish, screw cover. | Stock | 71 | 74
SCE-806CHNF | Saginaw enclosure, NEMA 3R/4/12/13, 8 x 6 x 3.5in (HxWxD), wall mount, carbon steel, ANSI 61 gray, powder coat finish, single-door, stainless steel clamps. | Stock | 63 | 66
SCE-806ELJ | Saginaw Enviroline Junction series enclosure, NEMA 3R/4/12/13, 8 x 6 x 4in (HxWxD), wall mount, carbon steel, ANSI 61 gray, powder coat finish, single-door, 1/4-turn semi-flush latch. | Stock | 56 | 59
SCE-806ELJLG | Saginaw Enviroline Junction series enclosure, NEMA 3R/4/12/13, 8 x 6 x 4in (HxWxD), wall mount, carbon steel, RAL 7035 light gray, powder coat finish, single-door, 1/4-turn semi-flush latch. | Stock | 56 | 59
SCE-806ELJSS | Saginaw Enviroline Junction series enclosure, NEMA 3R/4/4X/12/13, 8 x 6 x 4in (HxWxD), wall mount, 304 stainless steel, #4 brush finish, single-door, 1/4-turn semi-flush latch. | Stock | 175 | 188
SCE-806ELJSS6 | Saginaw Enviroline Junction series enclosure, NEMA 3R/4/4X/12/13, 8 x 6 x 4in (HxWxD), wall mount, 316L stainless steel, #4 brush finish, single-door, 1/4-turn semi-flush latch. | Stock | 211 | 225
SCE-806ELJSSST | Saginaw Enviroline Junction series enclosure, slope top, NEMA 3R/4/4X/12/13, 8 x 6 x 4in (HxWxD), wall mount, 304 stainless steel, #4 brush finish, single-door, 1/4-turn semi-flush latch. | Stock | 418 | 447
SCE-806SC | Saginaw enclosure, NEMA 3R/4/12/13, 8 x 6 x 3.5in (HxWxD), wall mount, carbon steel, ANSI 61 gray, powder coat finish, screw cover. | Stock | 63 | 65
SCE-8086CHNF | Saginaw enclosure, NEMA 3R/4/12/13, 8 x 8 x 6in (HxWxD), wall mount, carbon steel, ANSI 61 gray, powder coat finish, single-door, stainless steel clamps. | Stock | 82 | 85
SCE-8086ELJ | Saginaw Enviroline Junction series enclosure, NEMA 3R/4/12/13, 8 x 8 x 6in (HxWxD), wall mount, carbon steel, ANSI 61 gray, powder coat finish, single-door, 1/4-turn semi-flush latch. | Stock | 74 | 77
SCE-8086ELJLG | Saginaw Enviroline Junction series enclosure, NEMA 3R/4/12/13, 8 x 8 x 6in (HxWxD), wall mount, carbon steel, RAL 7035 light gray, powder coat finish, single-door, 1/4-turn semi-flush latch. | Stock | 74 | 77
SCE-808CHNF | Saginaw enclosure, NEMA 3R/4/12/13, 8 x 8 x 4in (HxWxD), wall mount, carbon steel, ANSI 61 gray, powder coat finish, single-door, stainless steel clamps. | Stock | 71 | 74
SCE-808ELJ | Saginaw Enviroline Junction series enclosure, NEMA 3R/4/12/13, 8 x 8 x 4in (HxWxD), wall mount, carbon steel, ANSI 61 gray, powder coat finish, single-door, 1/4-turn semi-flush latch. | Stock | 69 | 72
SCE-808ELJLG | Saginaw Enviroline Junction series enclosure, NEMA 3R/4/12/13, 8 x 8 x 4in (HxWxD), wall mount, carbon steel, RAL 7035 light gray, powder coat finish, single-door, 1/4-turn semi-flush latch. | Stock | 69 | 72
SCE-808SC | Saginaw enclosure, NEMA 3R/4/12/13, 8 x 8 x 4in (HxWxD), wall mount, carbon steel, ANSI 61 gray, powder coat finish, screw cover. | Stock | 71 | 74
SCE-82P37 | Saginaw subpanel, carbon steel, white, powder coat finish. For use with SCE-86M3Exx, SCE-86M5Exx, SCE-90XM3EWxxxx, SCE-90XM5EWxxxx, SCE-90XD4018xx, SCE-90XD5EW18, SCE-90XR4018 and SCE-90XR5EW18 enclosures. | Stock | 368 | 381
SCE-82P37GALV | Saginaw subpanel, galvanized steel. For use with SCE-86M3Exx, SCE-86M5Exx, SCE-90XM3EWxxxx, SCE-90XM5EWxxxx, SCE-90XD4018xx, SCE-90XD5EW18, SCE-90XR4018 and SCE-90XR5EW18 enclosures. | Stock | 423 | 439
SCE-82P76 | Saginaw subpanel, carbon steel, white, powder coat finish. For use with SCE-86MxExx, SCE-90XM78xxxx, SCE-90XD7818xxx, SCE-90XR7818, SCE-90XMxEWxxxx, SCE-90XDxEW18x and SCE-90XRxEW18x enclosures. | Stock | 662 | 687
SCE-82P76GALV | Saginaw subpanel, galvanized steel. For use with SCE-86MxExx, SCE-90XM78xxxx, SCE-90XD7818xxx, SCE-90XR7818, SCE-90XMxEWxxxx, SCE-90XDxEW18x and SCE-90XRxEW18x enclosures. | Stock | 827 | 858
SCE-84XD3EW18 | Saginaw enclosure, NEMA 3R/12/13, 84 x 118 x 18in (HxWxD), freestanding, carbon steel, ANSI 61 gray, powder coat finish, 3-door, 3-point padlocking handle, external disconnect enclosure included. | Stock | 8763 | 9448
SCE-84XD3EW18G | Saginaw enclosure, NEMA 3R/12/13, 84 x 118 x 18in (HxWxD), freestanding, carbon steel, ANSI 61 gray, powder coat finish, 3-door, 3-point padlocking handle, subpanel and external disconnect enclosure included. | Stock | 9011 | 9708
SCE-84XD3EW18SS | Saginaw enclosure, NEMA 3R/4/4X/12/13, 84 x 118 x 18in (HxWxD), freestanding, 304 stainless steel, #4 brush finish, 3-door, 3-point padlocking handle, external disconnect enclosure included. | Stock | 20989 | 22736
SCE-84XD3EW18SS6 | Saginaw enclosure, NEMA 3R/4/4X/12/13, 84 x 118 x 18in (HxWxD), freestanding, 316L stainless steel, #4 brush finish, 3-door, 3-point padlocking handle, external disconnect enclosure included. | Stock | 25187 | 27232
SCE-84XD4018 | Saginaw enclosure, NEMA 3R/12/13, 84 x 40 x 18in (HxWxD), freestanding, carbon steel, ANSI 61 gray, powder coat finish, single-door, 3-point padlocking handle, external disconnect enclosure included. | Stock | 4265 | 4473
SCE-84XD4018G | Saginaw enclosure, NEMA 3R/12/13, 84 x 40 x 18in (HxWxD), freestanding, carbon steel, ANSI 61 gray, powder coat finish, single-door, 3-point padlocking handle, subpanel and external disconnect enclosure included. | Stock | 4319 | 4530
SCE-84XD4018SS | Saginaw enclosure, NEMA 3R/4/4X/12/13, 84 x 40 x 18in (HxWxD), freestanding, 304 stainless steel, #4 brush finish, single-door, 3-point padlocking handle, external disconnect enclosure included. | Stock | 10101 | 10819
SCE-84XD4018SS6 | Saginaw enclosure, NEMA 3R/4/4X/12/13, 84 x 40 x 18in (HxWxD), freestanding, 316L stainless steel, #4 brush finish, single-door, 3-point padlocking handle, external disconnect enclosure included. | Stock | 12122 | 12983
SCE-84XD4EW18 | Saginaw enclosure, NEMA 3R/12/13, 84 x 158 x 18in (HxWxD), freestanding, carbon steel, ANSI 61 gray, powder coat finish, 4-door, 3-point padlocking handle, external disconnect enclosure included. | Stock | 11077 | 11875
SCE-84XD4EW18G | Saginaw enclosure, NEMA 3R/12/13, 84 x 158 x 18in (HxWxD), freestanding, carbon steel, ANSI 61 gray, powder coat finish, 4-door, 3-point padlocking handle, subpanel and external disconnect enclosure included. | Stock | 11451 | 12267
SCE-84XD5EW18 | Saginaw enclosure, NEMA 3R/12/13, 84 x 197 x 18in (HxWxD), freestanding, carbon steel, ANSI 61 gray, powder coat finish, 5-door, 3-point padlocking handle, external disconnect enclosure included. | Stock | 13676 | 14601
SCE-84XD5EW18G | Saginaw enclosure, NEMA 3R/12/13, 84 x 197 x 18in (HxWxD), freestanding, carbon steel, ANSI 61 gray, powder coat finish, 5-door, 3-point padlocking handle, subpanel and external disconnect enclosure included. | Stock | 14132 | 15078
SCE-84XD6EW18 | Saginaw enclosure, NEMA 3R/12/13, 84 x 235 x 18in (HxWxD), freestanding, carbon steel, ANSI 61 gray, powder coat finish, 6-door, 3-point padlocking handle, external disconnect enclosure included. | Stock | 16613 | 17680
SCE-84XD6EW18G | Saginaw enclosure, NEMA 3R/12/13, 84 x 235 x 18in (HxWxD), freestanding, carbon steel, ANSI 61 gray, powder coat finish, 6-door, 3-point padlocking handle, subpanel and external disconnect enclosure included. | Stock | 17207 | 18303
SCE-84XD7818 | Saginaw enclosure, NEMA 3R/12/13, 84 x 78 x 18in (HxWxD), freestanding, carbon steel, ANSI 61 gray, powder coat finish, 2-door, 3-point padlocking handle, external disconnect enclosure included. | Stock | 6504 | 7079
SCE-84XD7818G | Saginaw enclosure, NEMA 3R/12/13, 84 x 78 x 18in (HxWxD), freestanding, carbon steel, ANSI 61 gray, powder coat finish, 2-door, 3-point padlocking handle, subpanel and external disconnect enclosure included. | Stock | 6650 | 7232
SCE-84XD7818SS | Saginaw enclosure, NEMA 3R/4/4X/12/13, 84 x 78 x 18in (HxWxD), freestanding, 304 stainless steel, #4 brush finish, 2-door, 3-point padlocking handle, external disconnect enclosure included. | Stock | 16191 | 17597
SCE-84XD7818SS6 | Saginaw enclosure, NEMA 3R/4/4X/12/13, 84 x 78 x 18in (HxWxD), freestanding, 316L stainless steel, #4 brush finish, 2-door, 3-point padlocking handle, external disconnect enclosure included. | Stock | 19430 | 21065
SCE-84XM3EW18 | Saginaw disconnect enclosure, NEMA 3R/12/13, right flange, 84 x 118 x 18in (HxWxD), freestanding, carbon steel, ANSI 61 gray, powder coat finish, 3-door, 3-point padlocking handle, (2) powder coated subpanels included. | Stock | 7188 | 7797
SCE-84XM3EW18G | Saginaw disconnect enclosure, NEMA 3R/12/13, right flange, 84 x 118 x 18in (HxWxD), freestanding, carbon steel, ANSI 61 gray, powder coat finish, 3-door, 3-point padlocking handle, (2) galvanized subpanels included. | Stock | 7436 | 8057
SCE-84XM3EW18SS | Saginaw disconnect enclosure, NEMA 3R/4/4X/12/13, right flange, 84 x 118 x 18in (HxWxD), freestanding, 304 stainless steel, #4 brush finish, 3-door, 3-point padlocking handle, (2) powder coated subpanels included. | Stock | 18449 | 20015
SCE-84XM3EW18SS6 | Saginaw disconnect enclosure, NEMA 3R/4/4X/12/13, right flange, 84 x 118 x 18in (HxWxD), freestanding, 316L stainless steel, #4 brush finish, 3-door, 3-point padlocking handle, (2) powder coated subpanels included. | Stock | 22139 | 23967
SCE-84XM3EW24 | Saginaw disconnect enclosure, NEMA 3R/12/13, right flange, 84 x 118 x 24in (HxWxD), freestanding, carbon steel, ANSI 61 gray, powder coat finish, 3-door, 3-point padlocking handle, (2) powder coated subpanels included. | Stock | 7273 | 7885
SCE-84XM3EW24G | Saginaw disconnect enclosure, NEMA 3R/12/13, right flange, 84 x 118 x 24in (HxWxD), freestanding, carbon steel, ANSI 61 gray, powder coat finish, 3-door, 3-point padlocking handle, (2) galvanized subpanels included. | Stock | 7521 | 8146
SCE-84XM3EW24SS | Saginaw disconnect enclosure, NEMA 3R/4/4X/12/13, right flange, 84 x 118 x 24in (HxWxD), freestanding, 304 stainless steel, #4 brush finish, 3-door, 3-point padlocking handle, (2) powder coated subpanels included. | Stock | 18667 | 20248
SCE-84XM3EW24SS6 | Saginaw disconnect enclosure, NEMA 3R/4/4X/12/13, right flange, 84 x 118 x 24in (HxWxD), freestanding, 316L stainless steel, #4 brush finish, 3-door, 3-point padlocking handle, (2) powder coated subpanels included. | Stock | 22400 | 24247
SCE-84XM4018 | Saginaw disconnect enclosure, NEMA 3R/12/13, right flange, 84 x 40 x 18in (HxWxD), freestanding, carbon steel, ANSI 61 gray, powder coat finish, single-door, 3-point padlocking handle, powder coated subpanel included. | Stock | 2779 | 2915
SCE-84XM4018G | Saginaw disconnect enclosure, NEMA 3R/12/13, right flange, 84 x 40 x 18in (HxWxD), freestanding, carbon steel, ANSI 61 gray, powder coat finish, single-door, 3-point padlocking handle, galvanized subpanel included. | Stock | 2834 | 2971
SCE-84XM4018SS | Saginaw disconnect enclosure, NEMA 3R/4/4X/12/13, right flange, 84 x 40 x 18in (HxWxD), freestanding, 304 stainless steel, #4 brush finish, single-door, 3-point padlocking handle, powder coated subpanel included. | Stock | 7561 | 8099
SCE-84XM4018SS6 | Saginaw disconnect enclosure, NEMA 3R/4/4X/12/13, right flange, 84 x 40 x 18in (HxWxD), freestanding, 316L stainless steel, #4 brush finish, single-door, 3-point padlocking handle, powder coated subpanel included. | Stock | 9074 | 9719
SCE-84XM4024 | Saginaw disconnect enclosure, NEMA 3R/12/13, right flange, 84 x 40 x 24in (HxWxD), freestanding, carbon steel, ANSI 61 gray, powder coat finish, single-door, 3-point padlocking handle, powder coated subpanel included. | Stock | 2858 | 2997
SCE-84XM4024G | Saginaw disconnect enclosure, NEMA 3R/12/13, right flange, 84 x 40 x 24in (HxWxD), freestanding, carbon steel, ANSI 61 gray, powder coat finish, single-door, 3-point padlocking handle, galvanized subpanel included. | Stock | 2912 | 3054
SCE-84XM4024SS | Saginaw disconnect enclosure, NEMA 3R/4/4X/12/13, right flange, 84 x 40 x 24in (HxWxD), freestanding, 304 stainless steel, #4 brush finish, single-door, 3-point padlocking handle, powder coated subpanel included. | Stock | 7775 | 8327
SCE-84XM4024SS6 | Saginaw disconnect enclosure, NEMA 3R/4/4X/12/13, right flange, 84 x 40 x 24in (HxWxD), freestanding, 316L stainless steel, #4 brush finish, single-door, 3-point padlocking handle, powder coated subpanel included. | Stock | 9330 | 9993
SCE-84XM4EW18 | Saginaw disconnect enclosure, NEMA 3R/12/13, right flange, 84 x 158 x 18in (HxWxD), freestanding, carbon steel, ANSI 61 gray, powder coat finish, 4-door, 3-point padlocking handle, (2) powder coated subpanels included. | Stock | 9899 | 10639
SCE-84XM4EW18G | Saginaw disconnect enclosure, NEMA 3R/12/13, right flange, 84 x 158 x 18in (HxWxD), freestanding, carbon steel, ANSI 61 gray, powder coat finish, 4-door, 3-point padlocking handle, (2) galvanized subpanels included. | Stock | 10287 | 11046
SCE-84XM4EW18SS | Saginaw disconnect enclosure, NEMA 3R/4/4X/12/13, right flange, 84 x 158 x 18in (HxWxD), freestanding, 304 stainless steel, #4 brush finish, 4-door, 3-point padlocking handle, (2) powder coated subpanels included. | Stock | 25650 | 27728
SCE-84XM4EW18SS6 | Saginaw disconnect enclosure, NEMA 3R/4/4X/12/13, right flange, 84 x 158 x 18in (HxWxD), freestanding, 316L stainless steel, #4 brush finish, 4-door, 3-point padlocking handle, (2) powder coated subpanels included. | Stock | 30781 | 33223
SCE-84XM4EW24 | Saginaw disconnect enclosure, NEMA 3R/12/13, right flange, 84 x 158 x 24in (HxWxD), freestanding, carbon steel, ANSI 61 gray, powder coat finish, 4-door, 3-point padlocking handle, (2) powder coated subpanels included. | Stock | 10004 | 10750
SCE-84XM4EW24G | Saginaw disconnect enclosure, NEMA 3R/12/13, right flange, 84 x 158 x 24in (HxWxD), freestanding, carbon steel, ANSI 61 gray, powder coat finish, 4-door, 3-point padlocking handle, (2) galvanized subpanels included. | Stock | 10393 | 11157
SCE-84XM4EW24SS | Saginaw disconnect enclosure, NEMA 3R/4/4X/12/13, right flange, 84 x 158 x 24in (HxWxD), freestanding, 304 stainless steel, #4 brush finish, 4-door, 3-point padlocking handle, (2) powder coated subpanels included. | Stock | 26803 | 28963
SCE-84XM4EW24SS6 | Saginaw disconnect enclosure, NEMA 3R/4/4X/12/13, right flange, 84 x 158 x 24in (HxWxD), freestanding, 316L stainless steel, #4 brush finish, 4-door, 3-point padlocking handle, (2) powder coated subpanels included. | Stock | 32164 | 34705
SCE-84XM5EW18 | Saginaw disconnect enclosure, NEMA 3R/12/13, right flange, 84 x 197 x 18in (HxWxD), freestanding, carbon steel, ANSI 61 gray, powder coat finish, 5-door, 3-point padlocking handle, (3) powder coated subpanels included. | Stock | 12042 | 12825
SCE-84XM5EW18G | Saginaw disconnect enclosure, NEMA 3R/12/13, right flange, 84 x 197 x 18in (HxWxD), freestanding, carbon steel, ANSI 61 gray, powder coat finish, 5-door, 3-point padlocking handle, (3) galvanized subpanels included. | Stock | 12497 | 13364
SCE-84XM5EW18SS | Saginaw disconnect enclosure, NEMA 3R/4/4X/12/13, right flange, 84 x 197 x 18in (HxWxD), freestanding, 304 stainless steel, #4 brush finish, 5-door, 3-point padlocking handle, (3) powder coated subpanels included. | Stock | 32003 | 34532
SCE-84XM5EW18SS6 | Saginaw disconnect enclosure, NEMA 3R/4/4X/12/13, right flange, 84 x 197 x 18in (HxWxD), freestanding, 316L stainless steel, #4 brush finish, 5-door, 3-point padlocking handle, (3) powder coated subpanels included. | Stock | 38403 | 41388
SCE-84XM5EW24 | Saginaw disconnect enclosure, NEMA 3R/12/13, right flange, 84 x 197 x 24in (HxWxD), freestanding, carbon steel, ANSI 61 gray, powder coat finish, 5-door, 3-point padlocking handle, (3) powder coated subpanels included. | Stock | 12410 | 13272
SCE-84XM5EW24G | Saginaw disconnect enclosure, NEMA 3R/12/13, right flange, 84 x 197 x 24in (HxWxD), freestanding, carbon steel, ANSI 61 gray, powder coat finish, 5-door, 3-point padlocking handle, (3) galvanized subpanels included. | Stock | 12865 | 13750
SCE-84XM5EW24SS | Saginaw disconnect enclosure, NEMA 3R/4/4X/12/13, right flange, 84 x 197 x 24in (HxWxD), freestanding, 304 stainless steel, #4 brush finish, 5-door, 3-point padlocking handle, (3) powder coated subpanels included. | Stock | 33371 | 35998
SCE-84XM5EW24SS6 | Saginaw disconnect enclosure, NEMA 3R/4/4X/12/13, right flange, 84 x 197 x 24in (HxWxD), freestanding, 316L stainless steel, #4 brush finish, 5-door, 3-point padlocking handle, (3) powder coated subpanels included. | Stock | 40046 | 43147
SCE-84XM6EW24 | Saginaw disconnect enclosure, NEMA 3R/12/13, right flange, 84 x 235 x 24in (HxWxD), freestanding, carbon steel, ANSI 61 gray, powder coat finish, 6-door, 3-point padlocking handle, (3) powder coated subpanels included. | Stock | 15123 | 16118
SCE-84XM6EW24G | Saginaw disconnect enclosure, NEMA 3R/12/13, right flange, 84 x 235 x 24in (HxWxD), freestanding, carbon steel, ANSI 61 gray, powder coat finish, 6-door, 3-point padlocking handle, (3) galvanized subpanels included. | Stock | 15717 | 16740
SCE-84XM6EW24SS | Saginaw disconnect enclosure, NEMA 3R/4/4X/12/13, right flange, 84 x 235 x 24in (HxWxD), freestanding, 304 stainless steel, #4 brush finish, 6-door, 3-point padlocking handle, (3) powder coated subpanels included. | Stock | 39791 | 42874
SCE-84XM6EW24SS6 | Saginaw disconnect enclosure, NEMA 3R/4/4X/12/13, right flange, 84 x 235 x 24in (HxWxD), freestanding, 316L stainless steel, #4 brush finish, 6-door, 3-point padlocking handle, (3) powder coated subpanels included. | Stock | 47749 | 51398
SCE-84XM7818 | Saginaw disconnect enclosure, NEMA 3R/12/13, right flange, 84 x 78 x 18in (HxWxD), freestanding, carbon steel, ANSI 61 gray, powder coat finish, 2-door, 3-point padlocking handle, powder coated subpanel included. | Stock | 5018 | 5262
SCE-84XM7818G | Saginaw disconnect enclosure, NEMA 3R/12/13, right flange, 84 x 78 x 18in (HxWxD), freestanding, carbon steel, ANSI 61 gray, powder coat finish, 2-door, 3-point padlocking handle, galvanized subpanel included. | Stock | 5165 | 5416
SCE-84XM7818SS | Saginaw disconnect enclosure, NEMA 3R/4/4X/12/13, right flange, 84 x 78 x 18in (HxWxD), freestanding, 304 stainless steel, #4 brush finish, 2-door, 3-point padlocking handle, powder coated subpanel included. | Stock | 13651 | 14622
SCE-84XM7818SS6 | Saginaw disconnect enclosure, NEMA 3R/4/4X/12/13, right flange, 84 x 78 x 18in (HxWxD), freestanding, 316L stainless steel, #4 brush finish, 2-door, 3-point padlocking handle, powder coated subpanel included. | Stock | 16382 | 17546
SCE-84XM7824 | Saginaw disconnect enclosure, NEMA 3R/12/13, right flange, 84 x 78 x 24in (HxWxD), freestanding, carbon steel, ANSI 61 gray, powder coat finish, 2-door, 3-point padlocking handle, powder coated subpanel included. | Stock | 5081 | 5328
SCE-84XM7824G | Saginaw disconnect enclosure, NEMA 3R/12/13, right flange, 84 x 78 x 24in (HxWxD), freestanding, carbon steel, ANSI 61 gray, powder coat finish, 2-door, 3-point padlocking handle, galvanized subpanel included. | Stock | 5260 | 5516
SCE-84XM7824SS | Saginaw disconnect enclosure, NEMA 3R/4/4X/12/13, right flange, 84 x 78 x 24in (HxWxD), freestanding, 304 stainless steel, #4 brush finish, 2-door, 3-point padlocking handle, powder coated subpanel included. | Stock | 13822 | 14805
SCE-84XM7824SS6 | Saginaw disconnect enclosure, NEMA 3R/4/4X/12/13, right flange, 84 x 78 x 24in (HxWxD), freestanding, 316L stainless steel, #4 brush finish, 2-door, 3-point padlocking handle, powder coated subpanel included. | Stock | 16586 | 17766
SCE-84XR3EW18 | Saginaw enclosure, NEMA 3R/12/13, 84 x 118 x 18in (HxWxD), freestanding, carbon steel, ANSI 61 gray, powder coat finish, 3-door, 3-point padlocking handle, external rotary disconnect enclosure included. | Stock | 8763 | 9448
SCE-84XR3EW18G | Saginaw enclosure, NEMA 3R/12/13, 84 x 118 x 18in (HxWxD), freestanding, carbon steel, ANSI 61 gray, powder coat finish, 3-door, 3-point padlocking handle, subpanel and external rotary disconnect enclosure included. | Stock | 9011 | 9708
SCE-84XR4018 | Saginaw enclosure, NEMA 3R/12/13, 84 x 40 x 18in (HxWxD), freestanding, carbon steel, ANSI 61 gray, powder coat finish, single-door, 3-point padlocking handle, external rotary disconnect enclosure included. | Stock | 4265 | 4473
SCE-84XR4018G | Saginaw enclosure, NEMA 3R/12/13, 84 x 40 x 18in (HxWxD), freestanding, carbon steel, ANSI 61 gray, powder coat finish, single-door, 3-point padlocking handle, subpanel and external rotary disconnect enclosure included. | Stock | 4319 | 4530
SCE-84XR4EW18 | Saginaw enclosure, NEMA 3R/12/13, 84 x 158 x 18in (HxWxD), freestanding, carbon steel, ANSI 61 gray, powder coat finish, 4-door, 3-point padlocking handle, external rotary disconnect enclosure included. | Stock | 11077 | 11875
SCE-84XR4EW18G | Saginaw enclosure, NEMA 3R/12/13, 84 x 158 x 18in (HxWxD), freestanding, carbon steel, ANSI 61 gray, powder coat finish, 4-door, 3-point padlocking handle, subpanel and external rotary disconnect enclosure included. | Stock | 11451 | 12267
SCE-84XR5EW18 | Saginaw enclosure, NEMA 3R/12/13, 84 x 197 x 18in (HxWxD), freestanding, carbon steel, ANSI 61 gray, powder coat finish, 5-door, 3-point padlocking handle, external rotary disconnect enclosure included. | Stock | 13676 | 14601
SCE-84XR5EW18G | Saginaw enclosure, NEMA 3R/12/13, 84 x 197 x 18in (HxWxD), freestanding, carbon steel, ANSI 61 gray, powder coat finish, 5-door, 3-point padlocking handle, subpanel and external rotary disconnect enclosure included. | Stock | 14132 | 15078
SCE-84XR6EW18 | Saginaw enclosure, NEMA 3R/12/13, 84 x 235 x 18in (HxWxD), freestanding, carbon steel, ANSI 61 gray, powder coat finish, 6-door, 3-point padlocking handle, external rotary disconnect enclosure included. | Stock | 16613 | 17680
SCE-84XR6EW18G | Saginaw enclosure, NEMA 3R/12/13, 84 x 235 x 18in (HxWxD), freestanding, carbon steel, ANSI 61 gray, powder coat finish, 6-door, 3-point padlocking handle, subpanel and external rotary disconnect enclosure included. | Stock | 17207 | 18303
SCE-84XR7818 | Saginaw enclosure, NEMA 3R/12/13, 84 x 78 x 18in (HxWxD), freestanding, carbon steel, ANSI 61 gray, powder coat finish, 2-door, 3-point padlocking handle, external rotary disconnect enclosure included. | Stock | 6504 | 7079
SCE-86M3E | Saginaw enclosure, NEMA 3R/12/13, 86 x 112 x 14in (HxWxD), freestanding, carbon steel, ANSI 61 gray, powder coat finish, 3-door, 3-point padlocking handle. | Stock | 6773 | 7361
SCE-86M3E20 | Saginaw enclosure, NEMA 3R/12/13, 86 x 112 x 20in (HxWxD), freestanding, carbon steel, ANSI 61 gray, powder coat finish, 3-door, 3-point padlocking handle. | Stock | 7484 | 8106
SCE-86M4E | Saginaw enclosure, NEMA 3R/12/13, 86 x 149 x 14in (HxWxD), freestanding, carbon steel, ANSI 61 gray, powder coat finish, 4-door, 3-point padlocking handle. | Stock | 8661 | 9341
SCE-86M4E20 | Saginaw enclosure, NEMA 3R/12/13, 86 x 149 x 20in (HxWxD), freestanding, carbon steel, ANSI 61 gray, powder coat finish, 4-door, 3-point padlocking handle. | Stock | 9875 | 10614
SCE-86M5E | Saginaw enclosure, NEMA 3R/12/13, 86 x 187 x 14in (HxWxD), freestanding, carbon steel, ANSI 61 gray, powder coat finish, 5-door, 3-point padlocking handle. | Stock | 11047 | 11843
SCE-86M5E20 | Saginaw enclosure, NEMA 3R/12/13, 86 x 187 x 20in (HxWxD), freestanding, carbon steel, ANSI 61 gray, powder coat finish, 5-door, 3-point padlocking handle. | Stock | 12199 | 13051
SCE-8C12ELJ | Saginaw operator consolet, NEMA 3R/4/12/13, 8 x 12 x 7in (HxWxD), desktop or pedestal mount, carbon steel, ANSI 61 gray, powder coat finish, single-door, 1/4-turn semi-flush latch. | Stock | 134 | 139
SCE-8C12ELJSS | Saginaw operator consolet, NEMA 3R/4/4X/12/13, 8 x 12 x 7in (HxWxD), desktop or pedestal mount, 304 stainless steel, #4 brush finish, single-door, 1/4-turn semi-flush latch. | Stock | 622 | 666
SCE-8C16ELJ | Saginaw operator consolet, NEMA 3R/4/12/13, 8 x 16 x 7in (HxWxD), desktop or pedestal mount, carbon steel, ANSI 61 gray, powder coat finish, single-door, 1/4-turn semi-flush latch. | Stock | 149 | 155
SCE-8C16ELJSS | Saginaw operator consolet, NEMA 3R/4/4X/12/13, 8 x 16 x 7in (HxWxD), desktop or pedestal mount, 304 stainless steel, #4 brush finish, single-door, 1/4-turn semi-flush latch. | Stock | 703 | 753
SCE-8C20ELJ | Saginaw operator consolet, NEMA 3R/4/12/13, 8 x 20 x 7in (HxWxD), desktop or pedestal mount, carbon steel, ANSI 61 gray, powder coat finish, single-door, 1/4-turn semi-flush latch. | Stock | 161 | 167
SCE-8C20ELJSS | Saginaw operator consolet, NEMA 3R/4/4X/12/13, 8 x 20 x 7in (HxWxD), desktop or pedestal mount, 304 stainless steel, #4 brush finish, single-door, 1/4-turn semi-flush latch. | Stock | 781 | 837
SCE-8C8ELJ | Saginaw operator consolet, NEMA 3R/4/12/13, 8 x 8 x 7in (HxWxD), desktop or pedestal mount, carbon steel, ANSI 61 gray, powder coat finish, single-door, 1/4-turn semi-flush latch. | Stock | 122 | 127
SCE-8C8ELJSS | Saginaw operator consolet, NEMA 3R/4/4X/12/13, 8 x 8 x 7in (HxWxD), desktop or pedestal mount, 304 stainless steel, #4 brush finish, single-door, 1/4-turn semi-flush latch. | Stock | 582 | 624
SCE-8N604LP | Saginaw enclosure, NEMA 1, 8 x 6 x 4in (HxWxD), wall mount, carbon steel, ANSI 61 gray, powder coat finish, single-door, 1/4-turn semi-flush latch. | Stock | 44.5 | 46.5
SCE-8N6MP | Saginaw subpanel, carbon steel, white, powder coat finish. For use with SCE-8N604LP enclosures. | Stock | 4.5
SCE-8N6MPP | Saginaw subpanel, perforated, carbon steel, white, powder coat finish. For use with SCE-8N604LP enclosures. | Stock | 11.75 | 12.25
SCE-8N804LP | Saginaw enclosure, NEMA 1, 8 x 8 x 4in (HxWxD), wall mount, carbon steel, ANSI 61 gray, powder coat finish, single-door, 1/4-turn semi-flush latch. | Stock | 49.5 | 51
SCE-8N806LP | Saginaw enclosure, NEMA 1, 8 x 8 x 6in (HxWxD), wall mount, carbon steel, ANSI 61 gray, powder coat finish, single-door, 1/4-turn semi-flush latch. | Stock | 55 | 58
SCE-8N8MP | Saginaw subpanel, carbon steel, white, powder coat finish. For use with SCE-8N804LP and SCE-8N806LP enclosures. | Stock | 5.25
SCE-8N8MPP | Saginaw subpanel, perforated, carbon steel, white, powder coat finish. For use with SCE-8N804LP and SCE-8N806LP enclosures. | Stock | 13.25 | 13.75
SCE-8P12C | Saginaw subpanel, carbon steel, white, powder coat finish. For use with SCE-8C12ELJ and SCE-8C12ELJSS enclosures. | Stock | 11 | 11.5
SCE-8P16C | Saginaw subpanel, carbon steel, white, powder coat finish. For use with SCE-8C16ELJ and SCE-8C16ELJSS enclosures. | Stock | 15.25 | 15.75
SCE-8P20C | Saginaw subpanel, carbon steel, white, powder coat finish. For use with SCE-8C20ELJ and SCE-8C20ELJSS enclosures. | Stock | 19.25 | 20
SCE-8P6 | Saginaw subpanel, carbon steel, white, powder coat finish. For use with SCE-806xELJxx, SCE-806xCHNFxx, SCE-806xSC and SCE-6PBAx enclosures. | Stock | 5.5 | 5.75
SCE-8P6GALV | Saginaw subpanel, galvannealed steel. For use with SCE-806xELJxx, SCE-806xCHNFxx, SCE-806xSC and SCE-6PBAx enclosures. | Stock | 5.25 | 5.5
SCE-8P6SS | Saginaw subpanel, 316L stainless steel, #4 brush finish. For use with SCE-806xELJxx, SCE-806xCHNFxx, SCE-806xSC and SCE-6PBAx enclosures. | Stock | 13.75 | 14.25
SCE-8P8 | Saginaw subpanel, carbon steel, white, powder coat finish. For use with SCE-808xELJxx, SCE-808xCHNFxx, SCE-808SC, SCE-4SPBHx and SCE-9PBAx enclosures. | Stock | 6.5 | 6.75
SCE-8P8C | Saginaw subpanel, carbon steel, white, powder coat finish. For use with SCE-8C8ELJ and SCE-8C8ELJSS enclosures. | Stock | 7 | 7.25
SCE-8P8GALV | Saginaw subpanel, galvannealed steel. For use with SCE-808xELJxx, SCE-808xCHNFxx, SCE-808SC, SCE-4SPBHx and SCE-9PBAx enclosures. | Stock | 6.25 | 6.5
SCE-8PB | Saginaw pushbutton enclosure, 8 holes, 30mm, NEMA 4/12/13, 21 x 4 x 3in (HxWxD), wall mount, carbon steel, ANSI 61 gray, powder coat finish, screw cover. | Stock | 107 | 111
SCE-8PBA | Saginaw pushbutton consolet, 8 holes, 30mm, NEMA 4/12/13, 7 x 11 x 7in (HxWxD), wall mount, carbon steel, ANSI 61 gray, powder coat finish, screw cover, purchase subpanel separately. | Stock | 168 | 175
SCE-8PBAI | Saginaw pushbutton consolet, 8 holes, 22mm, NEMA 4/12/13, 7 x 11 x 7in (HxWxD), wall mount, carbon steel, ANSI 61 gray, powder coat finish, screw cover, purchase subpanel separately. | Stock | 168 | 175
SCE-8PBI | Saginaw pushbutton enclosure, 8 holes, 22mm, NEMA 4/12/13, 21 x 4 x 3in (HxWxD), wall mount, carbon steel, ANSI 61 gray, powder coat finish, screw cover. | Stock | 107 | 111
SCE-8R64 | Saginaw enclosure, NEMA 3R, 8 x 6 x 4in (HxWxD), wall mount, carbon steel, ANSI 61 gray, powder coat finish, screw cover, padlock hasp and staple. | Stock | 64 | 67
SCE-8R66 | Saginaw enclosure, NEMA 3R, 8 x 6 x 6in (HxWxD), wall mount, carbon steel, ANSI 61 gray, powder coat finish, screw cover, padlock hasp and staple. | Stock | 70 | 74
SCE-8STS | Saginaw workstation monitor shelf, 23.75 x 8in, carbon steel, white, powder coat finish, designed to support monitors or other equipment in the upper section of a workstation. | Stock | 65 | 68
SCE-8VESTS | Saginaw workstation monitor shelf, 23.75 x 8in, carbon steel, white, powder coat finish, vented, designed to support monitors or other equipment in the upper section of a workstation. | Stock | 74 | 77
SCE-903620FS | Saginaw enclosure, NEMA 3R/12/13, 90 x 36 x 20in (HxWxD), freestanding, carbon steel, ANSI 61 gray, powder coat finish, single-door, 3-point keylocking/padlocking combo handle. | Stock | 2218 | 2326
SCE-903624FS | Saginaw enclosure, NEMA 3R/12/13, 90 x 36 x 24in (HxWxD), freestanding, carbon steel, ANSI 61 gray, powder coat finish, single-door, 3-point keylocking/padlocking combo handle. | Stock | 2372 | 2487
SCE-903624FSDA | Saginaw enclosure, NEMA 3R/12/13, 90 x 36 x 24in (HxWxD), freestanding, dual access, carbon steel, ANSI 61 gray, powder coat finish, single-door, 3-point keylocking/padlocking combo handle. | Stock | 2771 | 2906
SCE-903636FS | Saginaw enclosure, NEMA 3R/12/13, 90 x 36 x 36in (HxWxD), freestanding, carbon steel, ANSI 61 gray, powder coat finish, single-door, 3-point keylocking/padlocking combo handle. | Stock | 2821 | 2959
SCE-903636FSDA | Saginaw enclosure, NEMA 3R/12/13, 90 x 36 x 36in (HxWxD), freestanding, dual access, carbon steel, ANSI 61 gray, powder coat finish, single-door, 3-point keylocking/padlocking combo handle. | Stock | 3297 | 3458
SCE-9036SOF19 | Saginaw rack mounting swing frame, carbon steel, white, powder coat finish. For use with 90x36in (HxW) freestanding enclosures. Mounting hardware included. | Stock | 518 | 538
SCE-904820FSD | Saginaw enclosure, NEMA 3R/12/13, 90 x 48 x 20in (HxWxD), freestanding, carbon steel, ANSI 61 gray, powder coat finish, double-door, 3-point keylocking/padlocking combo handle. | Stock | 2993 | 3139
SCE-904820SSFSD | Saginaw enclosure, NEMA 3R/12/13, 90 x 48 x 20in (HxWxD), freestanding, 304 stainless steel, #4 brush finish, double-door, 3-point keylocking/padlocking combo handle. | Stock | 9488 | 10163
SCE-904824FSD | Saginaw enclosure, NEMA 3R/12/13, 90 x 48 x 24in (HxWxD), freestanding, carbon steel, ANSI 61 gray, powder coat finish, double-door, 3-point keylocking/padlocking combo handle. | Stock | 3113 | 3265
SCE-906020FSD | Saginaw enclosure, NEMA 3R/12/13, 90 x 60 x 20in (HxWxD), freestanding, carbon steel, ANSI 61 gray, powder coat finish, double-door, 3-point keylocking/padlocking combo handle. | Stock | 3344 | 3507
SCE-907220FSD | Saginaw enclosure, NEMA 3R/12/13, 90 x 72 x 20in (HxWxD), freestanding, carbon steel, ANSI 61 gray, powder coat finish, double-door, 3-point keylocking/padlocking combo handle. | Stock | 3775 | 3959
SCE-907220SSFSD | Saginaw enclosure, NEMA 3R/12/13, 90 x 72 x 20in (HxWxD), freestanding, 304 stainless steel, #4 brush finish, double-door, 3-point keylocking/padlocking combo handle. | Stock | 11965 | 12816
SCE-907224FSD | Saginaw enclosure, NEMA 3R/12/13, 90 x 72 x 24in (HxWxD), freestanding, carbon steel, ANSI 61 gray, powder coat finish, double-door, 3-point keylocking/padlocking combo handle. | Stock | 3965 | 4159
SCE-907224FSDAD | Saginaw enclosure, NEMA 3R/12/13, 90 x 72 x 24in (HxWxD), freestanding, dual access, carbon steel, ANSI 61 gray, powder coat finish, overlapping double-door, 3-point keylocking/padlocking combo handle. | Stock | 4939 | 5180
SCE-907224SSFSD | Saginaw enclosure, NEMA 3R/12/13, 90 x 72 x 24in (HxWxD), freestanding, 304 stainless steel, #4 brush finish, double-door, 3-point keylocking/padlocking combo handle. | Stock | 12569 | 13463
SCE-907236FSD | Saginaw enclosure, NEMA 3R/12/13, 90 x 72 x 36in (HxWxD), freestanding, carbon steel, ANSI 61 gray, powder coat finish, double-door, 3-point keylocking/padlocking combo handle. | Stock | 4544 | 4765
SCE-907236SSFSD | Saginaw enclosure, NEMA 3R/12/13, 90 x 72 x 36in (HxWxD), freestanding, 304 stainless steel, #4 brush finish, double-door, 3-point keylocking/padlocking combo handle. | Stock | 14401 | 15425
SCE-90EL2420FS | Saginaw Enviroline series enclosure, NEMA 3R/4/12/13, 90 x 24 x 20in (HxWxD), freestanding, carbon steel, ANSI 61 gray, powder coat finish, single-door, 3-point keylocking/padlocking combo handle. | Stock | 1827 | 1916
SCE-90EL2420SS6FS | Saginaw Enviroline series enclosure, NEMA 3R/4/4X/12/13, 90 x 24 x 20in (HxWxD), freestanding, 316L stainless steel, #4 brush finish, single-door, 3-point keylocking/padlocking combo handle. | Stock | 6340 | 6791
SCE-90EL2420SSFS | Saginaw Enviroline series enclosure, NEMA 3R/4/4X/12/13, 90 x 24 x 20in (HxWxD), freestanding, 304 stainless steel, #4 brush finish, single-door, 3-point keylocking/padlocking combo handle. | Stock | 5283 | 5659
SCE-90EL3620SS6FS | Saginaw Enviroline series enclosure, NEMA 3R/4/4X/12/13, 90 x 36 x 20in (HxWxD), freestanding, 316L stainless steel, #4 brush finish, single-door, 3-point keylocking/padlocking combo handle. | Stock | 7880 | 8440
SCE-90EL3620SSFS | Saginaw Enviroline series enclosure, NEMA 3R/4/4X/12/13, 90 x 36 x 20in (HxWxD), freestanding, 304 stainless steel, #4 brush finish, single-door, 3-point keylocking/padlocking combo handle. | Stock | 6566 | 7033
SCE-90EL3624FS | Saginaw Enviroline series enclosure, NEMA 3R/4/12/13, 90 x 36 x 24in (HxWxD), freestanding, carbon steel, ANSI 61 gray, powder coat finish, single-door, 3-point keylocking/padlocking combo handle. | Stock | 2443 | 2562
SCE-90EL3624SS6FS | Saginaw Enviroline series enclosure, NEMA 3R/4/4X/12/13, 90 x 36 x 24in (HxWxD), freestanding, 316L stainless steel, #4 brush finish, single-door, 3-point keylocking/padlocking combo handle. | Stock | 8558 | 9167
SCE-90EL3624SSFS | Saginaw Enviroline series enclosure, NEMA 3R/4/4X/12/13, 90 x 36 x 24in (HxWxD), freestanding, 304 stainless steel, #4 brush finish, single-door, 3-point keylocking/padlocking combo handle. | Stock | 7132 | 7639
SCE-90EL3636SS6FS | Saginaw Enviroline series enclosure, NEMA 3R/4/4X/12/13, 90 x 36 x 36in (HxWxD), freestanding, 316L stainless steel, #4 brush finish, single-door, 3-point keylocking/padlocking combo handle. | Stock | 9986 | 10695
SCE-90EL3636SSFS | Saginaw Enviroline series enclosure, NEMA 3R/4/4X/12/13, 90 x 36 x 36in (HxWxD), freestanding, 304 stainless steel, #4 brush finish, single-door, 3-point keylocking/padlocking combo handle. | Stock | 8321 | 8913
SCE-90EL4820FSD | Saginaw Enviroline series enclosure, NEMA 3R/4/12/13, 90 x 48 x 20in (HxWxD), freestanding, carbon steel, ANSI 61 gray, powder coat finish, 2-door, 3-point keylocking/padlocking combo handle. | Stock | 3824 | 4010
SCE-90EL4820SS6FSD | Saginaw Enviroline series enclosure, NEMA 3R/4/4X/12/13, 90 x 48 x 20in (HxWxD), freestanding, 316L stainless steel, #4 brush finish, 2-door, 3-point keylocking/padlocking combo handle. | Stock | 12289 | 13163
SCE-90EL4820SSFSD | Saginaw Enviroline series enclosure, NEMA 3R/4/4X/12/13, 90 x 48 x 20in (HxWxD), freestanding, 304 stainless steel, #4 brush finish, 2-door, 3-point keylocking/padlocking combo handle. | Stock | 10241 | 10969
SCE-90EL7220FSD | Saginaw Enviroline series enclosure, NEMA 3R/4/12/13, 90 x 72 x 20in (HxWxD), freestanding, carbon steel, ANSI 61 gray, powder coat finish, 2-door, 3-point keylocking/padlocking combo handle. | Stock | 4634 | 4860
SCE-90EL7220SS6FSD | Saginaw Enviroline series enclosure, NEMA 3R/4/4X/12/13, 90 x 72 x 20in (HxWxD), freestanding, 316L stainless steel, #4 brush finish, 2-door, 3-point keylocking/padlocking combo handle. | Stock | 15265 | 16350
SCE-90EL7220SSFSD | Saginaw Enviroline series enclosure, NEMA 3R/4/4X/12/13, 90 x 72 x 20in (HxWxD), freestanding, 304 stainless steel, #4 brush finish, 2-door, 3-point keylocking/padlocking combo handle. | Stock | 12721 | 13625
SCE-90EL7224FSD | Saginaw Enviroline series enclosure, NEMA 3R/4/12/13, 90 x 72 x 24in (HxWxD), freestanding, carbon steel, ANSI 61 gray, powder coat finish, 2-door, 3-point keylocking/padlocking combo handle. | Stock | 4824 | 5059
SCE-90EL7224SS6FSD | Saginaw Enviroline series enclosure, NEMA 3R/4/4X/12/13, 90 x 72 x 24in (HxWxD), freestanding, 316L stainless steel, #4 brush finish, 2-door, 3-point keylocking/padlocking combo handle. | Stock | 15989 | 17126
SCE-90EL7224SSFSD | Saginaw Enviroline series enclosure, NEMA 3R/4/4X/12/13, 90 x 72 x 24in (HxWxD), freestanding, 304 stainless steel, #4 brush finish, 2-door, 3-point keylocking/padlocking combo handle. | Stock | 13324 | 14272
SCE-90EL7236FSD | Saginaw Enviroline series enclosure, NEMA 3R/4/12/13, 90 x 72 x 36in (HxWxD), freestanding, carbon steel, ANSI 61 gray, powder coat finish, 2-door, 3-point keylocking/padlocking combo handle. | Stock | 5403 | 5666
SCE-90EL7236SS6FSD | Saginaw Enviroline series enclosure, NEMA 3R/4/4X/12/13, 90 x 72 x 36in (HxWxD), freestanding, 316L stainless steel, #4 brush finish, 2-door, 3-point keylocking/padlocking combo handle. | Stock | 18188 | 19481
SCE-90EL7236SSFSD | Saginaw Enviroline series enclosure, NEMA 3R/4/4X/12/13, 90 x 72 x 36in (HxWxD), freestanding, 304 stainless steel, #4 brush finish, 2-door, 3-point keylocking/padlocking combo handle. | Stock | 15157 | 16234
SCE-90FSCPS | Saginaw enclosure center panel support, carbon steel, white, powder coat finish. For use with 90in (H) double-door enclosures. Mounting hardware included. | Stock | 183 | 190
SCE-90FSCS | Saginaw enclosure subpanel center support, carbon steel, white, powder coat finish. For use with 90in (H) enclosures. Mounting hardware included. | from vendor up to 0 business day | 183 | 190
SCE-90FSHDPS | Saginaw enclosure heavy duty panel support, 87.2in length, carbon steel, white, powder coat finish. Package of 2. For use with 90in (H) enclosures. Mounting hardware included. | from vendor up to 0 business day | 160 | 166
SCE-90P24F1 | Saginaw subpanel, carbon steel, white, powder coat finish. For use with 90 x 24in (HxW) Saginaw freestanding enclosures. | Stock | 302 | 313
SCE-90P24F2 | Saginaw subpanel, half-height, carbon steel, white, powder coat finish. For use with 90 x 24in (HxW) Saginaw freestanding enclosures. | Stock | 187 | 194
SCE-90P36F1 | Saginaw subpanel, carbon steel, white, powder coat finish. For use with 90 x 36in (HxW) Saginaw freestanding enclosures. | Stock | 410 | 425
SCE-90P36F2 | Saginaw subpanel, half-height, carbon steel, white, powder coat finish. For use with 90 x 36in (HxW) Saginaw freestanding enclosures. | Stock | 243 | 252
SCE-90P48F1 | Saginaw subpanel, carbon steel, white, powder coat finish. For use with 90 x 48in (HxW) Saginaw freestanding enclosures. | Stock | 636 | 660
SCE-90P48F2 | Saginaw subpanel, half-height, carbon steel, white, powder coat finish. For use with 90 x 48in (HxW) Saginaw freestanding enclosures. | Stock | 394 | 408
SCE-90P72F1 | Saginaw subpanel, carbon steel, white, powder coat finish. For use with 90 x 72in (HxW) Saginaw freestanding enclosures. | Stock | 859 | 891
SCE-90P72F1GALV | Saginaw subpanel, galvanized steel. For use with 90 x 72in (HxW) Saginaw freestanding enclosures. | Stock | 1044 | 1083
SCE-90P72F2 | Saginaw subpanel, half-height, carbon steel, white, powder coat finish. For use with 90 x 72in (HxW) Saginaw freestanding enclosures. | Stock | 508 | 527
SCE-90RA19TH | Saginaw enclosure rack mounting channel, carbon steel, white, powder coat finish. For use with 90x24in (HxW) freestanding enclosures. Mounting hardware included. | Stock | 146 | 151
SCE-90RP24F5 | Saginaw enclosure rack mounting angle, carbon steel, full-height mount, white, powder coat finish. Package of 2. For use with 90x24in (HxW) freestanding enclosures. Mounting hardware included. | Stock | 195 | 202
SCE-90RP24F6 | Saginaw enclosure rack mounting angle, carbon steel, half-height mount, white, powder coat finish. Package of 2. For use with 90x24in (HxW) freestanding enclosures. Mounting hardware included. | Stock | 111 | 115
SCE-90SMP14 | Saginaw subpanel, side mount, carbon steel, white, powder coat finish. For use with 90in (H) x min. 18in (D) Saginaw freestanding enclosures. | Stock | 299 | 310
SCE-90SMP20 | Saginaw subpanel, side mount, carbon steel, white, powder coat finish. For use with 90in (H) x min. 24in (D) Saginaw freestanding enclosures. | Stock | 310 | 322
SCE-90SMP30 | Saginaw subpanel, side mount, carbon steel, white, powder coat finish. For use with 90in (H) x min. 36in (D) Saginaw freestanding enclosures. | Stock | 336 | 349
SCE-90SP36F3 | Saginaw swing panel, carbon steel, white, powder coat finish. For use with 90 x 36in (HxW) Saginaw freestanding enclosures. | Stock | 719 | 746
SCE-90SP36F4 | Saginaw swing panel, half-height, carbon steel, white, powder coat finish. For use with 90 x 36in (HxW) Saginaw freestanding enclosures. | Stock | 454 | 471
SCE-90XD4018 | Saginaw enclosure, NEMA 3R/12/13, 90 x 40 x 18in (HxWxD), freestanding, carbon steel, ANSI 61 gray, powder coat finish, single-door, 3-point padlocking handle, external disconnect enclosure included. | Stock | 4463 | 4680
SCE-90XD4018G | Saginaw enclosure, NEMA 3R/12/13, 90 x 40 x 18in (HxWxD), freestanding, carbon steel, ANSI 61 gray, powder coat finish, single-door, 3-point padlocking handle, subpanel and external disconnect enclosure included. | Stock | 4517 | 4737
SCE-90XD4018SS | Saginaw enclosure, NEMA 3R/4/4X/12/13, 90 x 40 x 18in (HxWxD), freestanding, 304 stainless steel, #4 brush finish, single-door, 3-point padlocking handle, external disconnect enclosure included. | Stock | 10639 | 11395
SCE-90XD4018SS6 | Saginaw enclosure, NEMA 3R/4/4X/12/13, 90 x 40 x 18in (HxWxD), freestanding, 316L stainless steel, #4 brush finish, single-door, 3-point padlocking handle, external disconnect enclosure included. | Stock | 12766 | 13674
SCE-90XD4EW18 | Saginaw enclosure, NEMA 3R/12/13, 90 x 158 x 18in (HxWxD), freestanding, carbon steel, ANSI 61 gray, powder coat finish, 4-door, 3-point padlocking handle, external disconnect enclosure included. | Stock | 11447 | 12657
SCE-90XD4EW18G | Saginaw enclosure, NEMA 3R/12/13, 90 x 158 x 18in (HxWxD), freestanding, carbon steel, ANSI 61 gray, powder coat finish, 4-door, 3-point padlocking handle, subpanel and external disconnect enclosure included. | Stock | 11823 | 12398
SCE-90XD5EW18 | Saginaw enclosure, NEMA 3R/12/13, 90 x 197 x 18in (HxWxD), freestanding, carbon steel, ANSI 61 gray, powder coat finish, 5-door, 3-point padlocking handle, external disconnect enclosure included. | Stock | 14214 | 15165
SCE-90XD5EW18G | Saginaw enclosure, NEMA 3R/12/13, 90 x 197 x 18in (HxWxD), freestanding, carbon steel, ANSI 61 gray, powder coat finish, 5-door, 3-point padlocking handle, subpanel and external disconnect enclosure included. | Stock | 14678 | 15651
SCE-90XD6EW18 | Saginaw enclosure, NEMA 3R/12/13, 90 x 235 x 18in (HxWxD), freestanding, carbon steel, ANSI 61 gray, powder coat finish, 6-door, 3-point padlocking handle, external disconnect enclosure included. | Stock | 17169 | 18263
SCE-90XD6EW18G | Saginaw enclosure, NEMA 3R/12/13, 90 x 235 x 18in (HxWxD), freestanding, carbon steel, ANSI 61 gray, powder coat finish, 6-door, 3-point padlocking handle, subpanel and external disconnect enclosure included. | Stock | 17765 | 18889
SCE-90XD7818 | Saginaw enclosure, NEMA 3R/12/13, 90 x 78 x 18in (HxWxD), freestanding, carbon steel, ANSI 61 gray, powder coat finish, 2-door, 3-point padlocking handle, external disconnect enclosure included. | Stock | 6844 | 7435
SCE-90XD7818G | Saginaw enclosure, NEMA 3R/12/13, 90 x 78 x 18in (HxWxD), freestanding, carbon steel, ANSI 61 gray, powder coat finish, 2-door, 3-point padlocking handle, subpanel and external disconnect enclosure included. | Stock | 7025 | 7626
SCE-90XD7818SS | Saginaw enclosure, NEMA 3R/4/4X/12/13, 90 x 78 x 18in (HxWxD), freestanding, 304 stainless steel, #4 brush finish, 2-door, 3-point padlocking handle, external disconnect enclosure included. | Stock | 17117 | 18588
SCE-90XD7818SS6 | Saginaw enclosure, NEMA 3R/4/4X/12/13, 90 x 78 x 18in (HxWxD), freestanding, 316L stainless steel, #4 brush finish, 2-door, 3-point padlocking handle, external disconnect enclosure included. | Stock | 20540 | 22255
SCE-90XM3EW24 | Saginaw disconnect enclosure, NEMA 3R/12/13, right flange, 90 x 118 x 24in (HxWxD), freestanding, carbon steel, ANSI 61 gray, powder coat finish, 3-door, 3-point padlocking handle, (2) powder coated subpanels included. | Stock | 8021 | 8670
SCE-90XM3EW24G | Saginaw disconnect enclosure, NEMA 3R/12/13, right flange, 90 x 118 x 24in (HxWxD), freestanding, carbon steel, ANSI 61 gray, powder coat finish, 3-door, 3-point padlocking handle, (2) galvanized subpanels included. | Stock | 8276 | 8937
SCE-90XM3EW24SS | Saginaw disconnect enclosure, NEMA 3R/4/4X/12/13, right flange, 90 x 118 x 24in (HxWxD), freestanding, 304 stainless steel, #4 brush finish, 3-door, 3-point padlocking handle, (2) powder coated subpanels included. | Stock | 20586 | 22304
SCE-90XM3EW24SS6 | Saginaw disconnect enclosure, NEMA 3R/4/4X/12/13, right flange, 90 x 118 x 24in (HxWxD), freestanding, 316L stainless steel, #4 brush finish, 3-door, 3-point padlocking handle, (2) powder coated subpanels included. | Stock | 24703 | 26714
SCE-90XM4018 | Saginaw disconnect enclosure, NEMA 3R/12/13, right flange, 90 x 40 x 18in (HxWxD), freestanding, carbon steel, ANSI 61 gray, powder coat finish, single-door, 3-point padlocking handle, powder coated subpanel included. | Stock | 2977 | 3122
SCE-90XM4018G | Saginaw disconnect enclosure, NEMA 3R/12/13, right flange, 90 x 40 x 18in (HxWxD), freestanding, carbon steel, ANSI 61 gray, powder coat finish, single-door, 3-point padlocking handle, galvanized subpanel included. | Stock | 3037 | 3185
SCE-90XM4018SS | Saginaw disconnect enclosure, NEMA 3R/4/4X/12/13, right flange, 90 x 40 x 18in (HxWxD), freestanding, 304 stainless steel, #4 brush finish, single-door, 3-point padlocking handle, powder coated subpanel included. | Stock | 8099 | 8674
SCE-90XM4018SS6 | Saginaw disconnect enclosure, NEMA 3R/4/4X/12/13, right flange, 90 x 40 x 18in (HxWxD), freestanding, 316L stainless steel, #4 brush finish, single-door, 3-point padlocking handle, powder coated subpanel included. | Stock | 9718 | 10409
SCE-90XM4020SS | Saginaw disconnect enclosure, NEMA 3R/4/4X/12/13, right flange, 90 x 40 x 20in (HxWxD), freestanding, 304 stainless steel, #4 brush finish, single-door, 3-point padlocking handle, powder coated subpanel included. | Stock | 8384 | 8980
SCE-90XM4020SS6 | Saginaw disconnect enclosure, NEMA 3R/4/4X/12/13, right flange, 90 x 40 x 20in (HxWxD), freestanding, 316L stainless steel, #4 brush finish, single-door, 3-point padlocking handle, powder coated subpanel included. | Stock | 10061 | 10777
SCE-90XM4024 | Saginaw disconnect enclosure, NEMA 3R/12/13, right flange, 90 x 40 x 24in (HxWxD), freestanding, carbon steel, ANSI 61 gray, powder coat finish, single-door, 3-point padlocking handle, powder coated subpanel included. | Stock | 3187 | 3342
SCE-90XM4024G | Saginaw disconnect enclosure, NEMA 3R/12/13, right flange, 90 x 40 x 24in (HxWxD), freestanding, carbon steel, ANSI 61 gray, powder coat finish, single-door, 3-point padlocking handle, galvanized subpanel included. | Stock | 3247 | 3405
SCE-90XM4024SS | Saginaw disconnect enclosure, NEMA 3R/4/4X/12/13, right flange, 90 x 40 x 24in (HxWxD), freestanding, 304 stainless steel, #4 brush finish, single-door, 3-point padlocking handle, powder coated subpanel included. | Stock | 8670 | 9287
SCE-90XM4024SS6 | Saginaw disconnect enclosure, NEMA 3R/4/4X/12/13, right flange, 90 x 40 x 24in (HxWxD), freestanding, 316L stainless steel, #4 brush finish, single-door, 3-point padlocking handle, powder coated subpanel included. | Stock | 10404 | 11144
SCE-90XM4EW18 | Saginaw disconnect enclosure, NEMA 3R/12/13, right flange, 90 x 158 x 18in (HxWxD), freestanding, carbon steel, ANSI 61 gray, powder coat finish, 4-door, 3-point padlocking handle, (2) powder coated subpanels included. | Stock | 10283 | 11041
SCE-90XM4EW18G | Saginaw disconnect enclosure, NEMA 3R/12/13, right flange, 90 x 158 x 18in (HxWxD), freestanding, carbon steel, ANSI 61 gray, powder coat finish, 4-door, 3-point padlocking handle, (2) galvanized subpanels included. | Stock | 10673 | 11451
SCE-90XM4EW18SS | Saginaw disconnect enclosure, NEMA 3R/4/4X/12/13, right flange, 90 x 158 x 18in (HxWxD), freestanding, 304 stainless steel, #4 brush finish, 4-door, 3-point padlocking handle, (2) powder coated subpanels included. | Stock | 26734 | 28889
SCE-90XM4EW18SS6 | Saginaw disconnect enclosure, NEMA 3R/4/4X/12/13, right flange, 90 x 158 x 18in (HxWxD), freestanding, 316L stainless steel, #4 brush finish, 4-door, 3-point padlocking handle, (2) powder coated subpanels included. | Stock | 32081 | 34616
SCE-90XM4EW24 | Saginaw disconnect enclosure, NEMA 3R/12/13, right flange, 90 x 158 x 24in (HxWxD), freestanding, carbon steel, ANSI 61 gray, powder coat finish, 4-door, 3-point padlocking handle, (2) powder coated subpanels included. | Stock | 10529 | 11300
SCE-90XM4EW24G | Saginaw disconnect enclosure, NEMA 3R/12/13, right flange, 90 x 158 x 24in (HxWxD), freestanding, carbon steel, ANSI 61 gray, powder coat finish, 4-door, 3-point padlocking handle, (2) galvanized subpanels included. | Stock | 10920 | 11709
SCE-90XM4EW24SS | Saginaw disconnect enclosure, NEMA 3R/4/4X/12/13, right flange, 90 x 158 x 24in (HxWxD), freestanding, 304 stainless steel, #4 brush finish, 4-door, 3-point padlocking handle, (2) powder coated subpanels included. | Stock | 27764 | 29992
SCE-90XM4EW24SS6 | Saginaw disconnect enclosure, NEMA 3R/4/4X/12/13, right flange, 90 x 158 x 24in (HxWxD), freestanding, 316L stainless steel, #4 brush finish, 4-door, 3-point padlocking handle, (2) powder coated subpanels included. | Stock | 33317 | 35939
SCE-90XM5EW18 | Saginaw disconnect enclosure, NEMA 3R/12/13, right flange, 90 x 197 x 18in (HxWxD), freestanding, carbon steel, ANSI 61 gray, powder coat finish, 5-door, 3-point padlocking handle, (3) powder coated subpanels included. | Stock | 12580 | 13451
SCE-90XM5EW18G | Saginaw disconnect enclosure, NEMA 3R/12/13, right flange, 90 x 197 x 18in (HxWxD), freestanding, carbon steel, ANSI 61 gray, powder coat finish, 5-door, 3-point padlocking handle, (3) galvanized subpanels included. | Stock | 13103 | 14000
SCE-90XM5EW18SS | Saginaw disconnect enclosure, NEMA 3R/4/4X/12/13, right flange, 90 x 197 x 18in (HxWxD), freestanding, 304 stainless steel, #4 brush finish, 5-door, 3-point padlocking handle, (3) powder coated subpanels included. | Stock | 33281 | 35901
SCE-90XM5EW18SS6 | Saginaw disconnect enclosure, NEMA 3R/4/4X/12/13, right flange, 90 x 197 x 18in (HxWxD), freestanding, 316L stainless steel, #4 brush finish, 5-door, 3-point padlocking handle, (3) powder coated subpanels included. | Stock | 39937 | 43030
SCE-90XM5EW24 | Saginaw disconnect enclosure, NEMA 3R/12/13, right flange, 90 x 197 x 24in (HxWxD), freestanding, carbon steel, ANSI 61 gray, powder coat finish, 5-door, 3-point padlocking handle, (3) powder coated subpanels included. | Stock | 13001 | 13893
SCE-90XM5EW24G | Saginaw disconnect enclosure, NEMA 3R/12/13, right flange, 90 x 197 x 24in (HxWxD), freestanding, carbon steel, ANSI 61 gray, powder coat finish, 5-door, 3-point padlocking handle, (3) galvanized subpanels included. | Stock | 13466 | 14379
SCE-90XM5EW24SS | Saginaw disconnect enclosure, NEMA 3R/4/4X/12/13, right flange, 90 x 197 x 24in (HxWxD), freestanding, 304 stainless steel, #4 brush finish, 5-door, 3-point padlocking handle, (3) powder coated subpanels included. | Stock | 34570 | 37282
SCE-90XM5EW24SS6 | Saginaw disconnect enclosure, NEMA 3R/4/4X/12/13, right flange, 90 x 197 x 24in (HxWxD), freestanding, 316L stainless steel, #4 brush finish, 5-door, 3-point padlocking handle, (3) powder coated subpanels included. | Stock | 41484 | 44688
SCE-90XM6EW24 | Saginaw disconnect enclosure, NEMA 3R/12/13, right flange, 90 x 235 x 24in (HxWxD), freestanding, carbon steel, ANSI 61 gray, powder coat finish, 6-door, 3-point padlocking handle, (3) powder coated subpanels included. | Stock | 15679 | 16701
SCE-90XM6EW24G | Saginaw disconnect enclosure, NEMA 3R/12/13, right flange, 90 x 235 x 24in (HxWxD), freestanding, carbon steel, ANSI 61 gray, powder coat finish, 6-door, 3-point padlocking handle, (3) galvanized subpanels included. | Stock | 16275 | 17326
SCE-90XM6EW24SS | Saginaw disconnect enclosure, NEMA 3R/4/4X/12/13, right flange, 90 x 235 x 24in (HxWxD), freestanding, 304 stainless steel, #4 brush finish, 6-door, 3-point padlocking handle, (3) powder coated subpanels included. | Stock | 41327 | 44520
SCE-90XM6EW24SS6 | Saginaw disconnect enclosure, NEMA 3R/4/4X/12/13, right flange, 90 x 235 x 24in (HxWxD), freestanding, 316L stainless steel, #4 brush finish, 6-door, 3-point padlocking handle, (3) powder coated subpanels included. | Stock | 49593 | 53373
SCE-90XM7818 | Saginaw disconnect enclosure, NEMA 3R/12/13, right flange, 90 x 78 x 18in (HxWxD), freestanding, carbon steel, ANSI 61 gray, powder coat finish, 2-door, 3-point padlocking handle, powder coated subpanel included. | Stock | 5358 | 5619
SCE-90XM7818G | Saginaw disconnect enclosure, NEMA 3R/12/13, right flange, 90 x 78 x 18in (HxWxD), freestanding, carbon steel, ANSI 61 gray, powder coat finish, 2-door, 3-point padlocking handle, galvanized subpanel included. | Stock | 5540 | 5809
SCE-90XM7818SS | Saginaw disconnect enclosure, NEMA 3R/4/4X/12/13, right flange, 90 x 78 x 18in (HxWxD), freestanding, 304 stainless steel, #4 brush finish, 2-door, 3-point padlocking handle, powder coated subpanel included. | Stock | 14577 | 15613
SCE-90XM7818SS6 | Saginaw disconnect enclosure, NEMA 3R/4/4X/12/13, right flange, 90 x 78 x 18in (HxWxD), freestanding, 316L stainless steel, #4 brush finish, 2-door, 3-point padlocking handle, powder coated subpanel included. | Stock | 17492 | 18736
SCE-90XM7824 | Saginaw disconnect enclosure, NEMA 3R/12/13, right flange, 90 x 78 x 24in (HxWxD), freestanding, carbon steel, ANSI 61 gray, powder coat finish, 2-door, 3-point padlocking handle, powder coated subpanel included. | Stock | 5623 | 5897
SCE-90XM7824G | Saginaw disconnect enclosure, NEMA 3R/12/13, right flange, 90 x 78 x 24in (HxWxD), freestanding, carbon steel, ANSI 61 gray, powder coat finish, 2-door, 3-point padlocking handle, galvanized subpanel included. | Stock | 5804 | 6086
SCE-90XM7824SS | Saginaw disconnect enclosure, NEMA 3R/4/4X/12/13, right flange, 90 x 78 x 24in (HxWxD), freestanding, 304 stainless steel, #4 brush finish, 2-door, 3-point padlocking handle, powder coated subpanel included. | Stock | 15298 | 16385
SCE-90XM7824SS6 | Saginaw disconnect enclosure, NEMA 3R/4/4X/12/13, right flange, 90 x 78 x 24in (HxWxD), freestanding, 316L stainless steel, #4 brush finish, 2-door, 3-point padlocking handle, powder coated subpanel included. | Stock | 18357 | 19662
SCE-90XR4018 | Saginaw enclosure, NEMA 3R/12/13, 90 x 40 x 18in (HxWxD), freestanding, carbon steel, ANSI 61 gray, powder coat finish, single-door, 3-point padlocking handle, external rotary disconnect enclosure included. | Stock | 4463 | 4680
SCE-90XR4018G | Saginaw enclosure, NEMA 3R/12/13, 90 x 40 x 18in (HxWxD), freestanding, carbon steel, ANSI 61 gray, powder coat finish, single-door, 3-point padlocking handle, subpanel and external rotary disconnect enclosure included. | Stock | 4523 | 4743
SCE-90XR4EW18 | Saginaw enclosure, NEMA 3R/12/13, 90 x 158 x 18in (HxWxD), freestanding, carbon steel, ANSI 61 gray, powder coat finish, 4-door, 3-point padlocking handle, external rotary disconnect enclosure included. | Stock | 11447 | 12262
SCE-90XR4EW18G | Saginaw enclosure, NEMA 3R/12/13, 90 x 158 x 18in (HxWxD), freestanding, carbon steel, ANSI 61 gray, powder coat finish, 4-door, 3-point padlocking handle, subpanel and external rotary disconnect enclosure included. | Stock | 11823 | 12657
SCE-90XR5EW18 | Saginaw enclosure, NEMA 3R/12/13, 90 x 197 x 18in (HxWxD), freestanding, carbon steel, ANSI 61 gray, powder coat finish, 5-door, 3-point padlocking handle, external rotary disconnect enclosure included. | Stock | 14214 | 15165
SCE-90XR5EW18G | Saginaw enclosure, NEMA 3R/12/13, 90 x 197 x 18in (HxWxD), freestanding, carbon steel, ANSI 61 gray, powder coat finish, 5-door, 3-point padlocking handle, subpanel and external rotary disconnect enclosure included. | Stock | 14678 | 15651
SCE-90XR6EW18 | Saginaw enclosure, NEMA 3R/12/13, 90 x 235 x 18in (HxWxD), freestanding, carbon steel, ANSI 61 gray, powder coat finish, 6-door, 3-point padlocking handle, external rotary disconnect enclosure included. | Stock | 17169 | 18263
SCE-90XR6EW18G | Saginaw enclosure, NEMA 3R/12/13, 90 x 235 x 18in (HxWxD), freestanding, carbon steel, ANSI 61 gray, powder coat finish, 6-door, 3-point padlocking handle, subpanel and external rotary disconnect enclosure included. | Stock | 17765 | 18889
SCE-90XR7818 | Saginaw enclosure, NEMA 3R/12/13, 90 x 78 x 18in (HxWxD), freestanding, carbon steel, ANSI 61 gray, powder coat finish, 2-door, 3-point padlocking handle, subpanel and external rotary disconnect enclosure included. | Stock | 6844 | 7435
SCE-924B | Saginaw operator console, NEMA 3R/12/13, 48 x 24 x 18in (HxWxD), freestanding, carbon steel, ANSI 61 gray, powder coat finish, single-door, 3-point keylocking/padlocking combo handle. | Stock | 1494 | 1554
SCE-936B | Saginaw operator console, NEMA 3R/12/13, 48 x 36 x 18in (HxWxD), freestanding, carbon steel, ANSI 61 gray, powder coat finish, single-door, 3-point keylocking/padlocking combo handle. | Stock | 1835 | 1908
SCE-9KJ0804SSST | Saginaw sanitary enclosure, slope top, NEMA 3R/4/4X/12, 9 x 8 x 4in (HxWxD), wall mount, 304 stainless steel, #4 brush finish, screw cover. | Stock | 709 | 758
SCE-9P12L | Saginaw subpanel, carbon steel, white, powder coat finish. For use with SCE-L912xELJxxx wire trough. | Stock | 25 | 26
SCE-9P18L | Saginaw subpanel, carbon steel, white, powder coat finish. For use with SCE-L918xELJxxx wire trough. | Stock | 35 | 36.5
SCE-9P24L | Saginaw subpanel, carbon steel, white, powder coat finish. For use with SCE-L924xELJxxx wire trough. | Stock | 38.5 | 40
SCE-9P30L | Saginaw subpanel, carbon steel, white, powder coat finish. For use with SCE-L930xELJxxx wire trough. | Stock | 42 | 43.5
SCE-9P36L | Saginaw subpanel, carbon steel, white, powder coat finish. For use with SCE-L936xELJxxx wire trough. | Stock | 46 | 48
SCE-9PB | Saginaw pushbutton enclosure, 9 holes, 30mm, NEMA 4/12/13, 10 x 9 x 3in (HxWxD), wall mount, carbon steel, ANSI 61 gray, powder coat finish, screw cover. | Stock | 110 | 115
SCE-9PBA | Saginaw pushbutton consolet, 9 holes, 30mm, NEMA 4/12/13, 9 x 9 x 8in (HxWxD), wall mount, carbon steel, ANSI 61 gray, powder coat finish, screw cover, purchase subpanel separately. | Stock | 176 | 183
SCE-9PBAI | Saginaw pushbutton consolet, 9 holes, 22mm, NEMA 4/12/13, 9 x 9 x 8in (HxWxD), wall mount, carbon steel, ANSI 61 gray, powder coat finish, screw cover, purchase subpanel separately. | Stock | 176 | 183
SCE-9PBGX | Saginaw pushbutton enclosure, 9 holes, 22mm, NEMA 4/12/13, 9 x 7 x 5in (HxWxD), wall mount, carbon steel, ANSI 61 gray, powder coat finish, screw cover. | Stock | 113 | 118
SCE-9PBH | Saginaw pushbutton enclosure, 9 holes, 30mm, NEMA 4/12/13, 10 x 10 x 6in (HxWxD), wall mount, carbon steel, ANSI 61 gray, powder coat finish, hinged screw cover. | Stock | 170 | 177
SCE-9PBHI | Saginaw pushbutton enclosure, 9 holes, 22mm, NEMA 4/12/13, 10 x 10 x 6in (HxWxD), wall mount, carbon steel, ANSI 61 gray, powder coat finish, hinged screw cover. | Stock | 170 | 177
SCE-9PBHSS | Saginaw pushbutton enclosure, 9 holes, 30mm, NEMA 4/4X/12/13, 10 x 10 x 6in (HxWxD), wall mount, 304 stainless steel, #4 brush finish, hinged screw cover. | Stock | 285 | 306
SCE-9PBHSS6 | Saginaw pushbutton enclosure, 9 holes, 30mm, NEMA 4/4X/12/13, 10 x 10 x 6in (HxWxD), wall mount, 316L stainless steel, #4 brush finish, hinged screw cover. | Stock | 343 | 367
SCE-9PBHSS6I | Saginaw pushbutton enclosure, 9 holes, 22mm, NEMA 4/4X/12/13, 10 x 10 x 6in (HxWxD), wall mount, 316L stainless steel, #4 brush finish, hinged screw cover. | Stock | 343 | 367
SCE-9PBHSSI | Saginaw pushbutton enclosure, 9 holes, 22mm, NEMA 4/4X/12/13, 10 x 10 x 6in (HxWxD), wall mount, 304 stainless steel, #4 brush finish, hinged screw cover. | Stock | 285 | 306
SCE-9PBI | Saginaw pushbutton enclosure, 9 holes, 22mm, NEMA 4/12/13, 10 x 9 x 3in (HxWxD), wall mount, carbon steel, ANSI 61 gray, powder coat finish, screw cover. | Stock | 110 | 115
SCE-9PBSS | Saginaw pushbutton enclosure, 9 holes, 30mm, NEMA 4/4X/12/13, 10 x 9 x 3in (HxWxD), wall mount, 304 stainless steel, #4 brush finish, screw cover. | Stock | 306 | 327
SCE-9PBSS6 | Saginaw pushbutton enclosure, 9 holes, 30mm, NEMA 4/4X/12/13, 10 x 9 x 3in (HxWxD), wall mount, 316L stainless steel, #4 brush finish, screw cover. | Stock | 367 | 393
SCE-9PBSS6I | Saginaw pushbutton enclosure, 9 holes, 22mm, NEMA 4/4X/12/13, 10 x 9 x 3in (HxWxD), wall mount, 316L stainless steel, #4 brush finish, screw cover. | Stock | 367 | 393
SCE-9PBSSI | Saginaw pushbutton enclosure, 9 holes, 22mm, NEMA 4/4X/12/13, 10 x 9 x 3in (HxWxD), wall mount, 304 stainless steel, #4 brush finish, screw cover. | Stock | 306 | 327
SCE-9PBX | Saginaw pushbutton enclosure, 9 holes, 30mm, NEMA 4/12/13, 10 x 9 x 5in (HxWxD), wall mount, carbon steel, ANSI 61 gray, powder coat finish, screw cover. | Stock | 128 | 133
SCE-9PBXI | Saginaw pushbutton enclosure, 9 holes, 22mm, NEMA 4/12/13, 10 x 9 x 5in (HxWxD), wall mount, carbon steel, ANSI 61 gray, powder coat finish, screw cover. | Stock | 128 | 133
SCE-APH | Saginaw pull handle, 4in, aluminum. Mounting hardware included. | Stock | 26 | 27
SCE-ARK36 | Saginaw enclosure 3-point latch rod kit, 3/8 x 5/8in aluminum. For use with Saginaw 5in and 7in door handles. | Stock | 135 | 140
SCE-ASPB-05 | Saginaw hole seal, carbon steel, white, powder coat finish, oil-resistant gasket, 30mm pushbutton cutout. For use with carbon steel enclosures. | Stock | 6 | 6.25
SCE-ASPB-09 | Saginaw hole seal, carbon steel, ANSI 61 gray, powder coat finish, oil-resistant gasket, 30mm pushbutton cutout. For use with carbon steel enclosures. | Stock | 6 | 6.25
SCE-ASPB-09-25 | Saginaw hole seal, carbon steel, ANSI 61 gray, powder coat finish, oil-resistant gasket, 30mm pushbutton cutout. Package of 25. For use with carbon steel enclosures. | Stock | 133 | 138
SCE-ASPBG-05 | Saginaw hole seal, carbon steel, white, powder coat finish, oil-resistant gasket, 22mm pushbutton cutout. For use with carbon steel enclosures. | Stock | 4.25 | 4.5
SCE-ASPBG-09 | Saginaw hole seal, carbon steel, ANSI 61 gray, powder coat finish, oil-resistant gasket, 22mm pushbutton cutout. For use with carbon steel enclosures. | Stock | 4.25 | 4.5
SCE-ASPBG-09-25 | Saginaw hole seal, carbon steel, ANSI 61 gray, powder coat finish, oil-resistant gasket, 22mm pushbutton cutout. Package of 25. For use with carbon steel enclosures. | Stock | 94 | 98
SCE-ASPBG-RAL7035 | Saginaw hole seal, carbon steel, RAL 7035 light gray, powder coat finish, oil-resistant gasket, 22mm pushbutton cutout. For use with carbon steel enclosures. | Stock | 4.25 | 4.5
SCE-ASPBG-SS | Saginaw hole seal, 304 stainless steel, #4 brush finish, oil-resistant gasket, 22mm pushbutton cutout. For use with 304 stainless steel enclosures. | Stock | 21 | 22
SCE-ASPB-RAL7035 | Saginaw hole seal, carbon steel, RAL 7035 light gray, powder coat finish, oil-resistant gasket, 30mm pushbutton cutout. For use with carbon steel enclosures. | Stock | 6 | 6.25
SCE-ASPB-SS | Saginaw hole seal, 304 stainless steel, #4 brush finish, oil-resistant gasket, 30mm pushbutton cutout. For use with 304 stainless steel enclosures. | Stock | 22.5 | 23.5
SCE-AVK23 | Saginaw louver vent assembly, 3.25 x 3.25in (HxW), carbon steel, ANSI 61 gray, powder coat finish, 2.00 x 1.75in (HxW) cutout, for ventilation of metal enclosure. Mounting hardware included. | Stock | 19.5 | 20
SCE-AVK23SS | Saginaw louver vent assembly, 3.25 x 3.25in (HxW), 304 stainless steel, #4 brush finish, 2.00 x 1.75in (HxW) cutout, for ventilation of metal enclosure. Mounting hardware included. | Stock | 49 | 51
SCE-AVK33 | Saginaw louver vent assembly, 3.88 x 4.50in (HxW), carbon steel, ANSI 61 gray, powder coat finish, 2.62 x 3.00in (HxW) cutout, for ventilation of metal enclosure. Mounting hardware included. | Stock | 20.5 | 21
SCE-AVK33SS | Saginaw louver vent assembly, 3.88 x 4.50in (HxW), 304 stainless steel, #4 brush finish, 2.62 x 3.00in (HxW) cutout, for ventilation of metal enclosure. Mounting hardware included. | Stock | 51 | 53
SCE-AVK34 | Saginaw louver vent assembly, 4.75 x 4.50in (HxW), carbon steel, ANSI 61 gray, powder coat finish, 3.50 x 3.00in (HxW) cutout, for ventilation of metal enclosure. Mounting hardware included. | Stock | 21.5 | 22.5
SCE-AVK34SS | Saginaw louver vent assembly, 4.75 x 4.50in (HxW), 304 stainless steel, #4 brush finish, 3.50 x 3.00in (HxW) cutout, for ventilation of metal enclosure. Mounting hardware included. | Stock | 54 | 56
SCE-AVK43 | Saginaw louver vent assembly, 4.50 x 5.50in (HxW), carbon steel, ANSI 61 gray, powder coat finish, 3.25 x 4.00in (HxW) cutout, for ventilation of metal enclosure. Mounting hardware included. | Stock | 22 | 23
SCE-AVK43SS | Saginaw louver vent assembly, 4.50 x 5.50in (HxW), 304 stainless steel, #4 brush finish, 3.25 x 4.00in (HxW) cutout, for ventilation of metal enclosure. Mounting hardware included. | Stock | 55 | 57
SCE-AVK44 | Saginaw louver vent assembly, 5.63 x 5.50in (HxW), carbon steel, ANSI 61 gray, powder coat finish, 4.38 x 4.00in (HxW) cutout, for ventilation of metal enclosure. Mounting hardware included. | Stock | 23.5 | 24
SCE-AVK44SS | Saginaw louver vent assembly, 5.63 x 5.50in (HxW), 304 stainless steel, #4 brush finish, 4.38 x 4.00in (HxW) cutout, for ventilation of metal enclosure. Mounting hardware included. | Stock | 58 | 60
SCE-AVK64 | Saginaw louver vent assembly, 5.63 x 7.50in (HxW), carbon steel, ANSI 61 gray, powder coat finish, 4.38 x 6.00in (HxW) cutout, for ventilation of metal enclosure. Mounting hardware included. | Stock | 25.5 | 26.5
SCE-AVK64SS | Saginaw louver vent assembly, 5.63 x 7.50in (HxW), 304 stainless steel, #4 brush finish, 4.38 x 6.00in (HxW) cutout, for ventilation of metal enclosure. Mounting hardware included. | Stock | 64 | 66
SCE-AVK66 | Saginaw louver vent assembly, 7.88 x 7.50in (HxW), carbon steel, ANSI 61 gray, powder coat finish, 6.62 x 6.00in (HxW) cutout, for ventilation of metal enclosure. Mounting hardware included. | Stock | 26.5 | 27.5
SCE-AVK66SS | Saginaw louver vent assembly, 7.88 x 7.50in (HxW), 304 stainless steel, #4 brush finish, 6.62 x 6.00in (HxW) cutout, for ventilation of metal enclosure. Mounting hardware included. | Stock | 65 | 68
SCE-AVK812 | Saginaw louver vent assembly, 15.31 x 9.50in (HxW), carbon steel, ANSI 61 gray, powder coat finish, 14.06 x 8.00in (HxW) cutout, for ventilation of metal enclosure. Mounting hardware included. | Stock | 41 | 42.5
SCE-AVK812SS | Saginaw louver vent assembly, 15.31 x 9.50in (HxW), 304 stainless steel, #4 brush finish, 14.06 x 8.00in (HxW) cutout, for ventilation of metal enclosure. Mounting hardware included. | Stock | 102 | 106
SCE-AVK84 | Saginaw louver vent assembly, 5.91 x 9.50in (HxW), carbon steel, ANSI 61 gray, powder coat finish, 4.56 x 8.00in (HxW) cutout, for ventilation of metal enclosure. Mounting hardware included. | Stock | 27.5 | 28.5
SCE-AVK84SS | Saginaw louver vent assembly, 5.91 x 9.50in (HxW), 304 stainless steel, #4 brush finish, 4.56 x 8.00in (HxW) cutout, for ventilation of metal enclosure. Mounting hardware included. | Stock | 67 | 70
SCE-AVK86 | Saginaw louver vent assembly, 8.18 x 9.50in (HxW), carbon steel, ANSI 61 gray, powder coat finish, 6.94 x 8.00in (HxW) cutout, for ventilation of metal enclosure. Mounting hardware included. | Stock | 31 | 32
SCE-AVK86SS | Saginaw louver vent assembly, 8.18 x 9.50in (HxW), 304 stainless steel, #4 brush finish, 6.94 x 8.00in (HxW) cutout, for ventilation of metal enclosure. Mounting hardware included. | Stock | 68 | 71
SCE-AVK88 | Saginaw louver vent assembly, 10.56 x 9.50in (HxW), carbon steel, ANSI 61 gray, powder coat finish, 9.31 x 8.00in (HxW) cutout, for ventilation of metal enclosure. Mounting hardware included. | Stock | 34.5 | 35.5
SCE-AVK88SS | Saginaw louver vent assembly, 10.56 x 9.50in (HxW), 304 stainless steel, #4 brush finish, 9.31 x 8.00in (HxW) cutout, for ventilation of metal enclosure. Mounting hardware included. | Stock | 77 | 80
SCE-AW1208SG | Saginaw enclosure window, 12.00 x 8.00in window, laminated safety glass, extruded aluminum, oil-resistant gasket. For use with NEMA 4X enclosures. Mounting hardware included. | Stock | 319 | 331
SCE-AW1812SG | Saginaw enclosure window, 18.00 x 12.00in window, laminated safety glass, extruded aluminum, oil-resistant gasket. For use with NEMA 4X enclosures. Mounting hardware included. | Stock | 408 | 424
SCE-AW2016SG | Saginaw enclosure window, 20.00 x 16.00in window, laminated safety glass, extruded aluminum, oil-resistant gasket. For use with NEMA 4X enclosures. Mounting hardware included. | Stock | 487 | 505
SCE-AW2620SG | Saginaw enclosure window, 26.00 x 20.00in window, laminated safety glass, extruded aluminum, oil-resistant gasket. For use with NEMA 4X enclosures. Mounting hardware included. | Stock | 596 | 618
SCE-AW6020SG | Saginaw enclosure window, 60.00 x 20.00in window, laminated safety glass, extruded aluminum, oil-resistant gasket. For use with NEMA 4X enclosures. Mounting hardware included. | Stock | 978 | 1015
SCE-BP5612 | Saginaw enclosure barrier, carbon steel, white, powder coat finish. For use with 12in (D) enclosures with 56in (H) subpanel. | Stock | 255 | 265
SCE-BP5618 | Saginaw enclosure barrier, carbon steel, white, powder coat finish. For use with 18in (D) enclosures with 56in (H) subpanel. | Stock | 280 | 290
SCE-BP5624 | Saginaw enclosure barrier, carbon steel, white, powder coat finish. For use with 24in (D) enclosures with 56in (H) subpanel. | Stock | 304 | 316
SCE-BP6018 | Saginaw enclosure barrier, carbon steel, white, powder coat finish. For use with 18in (D) enclosures with 60in (H) subpanel. | Stock | 281 | 291
SCE-BP6024 | Saginaw enclosure barrier, carbon steel, white, powder coat finish. For use with 24in (D) enclosures with 60in (H) subpanel. | Stock | 305 | 317
SCE-BP6812 | Saginaw enclosure barrier, carbon steel, white, powder coat finish. For use with 12in (D) enclosures with 68in (H) subpanel. | Stock | 269 | 280
SCE-BP6818 | Saginaw enclosure barrier, carbon steel, white, powder coat finish. For use with 18in (D) enclosures with 68in (H) subpanel. | Stock | 288 | 299
SCE-BP6824 | Saginaw enclosure barrier, carbon steel, white, powder coat finish. For use with 24in (D) enclosures with 68in (H) subpanel. | Stock | 311 | 323
SCE-BP7218 | Saginaw enclosure barrier, carbon steel, white, powder coat finish. For use with 18in (D) enclosures with 72in (H) subpanel. | Stock | 298 | 309
SCE-BP7224 | Saginaw enclosure barrier, carbon steel, white, powder coat finish. For use with 24in (D) enclosures with 72in (H) subpanel. | Stock | 325 | 337
SCE-BP7818 | Saginaw enclosure barrier, carbon steel, white, powder coat finish. For use with 18in (D) enclosures with 78in (H) subpanel. | Stock | 317 | 329
SCE-BP7824 | Saginaw enclosure barrier, carbon steel, white, powder coat finish. For use with 24in (D) enclosures with 78in (H) subpanel. | Stock | 346 | 359
SCE-BPEX18 | Saginaw barrier extension plate, carbon steel, white. For use with 18in (D) barrier plates. | Stock | 107 | 111
SCE-BPEX24 | Saginaw barrier extension plate, carbon steel, white. For use with 24in (D) barrier plates. | Stock | 119 | 124
SCE-BSW19SS | Saginaw sealing washer, replacement, carbon steel/neoprene. Package of 50. For use with #10-32 UNF. | Stock | 24 | 25
SCE-BSW25SS | Saginaw sealing washer, replacement, carbon steel/neoprene. Package of 50. For use with 1/4-20 UNC. | Stock | 25.5 | 26.5
SCE-BSW31SS | Saginaw sealing washer, replacement, carbon steel/neoprene. Package of 50. For use with 5/16-18 UNC. | Stock | 26 | 27
SCE-BSW38SS | Saginaw sealing washer, replacement, carbon steel/neoprene. Package of 50. For use with 3/8-16 UNC. | Stock | 35 | 36.5
SCE-BVK | Saginaw breather vent, polycarbonate. | Stock | 24.5 | 25
SCE-BVKD | Saginaw breather vent drain, polycarbonate. | Stock | 11 | 11.5
SCE-CAKR | Saginaw caster set, 1000lb capacity. (2) 3in swivel casters, (2) 3in fixed casters and mounting hardware included. | Stock | 128 | 133
SCE-CAKR4 | Saginaw caster set, 1000lb capacity. (2) 4in swivel casters, (2) 4in fixed casters and mounting hardware included. | Stock | 192 | 199
SCE-CAKS | Saginaw caster set, 1000lb capacity. (4) 3in swivel casters and mounting hardware included. | Stock | 160 | 166
SCE-CAKS4 | Saginaw caster set, 1000lb capacity. (4) 4in swivel casters and mounting hardware included. | Stock | 224 | 233
SCE-CBL15 | Saginaw cable door stop, 15in length. For use with consolet enclosures. | Stock | 16 | 16.75
SCE-CBL20 | Saginaw cable door stop, 20in length. For use with consolet enclosures. | Stock | 16.75 | 17.25
SCE-CHCLAMP | Saginaw screw clamp, replacement, die-cast zinc and stainless steel, chrome finish. Package of 2. For use with SCE-xxxxxCHNF enclosures. | Stock | 19.25 | 20
SCE-CHCLAMPSS | Saginaw screw clamp, replacement, stainless steel. Package of 2. For use with SCE-xxxxxCHNF enclosures. | Stock | 23.5 | 24.5
SCE-CN1032 | Saginaw clamping nut, #10-32 UNF. Package of 20. For use with rack angles and frames. | Stock | 38 | 39.5
SCE-DCP | Saginaw blank disconnect cover plate, carbon steel, ANSI 61 gray, powder coat finish. For use with all standard Saginaw disconnect enclosures. Mounting hardware included. | Stock | 49.5 | 51
SCE-DCPSS | Saginaw blank disconnect cover plate, 304 stainless steel, #4 brush finish. For use with all standard Saginaw disconnect enclosures. Mounting hardware included. | Stock | 63 | 65
SCE-DF20EL16LP | Saginaw swing panel, carbon steel, white, powder coat finish. For use with SCE-20EL16xxxx, SCE-20H16xxLP and SCE-20R16xxLP enclosures. | Stock | 85 | 88
SCE-DF20EL20LP | Saginaw swing panel, carbon steel, white, powder coat finish. For use with SCE-20EL20xxxx, SCE-20H20xxLP, SCE-20XEL21xxxx and SCE-20A22xxLPPL enclosures. | Stock | 91 | 94
SCE-DF24EL20LP | Saginaw swing panel, carbon steel, white, powder coat finish. For use with SCE-24EL20xxxx, SCE-24H20xxLP, SCE-24XEL21xxxx, SCE-24A22xxLPPL, 24HS2108LP and SCE-24R20xxLP enclosures. | Stock | 95 | 98
SCE-DF24EL24LP | Saginaw swing panel, carbon steel, white, powder coat finish. For use with SCE-24EL24xxxx, SCE-24H24xxLP, SCE-24XEL25xxxx, SCE-24A26xxLPPL, 24HS2508LP, 29VR24xx and SCE-24R24xxLP enclosures. | Stock | 102 | 106
SCE-DF30EL20LP | Saginaw swing panel, carbon steel, white, powder coat finish. For use with SCE-30EL20xxxx, SCE-30H20xxLP, SCE-30XEL21xxxx and SCE-30A22xxLPPL enclosures. | Stock | 109 | 113
SCE-DF30EL24LP | Saginaw swing panel, carbon steel, white, powder coat finish. For use with SCE-30EL24xxxx, SCE-30H24xxLP, SCE-30XEL25xxxx, SCE-30A26xxLPPL, 30HS2508LP, 35VR2412 and SCE-30R24xxLP enclosures. | Stock | 115 | 120
SCE-DF30EL30LP | Saginaw swing panel, carbon steel, white, powder coat finish. For use with SCE-30EL30xxxx and SCE-30H30xxLP enclosures. | Stock | 136 | 141
SCE-DF36EL24LP | Saginaw swing panel, carbon steel, white, powder coat finish. For use with SCE-36EL24xxxx, SCE-36H24xxLP, SCE-36XEL25xxxx, SCE-36A26xxLPPL, 36HS2508LP, 41VR2412 and SCE-36R24xxLP enclosures. | Stock | 133 | 138
SCE-DF36EL30LP | Saginaw swing panel, carbon steel, white, powder coat finish. For use with SCE-36EL30xxxx, SCE-36H30xxLP, SCE-36XEL31xxxx, SCE-36A32xxLPPL, 36HS31xxLP and SCE-36R30xxLP enclosures. | Stock | 157 | 163
SCE-DF36EL36LP | Saginaw swing panel, carbon steel, white, powder coat finish. For use with SCE-36EL36xxxx and SCE-36H36xxLP enclosures. | Stock | 178 | 185
SCE-DF42EL24LP | Saginaw swing panel, carbon steel, white, powder coat finish. For use with SCE-42EL24xxxx, SCE-42H2408LP, SCE-47XVR2514 and SCE-47VR2514 enclosures. | Stock | 154 | 160
SCE-DF42EL30LP | Saginaw swing panel, carbon steel, white, powder coat finish. For use with SCE-42EL30xxxx, SCE-42H30xxLP, SCE-42XEL31xxxx, SCE-42A32xxLPPL, 42HS3112LP and SCE-42R30xxLP enclosures. | Stock | 182 | 188
SCE-DF42EL36LP | Saginaw swing panel, carbon steel, white, powder coat finish. For use with SCE-42EL36xxxx, SCE-42H36xxLPP, SCE-42XEL37xxxx, SCE-42A38xxLPPL and 42HS3712LP enclosures. | Stock | 199 | 207
SCE-DF48EL24LP | Saginaw swing panel, carbon steel, white, powder coat finish. For use with SCE-48EL2412SSLP and SCE-48SA2610LPPL enclosures. | Stock | 186 | 193
SCE-DF48EL36LP | Saginaw swing panel, carbon steel, white, powder coat finish. For use with SCE-48EL36xxxx, SCE-48H36xxLP, SCE-48XEL37xxxx, SCE-48A38xxLPPL, 48HS3712LP, SCE-53XVR37xx and SCE-53VR36xx enclosures. | Stock | 223 | 231
SCE-DF6048 | Saginaw swing panel, carbon steel, white, powder coat finish. For use with SCE-6048xxLP enclosures. | Stock | 418 | 433
SCE-DF6060 | Saginaw swing panel, carbon steel, white, powder coat finish. For use with SCE-6060xxLP enclosures. | Stock | 465 | 483
SCE-DF60EL36LP | Saginaw swing panel, carbon steel, white, powder coat finish. For use with SCE-60EL36xxxx, SCE-60H36xxLP, SCE-60XEL37xxxx, SCE-60A38xxLPPL, 60HS3712LP, SCE-65XVR37xx and SCE-65VR36xx enclosures. | Stock | 263 | 273
SCE-DF60EL48 | Saginaw swing panel, carbon steel, white, powder coat finish. For use with SCE-60EL48xxxx and SCE-60XEL49xxxx enclosures. | Stock | 405 | 421
SCE-DF60EL60 | Saginaw swing panel, carbon steel, white, powder coat finish. For use with SCE-60EL60xxxx and SCE-60XEL61xxxx enclosures. | Stock | 451 | 469
SCE-DF7260 | Saginaw swing panel, carbon steel, white, powder coat finish. For use with SCE-7260xxULP enclosures. | Stock | 514 | 533
SCE-DF7272 | Saginaw swing panel, carbon steel, white, powder coat finish. For use with SCE-7272xxULP enclosures. | Stock | 573 | 595
SCE-DF72EL36LP | Saginaw swing panel, carbon steel, white, powder coat finish. For use with SCE-72EL36xxxx and SCE-72H36xxLP enclosures. | Stock | 277 | 288
SCE-DF72EL60 | Saginaw swing panel, carbon steel, white, powder coat finish. For use with SCE-72EL60xxxx and SCE-72XEL61xxxx enclosures. | Stock | 499 | 518
SCE-DF72EL72 | Saginaw swing panel, carbon steel, white, powder coat finish. For use with SCE-72EL72xxxx, SCE-72XEL73xxxx and SCE-72X73xxLP enclosures. | Stock | 557 | 578
SCE-DFJ1008 | Saginaw swing panel, carbon steel, white, powder coat finish. For use with SCE-1008xELJxxxx, SCE-1008xCHNFxx and SCE-1008CHSNF enclosures. | Stock | 58 | 60
SCE-DFJ1210 | Saginaw swing panel, carbon steel, white, powder coat finish. For use with SCE-1210xELJxxxx, SCE-1210xCHNFxx and SCE-1210CHSNF enclosures. | Stock | 63 | 65
SCE-DFJ1212 | Saginaw swing panel, carbon steel, white, powder coat finish. For use with SCE-1212ELJxxxx and SCE-1212CHNFxx enclosures. | Stock | 65 | 68
SCE-DFJ1412 | Saginaw swing panel, carbon steel, white, powder coat finish. For use with SCE-1412xELJxxxx, SCE-1412xCHNFxx and SCE-1412CHSNF enclosures. | Stock | 68 | 70
SCE-DFJ1614 | Saginaw swing panel, carbon steel, white, powder coat finish. For use with SCE-1614xELJxxxx, SCE-1614xCHNFxx and SCE-1614CHSNF enclosures. | Stock | 73 | 76
SCE-DFJ2016 | Saginaw swing panel, carbon steel, white, powder coat finish. For use with SCE-2016xELJxx enclosures. | Stock | 79 | 82
SCE-DL5MDB | Saginaw enclosure latch, replacement, 5mm double-bit, 1/4-turn, 1-point, vibration-proof, die-cast zinc, chrome finish. For use with Enviroline series enclosures. (1) SCE-102804 cam and (1) SCE-110047 key included. | Stock | 20.5 | 21
SCE-DL5MDBB | Saginaw enclosure latch, replacement, 5mm double-bit, 1/4-turn, 1-point, vibration-proof, die-cast zinc, black matte finish. For use with Enviroline series enclosures. (1) SCE-102804 cam and (1) SCE-110047 key included. | Stock | 20.5 | 21
SCE-DL7SC | Saginaw enclosure latch, replacement, 7mm square, 1/4-turn, 1-point, die-cast zinc, chrome finish. For use with Enviroline series enclosures. (1) SCE-102804 cam and (1) SCE-101695 key included. | Stock | 20.5 | 21
SCE-DL7TE | Saginaw enclosure latch, replacement, 7mm triangular, 1/4-turn, 1-point, die-cast zinc, chrome finish. For use with Enviroline series enclosures. (1) SCE-102804 cam and (1) SCE-107930 key included. | Stock | 20.5 | 21
SCE-DL8SB | Saginaw enclosure latch, replacement, 8mm square, 1/4-turn, 1-point, die-cast zinc, black matte finish. For use with Enviroline series enclosures. (1) SCE-102804 cam and (1) SCE-101697 key included. | Stock | 15.25 | 15.75
SCE-DL8SC | Saginaw enclosure latch, replacement, 8mm square, 1/4-turn, 1-point, die-cast zinc, chrome finish. For use with Enviroline series enclosures. (1) SCE-102804 cam and (1) SCE-101697 key included. | Stock | 15.25 | 15.75
SCE-DLCA | Saginaw enclosure latch, replacement, 1/4-turn coin-proof, 1-point, die-cast zinc, chrome finish. For use with Enviroline series enclosures. (1) SCE-102804 cam included. | Stock | 17.5 | 18.25
SCE-DLKLD | Saginaw enclosure latch, replacement, keylocking, 1/4-turn, 1-point, die-cast zinc, chrome finish. For use with Enviroline series enclosures. (1) SCE-102804 cam and (2) SCE-K333 keys included. | Stock | 32 | 33
SCE-DLKLDB | Saginaw enclosure latch, replacement, keylocking, 1/4-turn, 1-point, die-cast zinc, black matte finish. For use with Enviroline series enclosures. (1) SCE-102804 cam and (2) SCE-K333 keys included. | Stock | 33 | 34
SCE-DLKLDB-25 | Saginaw enclosure latch, replacement, keylocking, 1/4-turn, 1-point, die-cast zinc, black matte finish. Package of 25. For use with Enviroline series enclosures. (1) SCE-102804 cam and (2) SCE-K333 keys included. | Stock | 704 | 732
SCE-DLSB | Saginaw enclosure latch, replacement, slotted, 1/4-turn, 1-point, die-cast zinc, chrome finish. For use with Enviroline series enclosures. (1) SCE-102804 cam included. | Stock | 20.5 | 21
SCE-DLSBB | Saginaw enclosure latch, replacement, slotted, 1/4-turn, 1-point, die-cast zinc, black matte finish. For use with Enviroline series enclosures. (1) SCE-102804 cam included. | Stock | 20.5 | 21
SCE-DLSSB | Saginaw enclosure latch, replacement, slotted, 1/4-turn, 1-point, stainless steel. For use with Enviroline series enclosures. (1) SCE-102804 cam included. | Stock | 49.5 | 51
SCE-DLWKC | Saginaw enclosure latch, replacement, 1/4-turn wing knob, 1-point, die-cast zinc, chrome finish. For use with Enviroline series enclosures. (1) SCE-102804 cam included. | Stock | 20.5 | 21
SCE-DLWKF | Saginaw enclosure latch, replacement, 1/4-turn wing knob, 1-point, die-cast zinc, black matte finish. For use with Enviroline series enclosures. (1) SCE-102804 cam included. | Stock | 20.5 | 21
SCE-DLWKF-25 | Saginaw enclosure latch, replacement, 1/4-turn wing knob, 1-point, die-cast zinc, black matte finish. Package of 25. For use with Enviroline series enclosures. (1) SCE-102804 cam included. | Stock | 369 | 384
SCE-DS12N4 | Saginaw enclosure drip shield, 12in length, carbon steel, ANSI 61 gray, powder coat finish. Mounting hardware included. | Stock | 42 | 43.5
SCE-DS12N4LG | Saginaw enclosure drip shield, 12in length, carbon steel, RAL 7035 light gray, powder coat finish. Mounting hardware included. | Stock | 42 | 43.5
SCE-DS12SS | Saginaw enclosure drip shield, 12in length, 304 stainless steel, #4 brush finish. Mounting hardware included. | Stock | 96 | 100
SCE-DS12SS6 | Saginaw enclosure drip shield, 12in length, 316L stainless steel, #4 brush finish. Mounting hardware included. | Stock | 115 | 120
SCE-DS16N4 | Saginaw enclosure drip shield, 16in length, carbon steel, ANSI 61 gray, powder coat finish. Mounting hardware included. | Stock | 48 | 49.5
SCE-DS16N4LG | Saginaw enclosure drip shield, 16in length, carbon steel, RAL 7035 light gray, powder coat finish. Mounting hardware included. | Stock | 48 | 49.5
SCE-DS16SS | Saginaw enclosure drip shield, 16in length, 304 stainless steel, #4 brush finish. Mounting hardware included. | Stock | 105 | 109
SCE-DS16SS6 | Saginaw enclosure drip shield, 16in length, 316L stainless steel, #4 brush finish. Mounting hardware included. | Stock | 126 | 131
SCE-DS20N4 | Saginaw enclosure drip shield, 20in length, carbon steel, ANSI 61 gray, powder coat finish. Mounting hardware included. | Stock | 51 | 53
SCE-DS20N4LG | Saginaw enclosure drip shield, 20in length, carbon steel, RAL 7035 light gray, powder coat finish. Mounting hardware included. | Stock | 51 | 53
SCE-DS20SS | Saginaw enclosure drip shield, 20in length, 304 stainless steel, #4 brush finish. Mounting hardware included. | Stock | 114 | 118
SCE-DS20SS6 | Saginaw enclosure drip shield, 20in length, 316L stainless steel, #4 brush finish. Mounting hardware included. | Stock | 136 | 141
SCE-DS24N4 | Saginaw enclosure drip shield, 24in length, carbon steel, ANSI 61 gray, powder coat finish. Mounting hardware included. | Stock | 59 | 62
SCE-DS24N4LG | Saginaw enclosure drip shield, 24in length, carbon steel, RAL 7035 light gray, powder coat finish. Mounting hardware included. | Stock | 59 | 62
SCE-DS24SS | Saginaw enclosure drip shield, 24in length, 304 stainless steel, #4 brush finish. Mounting hardware included. | Stock | 122 | 127
SCE-DS24SS6 | Saginaw enclosure drip shield, 24in length, 316L stainless steel, #4 brush finish. Mounting hardware included. | Stock | 147 | 152
SCE-DS30N4 | Saginaw enclosure drip shield, 30in length, carbon steel, ANSI 61 gray, powder coat finish. Mounting hardware included. | Stock | 62 | 65
SCE-DS30N4LG | Saginaw enclosure drip shield, 30in length, carbon steel, RAL 7035 light gray, powder coat finish. Mounting hardware included. | Stock | 62 | 65
SCE-DS30SS | Saginaw enclosure drip shield, 30in length, 304 stainless steel, #4 brush finish. Mounting hardware included. | Stock | 137 | 142
SCE-DS30SS6 | Saginaw enclosure drip shield, 30in length, 316L stainless steel, #4 brush finish. Mounting hardware included. | Stock | 164 | 170
SCE-DS36N4 | Saginaw enclosure drip shield, 36in length, carbon steel, ANSI 61 gray, powder coat finish. Mounting hardware included. | Stock | 66 | 69
SCE-DS36N4LG | Saginaw enclosure drip shield, 36in length, carbon steel, RAL 7035 light gray, powder coat finish. Mounting hardware included. | Stock | 66 | 69
SCE-DS36SS | Saginaw enclosure drip shield, 36in length, 304 stainless steel, #4 brush finish. Mounting hardware included. | Stock | 151 | 157
SCE-DS36SS6 | Saginaw enclosure drip shield, 36in length, 316L stainless steel, #4 brush finish. Mounting hardware included. | Stock | 182 | 189
SCE-DS42N4 | Saginaw enclosure drip shield, 42in length, carbon steel, ANSI 61 gray, powder coat finish. Mounting hardware included. | Stock | 71 | 73
SCE-DS42SS | Saginaw enclosure drip shield, 42in length, 304 stainless steel, #4 brush finish. Mounting hardware included. | Stock | 166 | 172
SCE-DS42SS6 | Saginaw enclosure drip shield, 42in length, 316L stainless steel, #4 brush finish. Mounting hardware included. | Stock | 199 | 207
SCE-DS48N4 | Saginaw enclosure drip shield, 48in length, carbon steel, ANSI 61 gray, powder coat finish. Mounting hardware included. | Stock | 81 | 84
SCE-DS48SS | Saginaw enclosure drip shield, 48in length, 304 stainless steel, #4 brush finish. Mounting hardware included. | Stock | 186 | 193
SCE-DS48SS6 | Saginaw enclosure drip shield, 48in length, 316L stainless steel, #4 brush finish. Mounting hardware included. | Stock | 224 | 232
SCE-DS60N4 | Saginaw enclosure drip shield, 60in length, carbon steel, ANSI 61 gray, powder coat finish. Mounting hardware included. | Stock | 94 | 98
SCE-DS60SS | Saginaw enclosure drip shield, 60in length, 304 stainless steel, #4 brush finish. Mounting hardware included. | Stock | 212 | 221
SCE-DS60SS6 | Saginaw enclosure drip shield, 60in length, 316L stainless steel, #4 brush finish. Mounting hardware included. | Stock | 255 | 265
SCE-DS72N4 | Saginaw enclosure drip shield, 72in length, carbon steel, ANSI 61 gray, powder coat finish. Mounting hardware included. | Stock | 106 | 110
SCE-DS72SS | Saginaw enclosure drip shield, 72in length, 304 stainless steel, #4 brush finish. Mounting hardware included. | Stock | 253 | 263
SCE-DS72SS6 | Saginaw enclosure drip shield, 72in length, 316L stainless steel, #4 brush finish. Mounting hardware included. | Stock | 304 | 315
SCE-DSTOPK | Saginaw enclosure door stop, for use with horizontal-opening enclosure doors over 12in (W). Mounting hardware included. | Stock | 79 | 82
SCE-E115I | Saginaw electrical interlock, 115/230 VAC, provides a safety lockout on an enclosure when the circuits are energized. | Stock | 170 | 176
SCE-E24I | Saginaw electrical interlock, 24 VDC, provides a safety lockout on an enclosure when the circuits are energized. | Stock | 150 | 156
SCE-E460I | Saginaw electrical interlock, 400/480 VAC, provides a safety lockout on an enclosure when the circuits are energized. | Stock | 229 | 238
SCE-EKDF | Saginaw electrical interlock defeater, provides key-operated disengagement of the circuit to the electrical interlock allowing access to the enclosure. For use with SCE-115I electrical interlock. | Stock | 42.5 | 44
SCE-ELFM12H | Saginaw vertical flush-mounting frame flange, carbon steel, ANSI 61 gray, powder coat finish. Package of 2. For use with 12in (H) Enviroline series wall-mount enclosures. | Stock | 60 | 62
SCE-ELFM12HSS | Saginaw vertical flush-mounting frame flange, 316L stainless steel, #4 brush finish. Package of 2. For use with 12in (H) Enviroline series wall-mount enclosures. | Stock | 144 | 149
SCE-ELFM12W | Saginaw horizontal flush-mounting frame flange, carbon steel, ANSI 61 gray, powder coat finish. Package of 2. For use with 12in (W) Enviroline series wall-mount enclosures. | Stock | 55 | 57
SCE-ELFM12WSS | Saginaw horizontal flush-mounting frame flange, 316L stainless steel, #4 brush finish. Package of 2. For use with 12in (W) Enviroline series wall-mount enclosures. | Stock | 132 | 138
SCE-ELFM16H | Saginaw vertical flush-mounting frame flange, carbon steel, ANSI 61 gray, powder coat finish. Package of 2. For use with 16in (H) Enviroline series wall-mount enclosures. | Stock | 64 | 66
SCE-ELFM16HSS | Saginaw vertical flush-mounting frame flange, 316L stainless steel, #4 brush finish. Package of 2. For use with 16in (H) Enviroline series wall-mount enclosures. | Stock | 153 | 159
SCE-ELFM16W | Saginaw horizontal flush-mounting frame flange, carbon steel, ANSI 61 gray, powder coat finish. Package of 2. For use with 16in (W) Enviroline series wall-mount enclosures. | Stock | 59 | 61
SCE-ELFM16WSS | Saginaw horizontal flush-mounting frame flange, 316L stainless steel, #4 brush finish. Package of 2. For use with 16in (W) Enviroline series wall-mount enclosures. | Stock | 142 | 147
SCE-ELFM20H | Saginaw vertical flush-mounting frame flange, carbon steel, ANSI 61 gray, powder coat finish. Package of 2. For use with 20in (H) Enviroline series wall-mount enclosures. | Stock | 67 | 69
SCE-ELFM20HSS | Saginaw vertical flush-mounting frame flange, 316L stainless steel, #4 brush finish. Package of 2. For use with 20in (H) Enviroline series wall-mount enclosures. | Stock | 160 | 166
SCE-ELFM20W | Saginaw horizontal flush-mounting frame flange, carbon steel, ANSI 61 gray, powder coat finish. Package of 2. For use with 20in (W) Enviroline series wall-mount enclosures. | Stock | 62 | 64
SCE-ELFM20WSS | Saginaw horizontal flush-mounting frame flange, 316L stainless steel, #4 brush finish. Package of 2. For use with 20in (W) Enviroline series wall-mount enclosures. | Stock | 148 | 154
SCE-ELFM24H | Saginaw vertical flush-mounting frame flange, carbon steel, ANSI 61 gray, powder coat finish. Package of 2. For use with 24in (H) Enviroline series wall-mount enclosures. | Stock | 71 | 74
SCE-ELFM24HSS | Saginaw vertical flush-mounting frame flange, 316L stainless steel, #4 brush finish. Package of 2. For use with 24in (H) Enviroline series wall-mount enclosures. | Stock | 171 | 178
SCE-ELFM24W | Saginaw horizontal flush-mounting frame flange, carbon steel, ANSI 61 gray, powder coat finish. Package of 2. For use with 24in (W) Enviroline series wall-mount enclosures. | Stock | 67 | 69
SCE-ELFM24WSS | Saginaw horizontal flush-mounting frame flange, 316L stainless steel, #4 brush finish. Package of 2. For use with 24in (W) Enviroline series wall-mount enclosures. | Stock | 160 | 166
SCE-ELFM30H | Saginaw vertical flush-mounting frame flange, carbon steel, ANSI 61 gray, powder coat finish. Package of 2. For use with 30in (H) Enviroline series wall-mount enclosures. | Stock | 76 | 79
SCE-ELFM30HSS | Saginaw vertical flush-mounting frame flange, 316L stainless steel, #4 brush finish. Package of 2. For use with 30in (H) Enviroline series wall-mount enclosures. | Stock | 183 | 190
SCE-ELFM30W | Saginaw horizontal flush-mounting frame flange, carbon steel, ANSI 61 gray, powder coat finish. Package of 2. For use with 30in (W) Enviroline series wall-mount enclosures. | Stock | 71 | 74
SCE-ELFM30WSS | Saginaw horizontal flush-mounting frame flange, 316L stainless steel, #4 brush finish. Package of 2. For use with 30in (W) Enviroline series wall-mount enclosures. | Stock | 171 | 178
SCE-ELFM36H | Saginaw vertical flush-mounting frame flange, carbon steel, ANSI 61 gray, powder coat finish. Package of 2. For use with 36in (H) Enviroline series wall-mount enclosures. | Stock | 82 | 85
SCE-ELFM36HSS | Saginaw vertical flush-mounting frame flange, 316L stainless steel, #4 brush finish. Package of 2. For use with 36in (H) Enviroline series wall-mount enclosures. | Stock | 197 | 205
SCE-ELFM36W | Saginaw horizontal flush-mounting frame flange, carbon steel, ANSI 61 gray, powder coat finish. Package of 2. For use with 36in (W) Enviroline series wall-mount enclosures. | Stock | 77 | 80
SCE-ELFM36WSS | Saginaw horizontal flush-mounting frame flange, 316L stainless steel, #4 brush finish. Package of 2. For use with 36in (W) Enviroline series wall-mount enclosures. | Stock | 186 | 193
SCE-ELFP | Saginaw finger pull, black. For use with SCE-14RMW and SCE-20RMW removable wire covers. | Stock | 11.75 | 12
SCE-ELJHINGE | Saginaw ELJ hinge, replacement. Hinge, pin and clip included. | Stock | 6.5 | 6.75
SCE-ELJMFK | Saginaw mounting feet, polyamide. For use with Enviroline Junction series enclosures. (4) mounting feet and mounting hardware included. | Stock | 27.5 | 28.5
SCE-ELJMFKSS-OS | Saginaw mounting feet, 304 stainless steel, #4 brush finish. For use with Enviroline Junction series enclosures. (4) mounting feet and mounting hardware included. | Stock | 57 | 59
SCE-ELKL | Saginaw enclosure latch, replacement, keylocking, 1/4-turn handle, 1-point, die-cast zinc, chrome finish. For use with Enviroline series enclosures. (1) SCE-102804 cam and (2) SCE-K333 keys included. | Stock | 73 | 76
SCE-ELKLT | Saginaw enclosure latch, replacement, keylocking, 1/4-turn tee handle, 1-point, die-cast zinc, chrome finish. For use with Enviroline series enclosures. (1) SCE-102804 cam and (2) SCE-K333 keys included. | Stock | 46 | 47.5
SCE-ELMFK4 | Saginaw mounting feet, polyamide. For use with Enviroline series enclosures and double-door wall-mount enclosures. (4) mounting feet and mounting hardware included. | Stock | 20.5 | 21.5
SCE-ELMFK4-25 | Saginaw mounting feet, polyamide. For use with Enviroline series enclosures and double-door wall-mount enclosures. (100) mounting feet and mounting hardware included. | Stock | 399 | 415
SCE-ELMFK4SS6-OS | Saginaw mounting feet, 316L stainless steel, #4 brush finish. For use with Enviroline series enclosures and double-door wall-mount enclosures. (4) mounting feet and mounting hardware included. | Stock | 63 | 65
SCE-ELMFK6 | Saginaw mounting feet, polyamide. For use with Enviroline series enclosures and double-door wall-mount enclosures. (6) mounting feet and mounting hardware included. | Stock | 28 | 29
SCE-ELPL | Saginaw enclosure latch, replacement, padlocking, 1/4-turn handle, 1-point, die-cast zinc, chrome finish. For use with Enviroline series enclosures. (1) SCE-102804 cam included. | Stock | 73 | 76
SCE-ELSP | Saginaw swing panel mounting kit, carbon steel, zinc plated finish. For use with Enviroline enclosures 12in to 16in (H). Includes (2) hinges, (2) brackets, and mounting hardware. | Stock | 53 | 55
SCE-ELSP3 | Saginaw swing panel mounting kit, carbon steel, zinc plated finish. For use with Enviroline enclosures 20in to 60in (H). Includes (3) hinges, (2) brackets, and mounting hardware. | Stock | 66 | 68
SCE-EMIG | Saginaw EMI/RFI shielded strip gasket, self-adhesive, closed-cell urethane wrapped in nickel-plated copper fabric, 1/4in thick x 1in wide x 7ft long roll. For use with NEMA 4/4X enclosures. | Stock | 140 | 145
SCE-EXD12 | Saginaw external disconnect enclosure, 34.50 x 15.00 x 12.00in (HxWxD), carbon steel, ANSI 61 gray, NEMA 3R/12/13. 33 x 12in (HxW) galvanized subpanel, mechanical interlock and mounting hardware included. | Stock | 637 | 661
SCE-EXD18 | Saginaw external disconnect enclosure, 34.50 x 15.00 x 18.00in (HxWxD), carbon steel, ANSI 61 gray, NEMA 3R/12/13. 31 x 12in (HxW) galvanized subpanel, mechanical interlock and mounting hardware included. | Stock | 711 | 738
SCE-EXD18SS | Saginaw external disconnect enclosure, 34.50 x 15.00 x 18.00in (HxWxD), 304 stainless steel, NEMA 3R/4/4X/12/13. 32 x 12in (HxW) galvanized subpanel, mechanical interlock and mounting hardware included. | Stock | 2008 | 2084
SCE-EXR12-30T200 | Saginaw external rotary disconnect enclosure, 24.00 x 17.00 x 12.00in (HxWxD), carbon steel, ANSI 61 gray, NEMA 3R/12/13. Galvanized subpanel, cable-operated mechanical interlock and mounting hardware included. | Stock | 711 | 738
SCE-EXR18-400 | Saginaw external rotary disconnect enclosure, 48.00 x 17.00 x 18.00in (HxWxD), carbon steel, ANSI 61 gray, NEMA 3R/12/13. Galvanized subpanel, cable-operated mechanical interlock and mounting hardware included. | Stock | 906 | 941
SCE-FK0418 | Saginaw floor stand kit, 4in height, carbon steel, ANSI 61 gray, powder coat finish. For use with 18in deep enclosures. Includes (2) floor stands and mounting hardware. | Stock | 173 | 180
SCE-FK0418LG | Saginaw floor stand kit, 4in height, carbon steel, RAL 7035 light gray, powder coat finish. For use with 18in deep enclosures. Includes (2) floor stands and mounting hardware. | Stock | 173 | 180
SCE-FK0608 | Saginaw floor stand kit, 6in height, carbon steel, ANSI 61 gray, powder coat finish. For use with 8in deep enclosures. Includes (2) floor stands and mounting hardware. | Stock | 131 | 136
SCE-FK0608LG | Saginaw floor stand kit, 6in height, carbon steel, RAL 7035 light gray, powder coat finish. For use with 8in deep enclosures. Includes (2) floor stands and mounting hardware. | Stock | 131 | 136
SCE-FK0610 | Saginaw floor stand kit, 6in height, carbon steel, ANSI 61 gray, powder coat finish. For use with 10in deep enclosures. Includes (2) floor stands and mounting hardware. | Stock | 137 | 142
SCE-FK0610LG | Saginaw floor stand kit, 6in height, carbon steel, RAL 7035 light gray, powder coat finish. For use with 10in deep enclosures. Includes (2) floor stands and mounting hardware. | Stock | 137 | 142
SCE-FK0612 | Saginaw floor stand kit, 6in height, carbon steel, ANSI 61 gray, powder coat finish. For use with 12in deep enclosures. Includes (2) floor stands and mounting hardware. | Stock | 154 | 160
SCE-FK0612LG | Saginaw floor stand kit, 6in height, carbon steel, RAL 7035 light gray, powder coat finish. For use with 12in deep enclosures. Includes (2) floor stands and mounting hardware. | Stock | 154 | 160
SCE-FK0614 | Saginaw floor stand kit, 6in height, carbon steel, ANSI 61 gray, powder coat finish. For use with 14in deep enclosures. Includes (2) floor stands and mounting hardware. | Stock | 174 | 181
SCE-FK0616 | Saginaw floor stand kit, 6in height, carbon steel, ANSI 61 gray, powder coat finish. For use with 16in deep enclosures. Includes (2) floor stands and mounting hardware. | Stock | 177 | 184
SCE-FK0616SS | Saginaw floor stand kit, 6in height, 304 stainless steel, #4 brush finish. For use with 16in deep enclosures. Includes (2) floor stands and mounting hardware. | Stock | 489 | 508
SCE-FK0618 | Saginaw floor stand kit, 6in height, carbon steel, ANSI 61 gray, powder coat finish. For use with 18in deep enclosures. Includes (2) floor stands and mounting hardware. | Stock | 180 | 187
SCE-FK0618LG | Saginaw floor stand kit, 6in height, carbon steel, RAL 7035 light gray, powder coat finish. For use with 18in deep enclosures. Includes (2) floor stands and mounting hardware. | Stock | 180 | 187
SCE-FK0618SS | Saginaw floor stand kit, 6in height, 304 stainless steel, #4 brush finish. For use with 18in deep enclosures. Includes (2) floor stands and mounting hardware. | Stock | 518 | 538
SCE-FK0620 | Saginaw floor stand kit, 6in height, carbon steel, ANSI 61 gray, powder coat finish. For use with 20in deep enclosures. Includes (2) floor stands and mounting hardware. | Stock | 195 | 202
SCE-FK0624 | Saginaw floor stand kit, 6in height, carbon steel, ANSI 61 gray, powder coat finish. For use with 24in deep enclosures. Includes (2) floor stands and mounting hardware. | Stock | 210 | 218
SCE-FK0624LG | Saginaw floor stand kit, 6in height, carbon steel, RAL 7035 light gray, powder coat finish. For use with 24in deep enclosures. Includes (2) floor stands and mounting hardware. | Stock | 210 | 218
SCE-FK0624SS | Saginaw floor stand kit, 6in height, 304 stainless steel, #4 brush finish. For use with 24in deep enclosures. Includes (2) floor stands and mounting hardware. | Stock | 603 | 626
SCE-FK0636 | Saginaw floor stand kit, 6in height, carbon steel, ANSI 61 gray, powder coat finish. For use with 36in deep enclosures. Includes (2) floor stands and mounting hardware. | Stock | 261 | 271
SCE-FK1208 | Saginaw floor stand kit, 12in height, carbon steel, ANSI 61 gray, powder coat finish. For use with 8in deep enclosures. Includes (2) floor stands and mounting hardware. | Stock | 163 | 169
SCE-FK1208LG | Saginaw floor stand kit, 12in height, carbon steel, RAL 7035 light gray, powder coat finish. For use with 8in deep enclosures. Includes (2) floor stands and mounting hardware. | Stock | 163 | 169
SCE-FK1208SS | Saginaw floor stand kit, 12in height, 304 stainless steel, #4 brush finish. For use with 8in deep enclosures. Includes (2) floor stands and mounting hardware. | Stock | 445 | 462
SCE-FK1210 | Saginaw floor stand kit, 12in height, carbon steel, ANSI 61 gray, powder coat finish. For use with 10in deep enclosures. Includes (2) floor stands and mounting hardware. | Stock | 172 | 178
SCE-FK1210LG | Saginaw floor stand kit, 12in height, carbon steel, RAL 7035 light gray, powder coat finish. For use with 10in deep enclosures. Includes (2) floor stands and mounting hardware. | Stock | 172 | 178
SCE-FK1210SS | Saginaw floor stand kit, 12in height, 304 stainless steel, #4 brush finish. For use with 10in deep enclosures. Includes (2) floor stands and mounting hardware. | Stock | 480 | 499
SCE-FK1212 | Saginaw floor stand kit, 12in height, carbon steel, ANSI 61 gray, powder coat finish. For use with 12in deep enclosures. Includes (2) floor stands and mounting hardware. | Stock | 180 | 187
SCE-FK1212LG | Saginaw floor stand kit, 12in height, carbon steel, RAL 7035 light gray, powder coat finish. For use with 12in deep enclosures. Includes (2) floor stands and mounting hardware. | Stock | 180 | 187
SCE-FK1212SS | Saginaw floor stand kit, 12in height, 304 stainless steel, #4 brush finish. For use with 12in deep enclosures. Includes (2) floor stands and mounting hardware. | Stock | 512 | 532
SCE-FK1212SS6 | Saginaw floor stand kit, 12in height, 316L stainless steel, #4 brush finish. For use with 12in deep enclosures. Includes (2) floor stands and mounting hardware. | Stock | 615 | 638
SCE-FK1214 | Saginaw floor stand kit, 12in height, carbon steel, ANSI 61 gray, powder coat finish. For use with 14in deep enclosures. Includes (2) floor stands and mounting hardware. | Stock | 208 | 216
SCE-FK1214-05 | Saginaw floor stand kit, 12in height, carbon steel, white, powder coat finish. For use with 14in deep enclosures. Includes (2) floor stands and mounting hardware. | Stock | 208 | 216
SCE-FK1216 | Saginaw floor stand kit, 12in height, carbon steel, ANSI 61 gray, powder coat finish. For use with 16in deep enclosures. Includes (2) floor stands and mounting hardware. | Stock | 210 | 218
SCE-FK1216-05 | Saginaw floor stand kit, 12in height, carbon steel, white, powder coat finish. For use with 16in deep enclosures. Includes (2) floor stands and mounting hardware. | Stock | 210 | 218
SCE-FK1216LG | Saginaw floor stand kit, 12in height, carbon steel, RAL 7035 light gray, powder coat finish. For use with 16in deep enclosures. Includes (2) floor stands and mounting hardware. | Stock | 210 | 218
SCE-FK1216SS | Saginaw floor stand kit, 12in height, 304 stainless steel, #4 brush finish. For use with 16in deep enclosures. Includes (2) floor stands and mounting hardware. | Stock | 582 | 604
SCE-FK1216SS6 | Saginaw floor stand kit, 12in height, 316L stainless steel, #4 brush finish. For use with 16in deep enclosures. Includes (2) floor stands and mounting hardware. | Stock | 699 | 725
SCE-FK1218 | Saginaw floor stand kit, 12in height, carbon steel, ANSI 61 gray, powder coat finish. For use with 18in deep enclosures. Includes (2) floor stands and mounting hardware. | Stock | 218 | 227
SCE-FK1218LG | Saginaw floor stand kit, 12in height, carbon steel, RAL 7035 light gray, powder coat finish. For use with 18in deep enclosures. Includes (2) floor stands and mounting hardware. | Stock | 218 | 227
SCE-FK1218SS | Saginaw floor stand kit, 12in height, 304 stainless steel, #4 brush finish. For use with 18in deep enclosures. Includes (2) floor stands and mounting hardware. | Stock | 614 | 638
SCE-FK1218SS6 | Saginaw floor stand kit, 12in height, 316L stainless steel, #4 brush finish. For use with 18in deep enclosures. Includes (2) floor stands and mounting hardware. | Stock | 737 | 765
SCE-FK1220 | Saginaw floor stand kit, 12in height, carbon steel, ANSI 61 gray, powder coat finish. For use with 20in deep enclosures. Includes (2) floor stands and mounting hardware. | Stock | 230 | 239
SCE-FK1220LG | Saginaw floor stand kit, 12in height, carbon steel, RAL 7035 light gray, powder coat finish. For use with 20in deep enclosures. Includes (2) floor stands and mounting hardware. | Stock | 230 | 239
SCE-FK1220SS | Saginaw floor stand kit, 12in height, 304 stainless steel, #4 brush finish. For use with 20in deep enclosures. Includes (2) floor stands and mounting hardware. | Stock | 604 | 627
SCE-FK1224 | Saginaw floor stand kit, 12in height, carbon steel, ANSI 61 gray, powder coat finish. For use with 24in deep enclosures. Includes (2) floor stands and mounting hardware. | Stock | 236 | 245
SCE-FK1224LG | Saginaw floor stand kit, 12in height, carbon steel, RAL 7035 light gray, powder coat finish. For use with 24in deep enclosures. Includes (2) floor stands and mounting hardware. | Stock | 236 | 245
SCE-FK1224SS | Saginaw floor stand kit, 12in height, 304 stainless steel, #4 brush finish. For use with 24in deep enclosures. Includes (2) floor stands and mounting hardware. | Stock | 648 | 672
SCE-FK1224SS6 | Saginaw floor stand kit, 12in height, 316L stainless steel, #4 brush finish. For use with 24in deep enclosures. Includes (2) floor stands and mounting hardware. | Stock | 777 | 807
SCE-FK1512 | Saginaw floor stand kit, 15in height, carbon steel, ANSI 61 gray, powder coat finish. For use with 12in deep enclosures. Includes (2) floor stands and mounting hardware. | Stock | 210 | 218
SCE-FK1512LG | Saginaw floor stand kit, 15in height, carbon steel, RAL 7035 light gray, powder coat finish. For use with 12in deep enclosures. Includes (2) floor stands and mounting hardware. | Stock | 210 | 218
SCE-FK1512SS | Saginaw floor stand kit, 15in height, 304 stainless steel, #4 brush finish. For use with 12in deep enclosures. Includes (2) floor stands and mounting hardware. | Stock | 629 | 653
SCE-FK1512SS6 | Saginaw floor stand kit, 15in height, 316L stainless steel, #4 brush finish. For use with 12in deep enclosures. Includes (2) floor stands and mounting hardware. | Stock | 754 | 783
SCE-FK1516 | Saginaw floor stand kit, 15in height, carbon steel, ANSI 61 gray, powder coat finish. For use with 16in deep enclosures. Includes (2) floor stands and mounting hardware. | Stock | 218 | 227
SCE-FK1516LG | Saginaw floor stand kit, 15in height, carbon steel, RAL 7035 light gray, powder coat finish. For use with 16in deep enclosures. Includes (2) floor stands and mounting hardware. | Stock | 218 | 227
SCE-FK1518 | Saginaw floor stand kit, 15in height, carbon steel, ANSI 61 gray, powder coat finish. For use with 18in deep enclosures. Includes (2) floor stands and mounting hardware. | Stock | 238 | 247
SCE-FK1518LG | Saginaw floor stand kit, 15in height, carbon steel, RAL 7035 light gray, powder coat finish. For use with 18in deep enclosures. Includes (2) floor stands and mounting hardware. | Stock | 238 | 247
SCE-FK1518SS | Saginaw floor stand kit, 15in height, 304 stainless steel, #4 brush finish. For use with 18in deep enclosures. Includes (2) floor stands and mounting hardware. | Stock | 685 | 712
SCE-FK1518SS6 | Saginaw floor stand kit, 15in height, 316L stainless steel, #4 brush finish. For use with 18in deep enclosures. Includes (2) floor stands and mounting hardware. | Stock | 823 | 854
SCE-FK1524 | Saginaw floor stand kit, 15in height, carbon steel, ANSI 61 gray, powder coat finish. For use with 24in deep enclosures. Includes (2) floor stands and mounting hardware. | Stock | 259 | 269
SCE-FK1524LG | Saginaw floor stand kit, 15in height, carbon steel, RAL 7035 light gray, powder coat finish. For use with 24in deep enclosures. Includes (2) floor stands and mounting hardware. | Stock | 259 | 269
SCE-FK1524SS | Saginaw floor stand kit, 15in height, 304 stainless steel, #4 brush finish. For use with 24in deep enclosures. Includes (2) floor stands and mounting hardware. | Stock | 725 | 752
SCE-FK1524SS6 | Saginaw floor stand kit, 15in height, 316L stainless steel, #4 brush finish. For use with 24in deep enclosures. Includes (2) floor stands and mounting hardware. | Stock | 870 | 903
SCE-FK1808 | Saginaw floor stand kit, 18in height, carbon steel, ANSI 61 gray, powder coat finish. For use with 8in deep enclosures. Includes (2) floor stands and mounting hardware. | Stock | 198 | 205
SCE-FK1808LG | Saginaw floor stand kit, 18in height, carbon steel, RAL 7035 light gray, powder coat finish. For use with 8in deep enclosures. Includes (2) floor stands and mounting hardware. | Stock | 198 | 205
SCE-FK1810 | Saginaw floor stand kit, 18in height, carbon steel, ANSI 61 gray, powder coat finish. For use with 10in deep enclosures. Includes (2) floor stands and mounting hardware. | Stock | 210 | 218
SCE-FK1810LG | Saginaw floor stand kit, 18in height, carbon steel, RAL 7035 light gray, powder coat finish. For use with 10in deep enclosures. Includes (2) floor stands and mounting hardware. | Stock | 210 | 218
SCE-FK1812 | Saginaw floor stand kit, 18in height, carbon steel, ANSI 61 gray, powder coat finish. For use with 12in deep enclosures. Includes (2) floor stands and mounting hardware. | Stock | 218 | 227
SCE-FK1812LG | Saginaw floor stand kit, 18in height, carbon steel, RAL 7035 light gray, powder coat finish. For use with 12in deep enclosures. Includes (2) floor stands and mounting hardware. | Stock | 218 | 227
SCE-FK1812SS | Saginaw floor stand kit, 18in height, 304 stainless steel, #4 brush finish. For use with 12in deep enclosures. Includes (2) floor stands and mounting hardware. | Stock | 657 | 682
SCE-FK1816 | Saginaw floor stand kit, 18in height, carbon steel, ANSI 61 gray, powder coat finish. For use with 16in deep enclosures. Includes (2) floor stands and mounting hardware. | Stock | 242 | 251
SCE-FK1816LG | Saginaw floor stand kit, 18in height, carbon steel, RAL 7035 light gray, powder coat finish. For use with 16in deep enclosures. Includes (2) floor stands and mounting hardware. | Stock | 242 | 251
SCE-FK1818 | Saginaw floor stand kit, 18in height, carbon steel, ANSI 61 gray, powder coat finish. For use with 18in deep enclosures. Includes (2) floor stands and mounting hardware. | Stock | 342 | 355
SCE-FK1818SS | Saginaw floor stand kit, 18in height, 304 stainless steel, #4 brush finish. For use with 18in deep enclosures. Includes (2) floor stands and mounting hardware. | Stock | 704 | 730
SCE-FK1818SS6 | Saginaw floor stand kit, 18in height, 316L stainless steel, #4 brush finish. For use with 18in deep enclosures. Includes (2) floor stands and mounting hardware. | Stock | 844 | 876
SCE-FK1824 | Saginaw floor stand kit, 18in height, carbon steel, ANSI 61 gray, powder coat finish. For use with 24in deep enclosures. Includes (2) floor stands and mounting hardware. | Stock | 306 | 317
SCE-FK1824LG | Saginaw floor stand kit, 18in height, carbon steel, RAL 7035 light gray, powder coat finish. For use with 24in deep enclosures. Includes (2) floor stands and mounting hardware. | Stock | 306 | 317
SCE-FK2408 | Saginaw floor stand kit, 24in height, carbon steel, ANSI 61 gray, powder coat finish. For use with 8in deep enclosures. Includes (2) floor stands and mounting hardware. | Stock | 207 | 215
SCE-FK2410 | Saginaw floor stand kit, 24in height, carbon steel, ANSI 61 gray, powder coat finish. For use with 10in deep enclosures. Includes (2) floor stands and mounting hardware. | Stock | 227 | 235
SCE-FK2410SS | Saginaw floor stand kit, 24in height, 304 stainless steel, #4 brush finish. For use with 10in deep enclosures. Includes (2) floor stands and mounting hardware. | Stock | 681 | 707
SCE-FK2412 | Saginaw floor stand kit, 24in height, carbon steel, ANSI 61 gray, powder coat finish. For use with 12in deep enclosures. Includes (2) floor stands and mounting hardware. | Stock | 231 | 240
SCE-FK2412LG | Saginaw floor stand kit, 24in height, carbon steel, RAL 7035 light gray, powder coat finish. For use with 12in deep enclosures. Includes (2) floor stands and mounting hardware. | Stock | 231 | 240
SCE-FK2412SS | Saginaw floor stand kit, 24in height, 304 stainless steel, #4 brush finish. For use with 12in deep enclosures. Includes (2) floor stands and mounting hardware. | Stock | 713 | 740
SCE-FK2412SS6 | Saginaw floor stand kit, 24in height, 316L stainless steel, #4 brush finish. For use with 12in deep enclosures. Includes (2) floor stands and mounting hardware. | Stock | 856 | 888
SCE-FK2416 | Saginaw floor stand kit, 24in height, carbon steel, ANSI 61 gray, powder coat finish. For use with 16in deep enclosures. Includes (2) floor stands and mounting hardware. | Stock | 276 | 287
SCE-FK2416SS | Saginaw floor stand kit, 24in height, 304 stainless steel, #4 brush finish. For use with 16in deep enclosures. Includes (2) floor stands and mounting hardware. | Stock | 830 | 862
SCE-FLT33 | Saginaw aluminum filter mesh, replacement, 3.22 x 3.25in (HxW). For use with SCE-AVK33 and SCE-AVK33SS. Mounting brackets included. | Stock | 26 | 27
SCE-FLT34 | Saginaw aluminum filter mesh, replacement, 4.09 x 3.25in (HxW). For use with SCE-AVK34 and SCE-AVK34SS. Mounting brackets included. | Stock | 26 | 27
SCE-FLT43 | Saginaw aluminum filter mesh, replacement, 3.84 x 4.25in (HxW). For use with SCE-AVK43 and SCE-AVK43SS. Mounting brackets included. | Stock | 26 | 27
SCE-FLT44 | Saginaw aluminum filter mesh, replacement, 4.97 x 4.25in (HxW). For use with SCE-AVK44 and SCE-AVK44SS. Mounting brackets included. | Stock | 26 | 27
SCE-FLT64 | Saginaw aluminum filter mesh, replacement, 4.45 x 6.25in (HxW). For use with SCE-AVK64 and SCE-AVK64SS. Mounting brackets included. | Stock | 29 | 30
SCE-FLT66 | Saginaw aluminum filter mesh, replacement, 6.72 x 6.25in (HxW). For use with SCE-AVK66 and SCE-AVK66SS. Mounting brackets included. | Stock | 29 | 30
SCE-FLT812 | Saginaw aluminum filter mesh, replacement, 14.14 x 8.25in (HxW). For use with SCE-AVK812 and SCE-AVK812SS. Mounting brackets included. | Stock | 35 | 36.5
SCE-FLT84 | Saginaw aluminum filter mesh, replacement, 4.64 x 8.25in (HxW). For use with SCE-AVK84 and SCE-AVK84SS. Mounting brackets included. | Stock | 32 | 33
SCE-FLT86 | Saginaw aluminum filter mesh, replacement, 7.02 x 8.25in (HxW). For use with SCE-AVK86 and SCE-AVK86SS. Mounting brackets included. | Stock | 32 | 33
SCE-FLT88 | Saginaw aluminum filter mesh, replacement, 9.39 x 8.25in (HxW). For use with SCE-AVK88 and SCE-AVK88SS. Mounting brackets included. | Stock | 32 | 33
SCE-FS1212 | Saginaw enclosure folding shelf, 12 x 12in, carbon steel, white, powder coat finish. Mounting hardware included. Installs inside or outside of enclosure. | Stock | 172 | 178
SCE-FS1212-09 | Saginaw enclosure folding shelf, 12 x 12in, carbon steel, ANSI 61 gray, powder coat finish. Mounting hardware included. Installs inside or outside of enclosure. | Stock | 172 | 178
SCE-FS1212LG | Saginaw enclosure folding shelf, 12 x 12in, carbon steel, RAL 7035 light gray, powder coat finish. Mounting hardware included. Installs inside or outside of enclosure. | Stock | 172 | 178
SCE-FS1212SS | Saginaw enclosure folding shelf, 12 x 12in, 304 stainless steel, #4 brush finish. Mounting hardware included. Installs inside or outside of enclosure. | Stock | 490 | 509
SCE-FS1218 | Saginaw enclosure folding shelf, 12 x 18in, carbon steel, white, powder coat finish. Mounting hardware included. Installs inside or outside of enclosure. | Stock | 194 | 201
SCE-FS1818 | Saginaw enclosure folding shelf, 18 x 18in, carbon steel, white, powder coat finish. Mounting hardware included. Installs inside or outside of enclosure. | Stock | 215 | 224
SCE-FS1818-09 | Saginaw enclosure folding shelf, 18 x 18in, carbon steel, ANSI 61 gray, powder coat finish. Mounting hardware included. Installs inside or outside of enclosure. | Stock | 215 | 224
SCE-FS1818LG | Saginaw enclosure folding shelf, 18 x 18in, carbon steel, RAL 7035 light gray, powder coat finish. Mounting hardware included. Installs inside or outside of enclosure. | Stock | 215 | 224
SCE-FS1818SS | Saginaw enclosure folding shelf, 18 x 18in, 304 stainless steel, #4 brush finish. Mounting hardware included. Installs inside or outside of enclosure. | Stock | 558 | 579
SCE-FS2424 | Saginaw enclosure folding shelf, 24 x 24in, carbon steel, white, powder coat finish. Mounting hardware included. Installs inside or outside of enclosure. | Stock | 259 | 269
SCE-FS2424-09 | Saginaw enclosure folding shelf, 24 x 24in, carbon steel, ANSI 61 gray, powder coat finish. Mounting hardware included. Installs inside or outside of enclosure. | Stock | 259 | 269
SCE-FS2424SS | Saginaw enclosure folding shelf, 24 x 24in, 304 stainless steel, #4 brush finish. Mounting hardware included. Installs inside or outside of enclosure. | Stock | 582 | 604
SCE-FSPS4 | Saginaw enclosure panel support, carbon steel, plated finish. Package of 4. For use with freestanding enclosures. Mounting hardware included. | Stock | 65 | 68
SCE-FSPS6 | Saginaw enclosure panel support, carbon steel, plated finish. Package of 6. For use with freestanding enclosures. Mounting hardware included. | Stock | 99 | 103
SCE-FSPS8 | Saginaw enclosure panel support, carbon steel, plated finish. Package of 8. For use with freestanding enclosures. Mounting hardware included. | Stock | 148 | 154
SCE-GA14X1 | Saginaw strip gasket, replacement, self-adhesive, closed-cell urethane, 1/4in thick x 1in wide x 40ft long roll. For use with NEMA 4/4X enclosures. | Stock | 35 | 36.5
SCE-GA14X75 | Saginaw strip gasket, replacement, self-adhesive, closed-cell urethane, 1/4in thick x 3/4in wide x 50ft long roll. For use with NEMA 4/4X enclosures. | Stock | 33.5 | 34.5
SCE-GA18X50 | Saginaw strip gasket, replacement, self-adhesive, closed-cell urethane, 1/8in thick x 1/2in wide x 50ft long roll. For use with NEMA 4/4X enclosures. | Stock | 24.5 | 25.5
SCE-GASS08 | Saginaw sanitary gasket, replacement, silicone, 8ft long roll. For use with Saginaw SCE-xxKxxxxSSST and SCE-xxKJxxxxSSST sanitary enclosures. | Stock | 64 | 66
SCE-GASS16 | Saginaw sanitary gasket, replacement, silicone, 16ft long roll. For use with Saginaw SCE-xxKxxxxSSST and SCE-xxKJxxxxSSST sanitary enclosures. | Stock | 104 | 108
SCE-GB10 | Saginaw grounding bar, 4in length, (10) #10-32 tapped holes and (2) 9/32in holes. | Stock | 102 | 106
SCE-GS808 | Saginaw enclosure grounding strap, 8in length, (2) 1/4 to 5/16in ring terminals. | from vendor up to 0 business day | 40 | 41.5
SCE-HA1010 | Saginaw universal deep-hinged door, NEMA 3R/4/12/13, 10.00 x 10.00 x 2.63in, carbon steel, ANSI 61 gray, concealed hinges. For use with wall-mount enclosures. | Stock | 252 | 263
SCE-HA1010-05 | Saginaw universal deep-hinged door, NEMA 3R/4/12/13, 10.00 x 10.00 x 2.63in, carbon steel, white, concealed hinges. For use with wall-mount enclosures. | Stock | 252 | 263
SCE-HA1010LG | Saginaw universal deep-hinged door, NEMA 3R/4/12/13, 10.00 x 10.00 x 2.63in, carbon steel, RAL 7035 light gray, concealed hinges. For use with wall-mount enclosures. | Stock | 252 | 263
SCE-HA1010SS | Saginaw universal deep-hinged door, NEMA 3R/4/4X/12/13, 10.00 x 10.00 x 2.63in, 304 stainless steel, concealed hinges. For use with wall-mount enclosures. | Stock | 575 | 601
SCE-HA1014 | Saginaw universal deep-hinged door, NEMA 3R/4/12/13, 10.00 x 14.00 x 2.63in, carbon steel, ANSI 61 gray, concealed hinges. For use with wall-mount enclosures. | Stock | 266 | 278
SCE-HA1014SS | Saginaw universal deep-hinged door, NEMA 3R/4/4X/12/13, 10.00 x 14.00 x 2.63in, 304 stainless steel, concealed hinges. For use with wall-mount enclosures. | Stock | 575 | 601
SCE-HA1212 | Saginaw universal deep-hinged door, NEMA 3R/4/12/13, 12.00 x 12.00 x 2.63in, carbon steel, ANSI 61 gray, concealed hinges. For use with wall-mount enclosures. | Stock | 273 | 285
SCE-HA1212-05 | Saginaw universal deep-hinged door, NEMA 3R/4/12/13, 12.00 x 12.00 x 2.63in, carbon steel, white, concealed hinges. For use with wall-mount enclosures. | Stock | 273 | 285
SCE-HA1212LG | Saginaw universal deep-hinged door, NEMA 3R/4/12/13, 12.00 x 12.00 x 2.63in, carbon steel, RAL 7035 light gray, concealed hinges. For use with wall-mount enclosures. | Stock | 273 | 285
SCE-HA1212SS | Saginaw universal deep-hinged door, NEMA 3R/4/4X/12/13, 12.00 x 12.00 x 2.63in, 304 stainless steel, concealed hinges. For use with wall-mount enclosures. | Stock | 602 | 629
SCE-HA1216 | Saginaw universal deep-hinged door, NEMA 3R/4/12/13, 12.00 x 16.00 x 2.63in, carbon steel, ANSI 61 gray, concealed hinges. For use with wall-mount enclosures. | Stock | 287 | 300
SCE-HA1216SS | Saginaw universal deep-hinged door, NEMA 3R/4/4X/12/13, 12.00 x 16.00 x 2.63in, 304 stainless steel, concealed hinges. For use with wall-mount enclosures. | Stock | 621 | 649
SCE-HA1418 | Saginaw universal deep-hinged door, NEMA 3R/4/12/13, 14.00 x 18.00 x 2.63in, carbon steel, ANSI 61 gray, concealed hinges. For use with wall-mount enclosures. | Stock | 323 | 338
SCE-HA1418SS | Saginaw universal deep-hinged door, NEMA 3R/4/4X/12/13, 14.00 x 18.00 x 2.63in, 304 stainless steel, concealed hinges. For use with wall-mount enclosures. | Stock | 824 | 861
SCE-HA1620 | Saginaw universal deep-hinged door, NEMA 3R/4/12/13, 16.00 x 20.00 x 2.63in, carbon steel, ANSI 61 gray, concealed hinges. For use with wall-mount enclosures. | Stock | 354 | 370
SCE-HA1620SS | Saginaw universal deep-hinged door, NEMA 3R/4/4X/12/13, 16.00 x 20.00 x 2.63in, 304 stainless steel, concealed hinges. For use with wall-mount enclosures. | Stock | 764 | 798
SCE-HA1814 | Saginaw universal deep-hinged door, NEMA 3R/4/12/13, 18.00 x 14.00 x 2.63in, carbon steel, ANSI 61 gray, concealed hinges. For use with wall-mount enclosures. | Stock | 323 | 338
SCE-HA1814LG | Saginaw universal deep-hinged door, NEMA 3R/4/12/13, 18.00 x 14.00 x 2.63in, carbon steel, RAL 7035 light gray, concealed hinges. For use with wall-mount enclosures. | Stock | 323 | 338
SCE-HA1814SS | Saginaw universal deep-hinged door, NEMA 3R/4/4X/12/13, 18.00 x 14.00 x 2.63in, 304 stainless steel, concealed hinges. For use with wall-mount enclosures. | Stock | 824 | 861
SCE-HDWMK | Saginaw mounting feet, carbon steel, black, powder coat finish. For use with multi-door freestanding and wall-mount enclosures. (4) mounting feet and mounting hardware included. | Stock | 92 | 96
SCE-HDWMKSS | Saginaw mounting feet, 304 stainless steel, black, powder coat finish. For use with multi-door freestanding and wall-mount enclosures. (4) mounting feet and mounting hardware included. | Stock | 120 | 124
SCE-HS2S | Saginaw hole seal, polycarbonate, ANSI 61 gray, oil-resistant adhesive gasket, 2in square cutout. | Stock | 6.75 | 7
SCE-HWK1014 | Saginaw universal deep-hinged door, NEMA 3R/4/12/13, 10.00 x 14.00 x 2.63in, carbon steel, ANSI 61 gray, concealed hinges, polycarbonate window. For use with wall-mount enclosures. | Stock | 290 | 303
SCE-HWK1014SS | Saginaw universal deep-hinged door, NEMA 3R/4/4X/12/13, 10.00 x 14.00 x 2.63in, 304 stainless steel, concealed hinges, polycarbonate window. For use with wall-mount enclosures. | Stock | 626 | 654
SCE-HWK1212 | Saginaw universal deep-hinged door, NEMA 3R/4/12/13, 12.00 x 12.00 x 2.63in, carbon steel, ANSI 61 gray, concealed hinges, polycarbonate window. For use with wall-mount enclosures. | Stock | 315 | 330
SCE-HWK1212LG | Saginaw universal deep-hinged door, NEMA 3R/4/12/13, 12.00 x 12.00 x 2.63in, carbon steel, RAL 7035 light gray, concealed hinges, polycarbonate window. For use with wall-mount enclosures. | Stock | 315 | 330
SCE-HWK1212SS | Saginaw universal deep-hinged door, NEMA 3R/4/4X/12/13, 12.00 x 12.00 x 2.63in, 304 stainless steel, concealed hinges, polycarbonate window. For use with wall-mount enclosures. | Stock | 651 | 680
SCE-HWK1216 | Saginaw universal deep-hinged door, NEMA 3R/4/12/13, 12.00 x 16.00 x 2.63in, carbon steel, ANSI 61 gray, concealed hinges, polycarbonate window. For use with wall-mount enclosures. | Stock | 354 | 370
SCE-HWK1216SS | Saginaw universal deep-hinged door, NEMA 3R/4/4X/12/13, 12.00 x 16.00 x 2.63in, 304 stainless steel, concealed hinges, polycarbonate window. For use with wall-mount enclosures. | Stock | 764 | 798
SCE-HWK1312 | Saginaw universal deep-hinged door, NEMA 3R/4/12/13, 13.00 x 12.00 x 2.63in, carbon steel, ANSI 61 gray, concealed hinges, polycarbonate window. For use with wall-mount enclosures. | Stock | 330 | 345
SCE-HWK1418 | Saginaw universal deep-hinged door, NEMA 3R/4/12/13, 14.00 x 18.00 x 2.63in, carbon steel, ANSI 61 gray, concealed hinges, polycarbonate window. For use with wall-mount enclosures. | Stock | 366 | 382
SCE-HWK1418SS | Saginaw universal deep-hinged door, NEMA 3R/4/4X/12/13, 14.00 x 18.00 x 2.63in, 304 stainless steel, concealed hinges, polycarbonate window. For use with wall-mount enclosures. | Stock | 790 | 826
SCE-HWK1620 | Saginaw universal deep-hinged door, NEMA 3R/4/12/13, 16.00 x 20.00 x 2.63in, carbon steel, ANSI 61 gray, concealed hinges, polycarbonate window. For use with wall-mount enclosures. | Stock | 406 | 424
SCE-HWK1620SS | Saginaw universal deep-hinged door, NEMA 3R/4/4X/12/13, 16.00 x 20.00 x 2.63in, 304 stainless steel, concealed hinges, polycarbonate window. For use with wall-mount enclosures. | Stock | 877 | 916
SCE-HWK1814 | Saginaw universal deep-hinged door, NEMA 3R/4/12/13, 18.00 x 14.00 x 2.63in, carbon steel, ANSI 61 gray, concealed hinges, polycarbonate window. For use with wall-mount enclosures. | Stock | 366 | 382
SCE-HWK1814LG | Saginaw universal deep-hinged door, NEMA 3R/4/12/13, 18.00 x 14.00 x 2.63in, carbon steel, RAL 7035 light gray, concealed hinges, polycarbonate window. For use with wall-mount enclosures. | Stock | 366 | 382
SCE-HWK1814SS | Saginaw universal deep-hinged door, NEMA 3R/4/4X/12/13, 18.00 x 14.00 x 2.63in, 304 stainless steel, concealed hinges, polycarbonate window. For use with wall-mount enclosures. | Stock | 883 | 923
SCE-HWK2218 | Saginaw universal deep-hinged door, NEMA 3R/12/13, 22.00 x 18.00 x 2.63in, carbon steel, ANSI 61 gray, concealed hinges, polycarbonate window. For use with wall-mount enclosures. | Stock | 441 | 461
SCE-HWK2218LG | Saginaw universal deep-hinged door, NEMA 3R/12/13, 22.00 x 18.00 x 2.63in, carbon steel, RAL 7035 light gray, concealed hinges, polycarbonate window. For use with wall-mount enclosures. | Stock | 441 | 461
SCE-HWK2218SS | Saginaw universal deep-hinged door, NEMA 3R/4/4X/12/13, 22.00 x 18.00 x 2.63in, 304 stainless steel, concealed hinges, polycarbonate window. For use with wall-mount enclosures. | Stock | 1064 | 1112
SCE-HWK2228 | Saginaw universal deep-hinged door, NEMA 3R/12/13, 22.00 x 28.00 x 2.63in, carbon steel, ANSI 61 gray, concealed hinges, polycarbonate window. For use with wall-mount enclosures. | Stock | 504 | 527
SCE-HWK2228LG | Saginaw universal deep-hinged door, NEMA 3R/12/13, 22.00 x 28.00 x 2.63in, carbon steel, RAL 7035 light gray, concealed hinges, polycarbonate window. For use with wall-mount enclosures. | Stock | 504 | 527
SCE-HWK2228SS | Saginaw universal deep-hinged door, NEMA 3R/4/4X/12/13, 22.00 x 28.00 x 2.63in, 304 stainless steel, concealed hinges, polycarbonate window. For use with wall-mount enclosures. | Stock | 1317 | 1376
SCE-HWK2822 | Saginaw universal deep-hinged door, NEMA 3R/12/13, 28.00 x 22.00 x 2.63in, carbon steel, ANSI 61 gray, concealed hinges, polycarbonate window. For use with wall-mount enclosures. | Stock | 504 | 527
SCE-HWK2822LG | Saginaw universal deep-hinged door, NEMA 3R/12/13, 28.00 x 22.00 x 2.63in, carbon steel, RAL 7035 light gray, concealed hinges, polycarbonate window. For use with wall-mount enclosures. | Stock | 504 | 527
SCE-HWK2822SS | Saginaw universal deep-hinged door, NEMA 3R/4/4X/12/13, 28.00 x 22.00 x 2.63in, 304 stainless steel, concealed hinges, polycarbonate window. For use with wall-mount enclosures. | Stock | 1317 | 1376
SCE-K333 | Saginaw enclosure key, replacement, standard 1/4 turn. Package of 2. | Stock | 7.75 | 8
SCE-KBH | Saginaw keyboard housing, carbon steel, white, powder coat finish. For use with SCE-642424WS, SCE-642424SSWS,SCE-642432WS, SCE-642432SSWS, SCE-342424WS and SCE-342424SSWS workstations. | Stock | 306 | 318
SCE-KBS | Saginaw keyboard drawer, carbon steel, white, powder coat finish. For use with SCE-642424WS, SCE-642424SSWS, SCE-342424WS and SCE-342424SSWS workstations. | Stock | 437 | 453
SCE-KBS32 | Saginaw keyboard drawer, carbon steel, white, powder coat finish. For use with SCE-642432WS and SCE-642432SSWS workstations. | Stock | 437 | 453
SCE-KC101 | Saginaw enclosure key, replacement, L-handle. Package of 2. | Stock | 7.75 | 8
SCE-KLB | Saginaw keylock box, 9.38 x 3.25 x 1.88in (HxWxD). | Stock | 230 | 238
SCE-KLWN | Saginaw enclosure latch, replacement, keylocking, 1/4-turn wing knob, 1-point, die-cast zinc, chrome finish. For use with Enviroline series enclosures. (1) SCE-102804 cam and (2) SCE-K333 keys included. | Stock | 41 | 42.5
SCE-KLWNB | Saginaw enclosure latch, replacement, keylocking, 1/4-turn wing knob, 1-point, die-cast zinc, black matte finish. For use with Enviroline series enclosures. (1) SCE-102804 cam and (2) SCE-K333 keys included. | Stock | 41 | 42.5
SCE-L | Saginaw enclosure latch, replacement, keylocking, 1/4-turn, 1-point, die-cast zinc, chrome finish. For use with NEMA 1 enclosures with knockouts. (1) cam and (2) keys included. | Stock | 13.5 | 14
SCE-L9126ELJ | Saginaw wiring trough, 6 x 9 x 12in (HxDxL), NEMA 3R/4/12/13, wall mount, carbon steel, ANSI 61 gray, powder coat finish, single-door. | Stock | 194 | 203
SCE-L9126ELJLG | Saginaw wiring trough, 6 x 9 x 12in (HxDxL), NEMA 3R/4/12/13, wall mount, carbon steel, RAL 7035 light gray, powder coat finish, single-door. | Stock | 194 | 203
SCE-L9126ELJSS | Saginaw wiring trough, 6 x 9 x 12in (HxDxL), NEMA 3R/4/4X/12/13, wall mount, 304 stainless steel, #4 brush finish, single-door. | Stock | 642 | 687
SCE-L9126ELJW | Saginaw wiring trough, 6 x 9 x 12in (HxDxL), NEMA 3R/4/12/13, wall mount, carbon steel, ANSI 61 gray, powder coat finish, single-door, polycarbonate window. | Stock | 299 | 313
SCE-L9126ELJWSS | Saginaw wiring trough, 6 x 9 x 12in (HxDxL), NEMA 3R/4/4X/12/13, wall mount, 304 stainless steel, #4 brush finish, single-door, polycarbonate window. | Stock | 926 | 992
SCE-L9128ELJ | Saginaw wiring trough, 8 x 9 x 12in (HxDxL), NEMA 3R/4/12/13, wall mount, carbon steel, ANSI 61 gray, powder coat finish, single-door. | Stock | 206 | 215
SCE-L9128ELJLG | Saginaw wiring trough, 8 x 9 x 12in (HxDxL), NEMA 3R/4/12/13, wall mount, carbon steel, RAL 7035 light gray, powder coat finish, single-door. | Stock | 206 | 215
SCE-L9128ELJSS | Saginaw wiring trough, 8 x 9 x 12in (HxDxL), NEMA 3R/4/4X/12/13, wall mount, 304 stainless steel, #4 brush finish, single-door. | Stock | 680 | 729
SCE-L9128ELJW | Saginaw wiring trough, 8 x 9 x 12in (HxDxL), NEMA 3R/4/12/13, wall mount, carbon steel, ANSI 61 gray, powder coat finish, single-door, polycarbonate window. | Stock | 317 | 331
SCE-L9128ELJWSS | Saginaw wiring trough, 8 x 9 x 12in (HxDxL), NEMA 3R/4/4X/12/13, wall mount, 304 stainless steel, #4 brush finish, single-door, polycarbonate window. | Stock | 982 | 1052
SCE-L9186ELJ | Saginaw wiring trough, 6 x 9 x 18in (HxDxL), NEMA 3R/4/12/13, wall mount, carbon steel, ANSI 61 gray, powder coat finish, single-door. | Stock | 196 | 205
SCE-L9186ELJLG | Saginaw wiring trough, 6 x 9 x 18in (HxDxL), NEMA 3R/4/12/13, wall mount, carbon steel, RAL 7035 light gray, powder coat finish, single-door. | Stock | 196 | 205
SCE-L9186ELJSS | Saginaw wiring trough, 6 x 9 x 18in (HxDxL), NEMA 3R/4/4X/12/13, wall mount, 304 stainless steel, #4 brush finish, single-door. | Stock | 713 | 764
SCE-L9186ELJW | Saginaw wiring trough, 6 x 9 x 18in (HxDxL), NEMA 3R/4/12/13, wall mount, carbon steel, ANSI 61 gray, powder coat finish, single-door, polycarbonate window. | Stock | 303 | 316
SCE-L9186ELJWSS | Saginaw wiring trough, 6 x 9 x 18in (HxDxL), NEMA 3R/4/4X/12/13, wall mount, 304 stainless steel, #4 brush finish, single-door, polycarbonate window. | Stock | 936 | 1002
SCE-L9188ELJ | Saginaw wiring trough, 8 x 9 x 18in (HxDxL), NEMA 3R/4/12/13, wall mount, carbon steel, ANSI 61 gray, powder coat finish, single-door. | Stock | 208 | 217
SCE-L9188ELJLG | Saginaw wiring trough, 8 x 9 x 18in (HxDxL), NEMA 3R/4/12/13, wall mount, carbon steel, RAL 7035 light gray, powder coat finish, single-door. | Stock | 208 | 217
SCE-L9188ELJSS | Saginaw wiring trough, 8 x 9 x 18in (HxDxL), NEMA 3R/4/4X/12/13, wall mount, 304 stainless steel, #4 brush finish, single-door. | Stock | 756 | 810
SCE-L9188ELJW | Saginaw wiring trough, 8 x 9 x 18in (HxDxL), NEMA 3R/4/12/13, wall mount, carbon steel, ANSI 61 gray, powder coat finish, single-door, polycarbonate window. | Stock | 321 | 335
SCE-L9188ELJWSS | Saginaw wiring trough, 8 x 9 x 18in (HxDxL), NEMA 3R/4/4X/12/13, wall mount, 304 stainless steel, #4 brush finish, single-door, polycarbonate window. | Stock | 992 | 1062
SCE-L9246ELJ | Saginaw wiring trough, 6 x 9 x 24in (HxDxL), NEMA 3R/4/12/13, wall mount, carbon steel, ANSI 61 gray, powder coat finish, single-door. | Stock | 202 | 211
SCE-L9246ELJLG | Saginaw wiring trough, 6 x 9 x 24in (HxDxL), NEMA 3R/4/12/13, wall mount, carbon steel, RAL 7035 light gray, powder coat finish, single-door. | Stock | 202 | 211
SCE-L9246ELJSS | Saginaw wiring trough, 6 x 9 x 24in (HxDxL), NEMA 3R/4/4X/12/13, wall mount, 304 stainless steel, #4 brush finish, single-door. | Stock | 719 | 770
SCE-L9246ELJW | Saginaw wiring trough, 6 x 9 x 24in (HxDxL), NEMA 3R/4/12/13, wall mount, carbon steel, ANSI 61 gray, powder coat finish, single-door, polycarbonate window. | Stock | 330 | 344
SCE-L9246ELJWSS | Saginaw wiring trough, 6 x 9 x 24in (HxDxL), NEMA 3R/4/4X/12/13, wall mount, 304 stainless steel, #4 brush finish, single-door, polycarbonate window. | Stock | 1021 | 1093
SCE-L9248ELJ | Saginaw wiring trough, 8 x 9 x 24in (HxDxL), NEMA 3R/4/12/13, wall mount, carbon steel, ANSI 61 gray, powder coat finish, single-door. | Stock | 214 | 223
SCE-L9248ELJLG | Saginaw wiring trough, 8 x 9 x 24in (HxDxL), NEMA 3R/4/12/13, wall mount, carbon steel, RAL 7035 light gray, powder coat finish, single-door. | Stock | 214 | 223
SCE-L9248ELJSS | Saginaw wiring trough, 8 x 9 x 24in (HxDxL), NEMA 3R/4/4X/12/13, wall mount, 304 stainless steel, #4 brush finish, single-door. | Stock | 762 | 816
SCE-L9248ELJW | Saginaw wiring trough, 8 x 9 x 24in (HxDxL), NEMA 3R/4/12/13, wall mount, carbon steel, ANSI 61 gray, powder coat finish, single-door, polycarbonate window. | Stock | 350 | 365
SCE-L9248ELJWSS | Saginaw wiring trough, 8 x 9 x 24in (HxDxL), NEMA 3R/4/4X/12/13, wall mount, 304 stainless steel, #4 brush finish, single-door, polycarbonate window. | Stock | 1082 | 1159
SCE-L9306ELJ | Saginaw wiring trough, 6 x 9 x 30in (HxDxL), NEMA 3R/4/12/13, wall mount, carbon steel, ANSI 61 gray, powder coat finish, single-door. | Stock | 203 | 212
SCE-L9306ELJLG | Saginaw wiring trough, 6 x 9 x 30in (HxDxL), NEMA 3R/4/12/13, wall mount, carbon steel, RAL 7035 light gray, powder coat finish, single-door. | Stock | 203 | 212
SCE-L9306ELJSS | Saginaw wiring trough, 6 x 9 x 30in (HxDxL), NEMA 3R/4/4X/12/13, wall mount, 304 stainless steel, #4 brush finish, single-door. | Stock | 780 | 836
SCE-L9306ELJW | Saginaw wiring trough, 6 x 9 x 30in (HxDxL), NEMA 3R/4/12/13, wall mount, carbon steel, ANSI 61 gray, powder coat finish, single-door, polycarbonate window. | Stock | 333 | 348
SCE-L9306ELJWSS | Saginaw wiring trough, 6 x 9 x 30in (HxDxL), NEMA 3R/4/4X/12/13, wall mount, 304 stainless steel, #4 brush finish, single-door, polycarbonate window. | Stock | 1031 | 1104
SCE-L9308ELJ | Saginaw wiring trough, 8 x 9 x 30in (HxDxL), NEMA 3R/4/12/13, wall mount, carbon steel, ANSI 61 gray, powder coat finish, single-door. | Stock | 216 | 225
SCE-L9308ELJLG | Saginaw wiring trough, 8 x 9 x 30in (HxDxL), NEMA 3R/4/12/13, wall mount, carbon steel, RAL 7035 light gray, powder coat finish, single-door. | Stock | 216 | 225
SCE-L9308ELJSS | Saginaw wiring trough, 8 x 9 x 30in (HxDxL), NEMA 3R/4/4X/12/13, wall mount, 304 stainless steel, #4 brush finish, single-door. | Stock | 827 | 886
SCE-L9308ELJW | Saginaw wiring trough, 8 x 9 x 30in (HxDxL), NEMA 3R/4/12/13, wall mount, carbon steel, ANSI 61 gray, powder coat finish, single-door, polycarbonate window. | Stock | 353 | 369
SCE-L9308ELJWSS | Saginaw wiring trough, 8 x 9 x 30in (HxDxL), NEMA 3R/4/4X/12/13, wall mount, 304 stainless steel, #4 brush finish, single-door, polycarbonate window. | Stock | 1093 | 1170
SCE-L9366ELJ | Saginaw wiring trough, 6 x 9 x 36in (HxDxL), NEMA 3R/4/12/13, wall mount, carbon steel, ANSI 61 gray, powder coat finish, single-door. | Stock | 208 | 217
SCE-L9366ELJLG | Saginaw wiring trough, 6 x 9 x 36in (HxDxL), NEMA 3R/4/12/13, wall mount, carbon steel, RAL 7035 light gray, powder coat finish, single-door. | Stock | 208 | 217
SCE-L9366ELJSS | Saginaw wiring trough, 6 x 9 x 36in (HxDxL), NEMA 3R/4/4X/12/13, wall mount, 304 stainless steel, #4 brush finish, single-door. | Stock | 838 | 898
SCE-L9366ELJW | Saginaw wiring trough, 6 x 9 x 36in (HxDxL), NEMA 3R/4/12/13, wall mount, carbon steel, ANSI 61 gray, powder coat finish, single-door, polycarbonate window. | Stock | 336 | 351
SCE-L9366ELJWSS | Saginaw wiring trough, 6 x 9 x 36in (HxDxL), NEMA 3R/4/4X/12/13, wall mount, 304 stainless steel, #4 brush finish, single-door, polycarbonate window. | Stock | 1041 | 1116
SCE-L9368ELJ | Saginaw wiring trough, 8 x 9 x 36in (HxDxL), NEMA 3R/4/12/13, wall mount, carbon steel, ANSI 61 gray, powder coat finish, single-door. | Stock | 220 | 230
SCE-L9368ELJLG | Saginaw wiring trough, 8 x 9 x 36in (HxDxL), NEMA 3R/4/12/13, wall mount, carbon steel, RAL 7035 light gray, powder coat finish, single-door. | Stock | 220 | 230
SCE-L9368ELJSS | Saginaw wiring trough, 8 x 9 x 36in (HxDxL), NEMA 3R/4/4X/12/13, wall mount, 304 stainless steel, #4 brush finish, single-door. | Stock | 888 | 951
SCE-L9368ELJW | Saginaw wiring trough, 8 x 9 x 36in (HxDxL), NEMA 3R/4/12/13, wall mount, carbon steel, ANSI 61 gray, powder coat finish, single-door, polycarbonate window. | Stock | 357 | 372
SCE-L9368ELJWSS | Saginaw wiring trough, 8 x 9 x 36in (HxDxL), NEMA 3R/4/4X/12/13, wall mount, 304 stainless steel, #4 brush finish, single-door, polycarbonate window. | Stock | 1104 | 1182
SCE-L9N126LP | Saginaw wiring trough, 6 x 9 x 12in (HxDxL), NEMA 1, wall mount, carbon steel, ANSI 61 gray, powder coat finish, single-door. | Stock | 180 | 188
SCE-L9N128LP | Saginaw wiring trough, 8 x 9 x 12in (HxDxL), NEMA 1, wall mount, carbon steel, ANSI 61 gray, powder coat finish, single-door. | Stock | 191 | 200
SCE-L9N186LP | Saginaw wiring trough, 6 x 9 x 18in (HxDxL), NEMA 1, wall mount, carbon steel, ANSI 61 gray, powder coat finish, single-door. | Stock | 182 | 190
SCE-L9N188LP | Saginaw wiring trough, 8 x 9 x 18in (HxDxL), NEMA 1, wall mount, carbon steel, ANSI 61 gray, powder coat finish, single-door. | Stock | 193 | 201
SCE-L9N246LP | Saginaw wiring trough, 6 x 9 x 24in (HxDxL), NEMA 1, wall mount, carbon steel, ANSI 61 gray, powder coat finish, single-door. | Stock | 188 | 196
SCE-L9N248LP | Saginaw wiring trough, 8 x 9 x 24in (HxDxL), NEMA 1, wall mount, carbon steel, ANSI 61 gray, powder coat finish, single-door. | Stock | 198 | 207
SCE-L9N306LP | Saginaw wiring trough, 6 x 9 x 30in (HxDxL), NEMA 1, wall mount, carbon steel, ANSI 61 gray, powder coat finish, single-door. | Stock | 189 | 197
SCE-L9N308LP | Saginaw wiring trough, 8 x 9 x 30in (HxDxL), NEMA 1, wall mount, carbon steel, ANSI 61 gray, powder coat finish, single-door. | Stock | 199 | 208
SCE-L9N366LP | Saginaw wiring trough, 6 x 9 x 36in (HxDxL), NEMA 1, wall mount, carbon steel, ANSI 61 gray, powder coat finish, single-door. | Stock | 191 | 200
SCE-L9N368LP | Saginaw wiring trough, 8 x 9 x 36in (HxDxL), NEMA 1, wall mount, carbon steel, ANSI 61 gray, powder coat finish, single-door. | Stock | 193 | 201
SCE-LLB5 | Saginaw bolt-on lifting lugs, carbon steel, zinc plated finish. (2) lifting lugs and mounting hardware included. | Stock | 31 | 32.5
SCE-LLB5-25 | Saginaw bolt-on lifting lugs, carbon steel, zinc plated finish. Package of 25. (2) lifting lugs and mounting hardware included. | Stock | 594 | 617
SCE-LLB5SS | Saginaw bolt-on lifting lugs, 316 stainless steel, #4 brush finish. (2) lifting lugs and mounting hardware included. | Stock | 46.5 | 48.5
SCE-LLB7 | Saginaw bolt-on lifting lugs, carbon steel, white, powder coat finish. (2) lifting lugs and mounting hardware included. | Stock | 35.5 | 37
SCE-LPCLAMP | Saginaw screw clamp, replacement, die-cast zinc and stainless steel, chrome finish. Package of 2. For use with SCE-xxxxxLP enclosures. | Stock | 20.5 | 21
SCE-LPCLAMPSS | Saginaw screw clamp, replacement, stainless steel. Package of 2. For use with SCE-xxxxxLP enclosures. | Stock | 25.5 | 26.5
SCE-LPD2 | Saginaw leveling pad, zinc-plated steel with a plastic base. Package of 4. 3/8 - 16 threads, 2 in height. | Stock | 43.5 | 45.5
SCE-LPQR | Saginaw quick-release clamp assembly, replacement, die-cast zinc, black matte finish. For use with SCE-xxxxxLP enclosures. | Stock | 9.5 | 9.75
SCE-MDV | Saginaw mechanical defeater, prevents the disconnect from being switched on until the master door is closed and latched. For use with V-style disconnects and most standard disconnect enclosures. | from vendor up to 0 business day | 47 | 48.5
SCE-MDV400 | Saginaw mechanical defeater, prevents the disconnect from being switched on until the master door is closed and latched. For use with 400A V-style disconnects and most standard disconnect enclosures. | from vendor up to 0 business day | 52 | 54
SCE-MINQ | Saginaw enclosure latch, replacement, slotted, miniature 1/4-turn, 1-point, die-cast zinc, chrome finish. For use with Enviroline Junction series enclosures and deep-hinged doors. (1) SCE-105419 cam included. | Stock | 11.75 | 12
SCE-MINQ6MS | Saginaw enclosure latch, replacement, 6mm square, miniature 1/4-turn, 1-point, die-cast zinc, black matte finish. For use with Enviroline Junction series enclosures and deep-hinged doors. (1) 6mm square key included. | Stock | 40 | 41.5
SCE-MINQB | Saginaw enclosure latch, replacement, slotted, miniature 1/4-turn, 1-point, die-cast zinc, black matte finish. For use with Enviroline Junction series enclosures and deep-hinged doors. (1) SCE-105419 cam included. | Stock | 11.75 | 12
SCE-MINQK | Saginaw enclosure latch, replacement, keylocking, miniature 1/4-turn, 1-point, die-cast zinc, chrome finish. For use with Enviroline Junction series enclosures and deep-hinged doors. (1) SCE-2233X key included. | Stock | 18.25 | 19
SCE-MINQKLB | Saginaw enclosure latch, replacement, keylocking, miniature 1/4-turn lever knob, 1-point, die-cast zinc, black matte finish. For use with Enviroline Junction series enclosures and deep-hinged doors. (1) SCE-2233X key included. | Stock | 58 | 60
SCE-MINQLB | Saginaw enclosure latch, replacement, miniature 1/4-turn lever knob, 1-point, die-cast zinc, black matte finish. For use with Enviroline Junction series enclosures and deep-hinged doors. Requires SCE-105419 or SCE-112984 cam. | Stock | 33.5 | 34.5
SCE-MINQLB-25 | Saginaw enclosure latch, replacement, miniature 1/4-turn lever knob, 1-point, die-cast zinc, black matte finish. Package of 25. For use with Enviroline Junction series enclosures and deep-hinged doors. Requires SCE-105419 or SCE-112984 cam. | Stock | 741 | 770
SCE-MINQPL | Saginaw padlock bracket, stainless steel. For use with SCE-MINxxxx miniature 1/4-turn latches. | Stock | 10 | 10.25
SCE-MINQSS | Saginaw enclosure latch, replacement, slotted, miniature 1/4-turn, 1-point, stainless steel. For use with Enviroline Junction series enclosures and deep-hinged doors. (1) SCE-105419 cam included. | Stock | 27.5 | 28.5
SCE-MST10 | Saginaw mounting flanges, carbon steel, ANSI 61 gray, powder coat finish. For use with 10 in wide NEMA 3R enclosures. (2) mounting flanges and mounting hardware included. | Stock | 23.5 | 24.5
SCE-MST12 | Saginaw mounting flanges, carbon steel, ANSI 61 gray, powder coat finish. For use with 12 in wide NEMA 3R enclosures. (2) mounting flanges and mounting hardware included. | Stock | 25 | 26
SCE-MST16 | Saginaw mounting flanges, carbon steel, ANSI 61 gray, powder coat finish. For use with 16 in wide NEMA 3R enclosures. (2) mounting flanges and mounting hardware included. | Stock | 27.5 | 28.5
SCE-MST20 | Saginaw mounting flanges, carbon steel, ANSI 61 gray, powder coat finish. For use with 20 in wide NEMA 3R enclosures. (2) mounting flanges and mounting hardware included. | Stock | 30 | 31
SCE-MST24 | Saginaw mounting flanges, carbon steel, ANSI 61 gray, powder coat finish. For use with 24 in wide NEMA 3R enclosures. (2) mounting flanges and mounting hardware included. | Stock | 32.5 | 33.5
SCE-MST4 | Saginaw mounting flanges, carbon steel, ANSI 61 gray, powder coat finish. For use with 4 in wide NEMA 3R enclosures. (2) mounting flanges and mounting hardware included. | Stock | 20 | 20.5
SCE-MST6 | Saginaw mounting flanges, carbon steel, ANSI 61 gray, powder coat finish. For use with 6 in wide NEMA 3R enclosures. (2) mounting flanges and mounting hardware included. | Stock | 21 | 22
SCE-MST8 | Saginaw mounting flanges, carbon steel, ANSI 61 gray, powder coat finish. For use with 8 in wide NEMA 3R enclosures. (2) mounting flanges and mounting hardware included. | Stock | 22.5 | 23.5
SCE-N3RMFK4 | Saginaw mounting feet, carbon steel, ANSI 61 gray, powder coat finish. For use with NEMA 3R wall-mount enclosures. (4) mounting feet and mounting hardware included. | Stock | 30.5 | 31.5
SCE-NADFK | Saginaw swing panel mounting kit, carbon steel, zinc plated finish. For use with NEMA 4 or 12 LP wall-mount enclosures 12 x 12in (HxW) to 30in (H). Includes (2) hinges, (2) brackets, and mounting hardware. | Stock | 52 | 54
SCE-NADFK-3 | Saginaw swing panel mounting kit, carbon steel, zinc plated finish. For use with NEMA 4 or 12 LP wall-mount enclosures over 30in (H). Includes (2) hinges, (2) brackets, and mounting hardware. | Stock | 66 | 68
SCE-NADFKSS | Saginaw swing panel mounting kit, 304 stainless steel. For use with NEMA 4 or 12 LP wall-mount enclosures larger than 12 x 12in (HxW). Includes (2) hinges, (2) brackets, and mounting hardware. | Stock | 186 | 193
SCE-NLTH | Saginaw enclosure latch, replacement, 1/4-turn tee handle, 1-point, die-cast zinc, chrome finish. For use with Enviroline series enclosures. (1) SCE-102804 cam included. | Stock | 29 | 30
SCE-NMST10 | Saginaw mounting flanges, carbon steel, ANSI 61 gray, powder coat finish. For use with 10 in wide NEMA 1 enclosures. (2) mounting flanges and mounting hardware included. | Stock | 21 | 22
SCE-NMST12 | Saginaw mounting flanges, carbon steel, ANSI 61 gray, powder coat finish. For use with 12 in wide NEMA 1 enclosures. (2) mounting flanges and mounting hardware included. | Stock | 22.5 | 23.5
SCE-NMST16 | Saginaw mounting flanges, carbon steel, ANSI 61 gray, powder coat finish. For use with 16 in wide NEMA 1 enclosures. (2) mounting flanges and mounting hardware included. | Stock | 25 | 26
SCE-NMST20 | Saginaw mounting flanges, carbon steel, ANSI 61 gray, powder coat finish. For use with 20 in wide NEMA 1 enclosures. (2) mounting flanges and mounting hardware included. | Stock | 27.5 | 28.5
SCE-NMST24 | Saginaw mounting flanges, carbon steel, ANSI 61 gray, powder coat finish. For use with 24 in wide NEMA 1 enclosures. (2) mounting flanges and mounting hardware included. | Stock | 30 | 31
SCE-NMST6 | Saginaw mounting flanges, carbon steel, ANSI 61 gray, powder coat finish. For use with 6 in wide NEMA 1 enclosures. (2) mounting flanges and mounting hardware included. | Stock | 18.75 | 19.5
SCE-NMST8 | Saginaw mounting flanges, carbon steel, ANSI 61 gray, powder coat finish. For use with 8 in wide NEMA 1 enclosures. (2) mounting flanges and mounting hardware included. | Stock | 20 | 20.5
SCE-OCL12 | Saginaw orange caution label, 12.00 x 12.00 (HxW), vinyl. Package of 5. | Stock | 41 | 42.5
SCE-OCL24 | Saginaw orange caution label, 24.00 x 24.00 (HxW), vinyl. Package of 5. | Stock | 114 | 118
SCE-P2424SSWS | Saginaw workstation plinth, 4in height, 304 stainless steel, #4 brush finish. For use with SCE-642424SSWS and SCE-342424SSWS workstation enclosures. Field assembly required. | Stock | 604 | 627
SCE-P2424WS | Saginaw workstation plinth, 4in height, carbon steel, black, powder coat finish. For use with SCE-642424WS and SCE-342424WS workstation enclosures. Field assembly required. | Stock | 199 | 207
SCE-P2432SSWS | Saginaw workstation plinth, 4in height, 304 stainless steel, #4 brush finish. For use with SCE-642432SSWS workstation enclosures. Field assembly required. | Stock | 690 | 716
SCE-P2432WS | Saginaw workstation plinth, 4in height, carbon steel, black, powder coat finish. For use with SCE-642432WS workstation enclosures. Field assembly required. | Stock | 232 | 241
SCE-P2626SSWS | Saginaw workstation plinth, 4in height, 304 stainless steel, #4 brush finish. For use with SCE-66ST2626SSWS workstation enclosures. Field assembly required. | Stock | 647 | 672
SCE-P2626WS | Saginaw workstation plinth, 4in height, carbon steel, black, powder coat finish. For use with SCE-66ST2626WS workstation enclosures. Field assembly required. | Stock | 216 | 224
SCE-PCH5 | Saginaw latch handle, replacement, 5in, padlocking, 1/4-turn coin-proof, die-cast zinc, black matte finish. For use with Saginaw enclosures with 3-point door hardware. Requires SCE-ARK36 door rod kit or SCE-3PTSMC cam. | Stock | 102 | 106
SCE-PCH5-7SC | Saginaw latch handle, replacement, 5in, 7mm square, 1/4-turn, die-cast zinc, black matte finish. For use with Saginaw enclosures with 3-point door hardware. (1) SCE-101695 key included. Requires SCE-ARK36 door rod kit or SCE-3PTSMC cam. | Stock | 102 | 106
SCE-PCH5SS | Saginaw latch handle, 5in, coinproof/padlocking, 1/4-turn, stainless steel. For use with Saginaw enclosures with 3-point door hardware. Requires SCE-ARK36 or SCE-103370 door rod kit or SCE-3PTSMC cam. | Stock | 137 | 143
SCE-PCH7 | Saginaw latch handle, replacement, 7in, coinproof/padlocking, 1/4-turn, die-cast zinc, black matte finish. For use with Saginaw enclosures with 3-point door hardware. Requires SCE-ARK36 door rod kit or SCE-102237 cam. | Stock | 116 | 121
SCE-PCH7-7SC | Saginaw latch handle, replacement, 7in, 7mm square, 1/4-turn, die-cast zinc, black matte finish. For use with Saginaw enclosures with 3-point door hardware. (1) SCE-101695 key included. Requires SCE-ARK36 door rod kit or SCE-102237 cam. | Stock | 116 | 121
SCE-PE22 | Saginaw straight pedestal column, carbon steel, 21.38 x 8.00 x 8.00in, RAL 7035 light gray, powder coat finish. For use with SCE-3424WS workstations. Flange gaskets, box connector and mounting hardware included. | Stock | 451 | 469
SCE-PE22SS | Saginaw straight pedestal column, 304 stainless steel, 21.38 x 8.00 x 8.00in, #4 brush finish. For use with SCE-3424SSWS workstations. Flange gaskets, box connector and mounting hardware included. | Stock | 1127 | 1172
SCE-PEN05 | Saginaw touch-up paint, 0.3 ounce pen, white. | Stock | 12.25 | 12.75
SCE-PEN09 | Saginaw touch-up paint, 0.3 ounce pen, ANSI 61 gray. | Stock | 12.25 | 12.75
SCE-PEN7035 | Saginaw touch-up paint, 0.3 ounce pen, RAL 7035 light gray. | Stock | 12.25 | 12.75
SCE-PH5 | Saginaw latch handle, replacement, 5in, padlocking, 1/4-turn, die-cast zinc, black matte finish. For use with Saginaw enclosures with 3-point door hardware. Requires SCE-ARK36 door rod kit or SCE-3PTSMC cam. | Stock | 102 | 106
SCE-PH5SS | Saginaw latch handle, 5in, padlocking, 1/4-turn, stainless steel. For use with Saginaw enclosures with 3-point door hardware. Requires SCE-ARK36 or SCE-103370 door rod kit or SCE-3PTSMC cam. | Stock | 126 | 131
SCE-PH7 | Saginaw latch handle, replacement, 7in, padlocking, 1/4-turn, die-cast zinc, black matte finish. For use with Saginaw enclosures with 3-point door hardware. Requires SCE-ARK36 door rod kit or SCE-102237 cam. | Stock | 116 | 121
SCE-PKH5 | Saginaw latch handle, replacement, 5in, keylocking/padlocking, 1/4-turn, die-cast zinc, black matte finish. For use with Saginaw enclosures with 3-point door hardware. (2) SCE-KC101 keys included. Requires SCE-ARK36 door rod kit or SCE-3PTSMC cam. | Stock | 102 | 106
SCE-PKH5SS | Saginaw latch handle, replacement, 5in, keylocking/padlocking, 1/4-turn, stainless steel. For use with Saginaw enclosures with 3-point door hardware. (2) SCE-KC101 keys included. Requires SCE-ARK36 or SCE-103370 door rod kit or SCE-3PTSMC cam. | Stock | 134 | 140
SCE-PKH7 | Saginaw latch handle, replacement, 7in, keylocking/padlocking, 1/4-turn, die-cast zinc, black matte finish. For use with Saginaw enclosures with 3-point door hardware. (2) SCE-KC101 keys included. Requires SCE-ARK36 door rod kit or SCE-102237 cam. | Stock | 116 | 121
SCE-PLHG | Saginaw enclosure latch, slotted, 1/4-turn with padlock housing, 1-point, die-cast zinc, black matte finish. For use with Enviroline series enclosures. (1) SCE-102804 cam included. | Stock | 20.5 | 21
SCE-PLKJIC | Saginaw junction box padlock kit, plated steel. For use with SCE-xxxxxCHNF enclosures. Mounting hardware included. | Stock | 11.75 | 12
SCE-PLWKB | Saginaw enclosure latch, replacement, padlocking, 1/4-turn wing knob, 1-point, die-cast zinc, black matte finish. For use with Enviroline series enclosures. (1) SCE-102804 cam included. | Stock | 23.5 | 24
SCE-PLWKB-50 | Saginaw enclosure latch, replacement, padlocking, 1/4-turn wing knob, 1-point, die-cast zinc, black matte finish. Package of 50. For use with Enviroline series enclosures. (1) SCE-102804 cam included. | Stock | 845 | 878
SCE-PLWKSS | Saginaw enclosure latch, replacement, padlocking, 1/4-turn wing knob, 1-point, stainless steel. For use with Enviroline series enclosures. (1) SCE-102804 cam included. | Stock | 64 | 67
SCE-PP101201 | Saginaw enclosure print pocket, 10 x 11.5 x 1in. | Stock | 29 | 30
SCE-PP101203 | Saginaw enclosure print pocket, 10 x 11.5 x 3in. | Stock | 32 | 33
SCE-PP1212 | Saginaw enclosure print pocket, 12 x 11.7 x 1.6in. | Stock | 44.5 | 46
SCE-PP7701 | Saginaw enclosure print pocket, 8 x 6.5 x 1in. | Stock | 26 | 27
SCE-PS1032CN | Saginaw channel nut, #10-32 UNF. Package of 20. | Stock | 42 | 44
SCE-PS1420CN | Saginaw channel nut, 1/4-20 UNC. Package of 20. | Stock | 49.5 | 51
SCE-PS3816CN | Saginaw channel nut, 3/8-16 UNC. Package of 20. | Stock | 49.5 | 51
SCE-PSK24 | Saginaw enclosure panel support, 21in length, carbon steel, horizontal mount, white, powder coat finish. Package of 2. Mounting hardware included. | Stock | 74 | 77
SCE-PSK32 | Saginaw enclosure panel support, 29.2in length, carbon steel, horizontal mount, white, powder coat finish. Package of 2. Mounting hardware included. | Stock | 79 | 82
SCE-PWK138NF | Saginaw enclosure window, 13.25 x 8.25in window, UV-resistant polycarbonate, carbon steel, ANSI 61 gray, powder coat finish, oil-resistant gasket. For use with NEMA 4 enclosures. Mounting hardware included. | Stock | 178 | 184
SCE-PWK138NFSS | Saginaw enclosure window, 13.25 x 8.25in window, UV-resistant polycarbonate, 304 stainless steel, #4 brush finish, oil-resistant gasket. For use with NEMA 4X enclosures. Mounting hardware included. | Stock | 268 | 278
SCE-PWK1711NF | Saginaw enclosure window, 17.25 x 11.25in window, UV-resistant polycarbonate, carbon steel, ANSI 61 gray, powder coat finish, oil-resistant gasket. For use with NEMA 4 enclosures. Mounting hardware included. | Stock | 244 | 254
SCE-PWK1711NFSS | Saginaw enclosure window, 17.25 x 11.25in window, UV-resistant polycarbonate, 304 stainless steel, #4 brush finish, oil-resistant gasket. For use with NEMA 4X enclosures. Mounting hardware included. | Stock | 352 | 366
SCE-PWK2315NF | Saginaw enclosure window, 23.25 x 15.25in window, UV-resistant polycarbonate, carbon steel, ANSI 61 gray, powder coat finish, oil-resistant gasket. For use with NEMA 4 enclosures. Mounting hardware included. | Stock | 301 | 313
SCE-PWK2315NFSS | Saginaw enclosure window, 23.25 x 15.25in window, UV-resistant polycarbonate, 304 stainless steel, #4 brush finish, oil-resistant gasket. For use with NEMA 4X enclosures. Mounting hardware included. | Stock | 455 | 473
SCE-PWK2919NF | Saginaw enclosure window, 29.25 x 19.25in window, UV-resistant polycarbonate, carbon steel, ANSI 61 gray, powder coat finish, oil-resistant gasket. For use with NEMA 4 enclosures. Mounting hardware included. | Stock | 448 | 465
SCE-PWK2919NFSS | Saginaw enclosure window, 29.25 x 19.25in window, UV-resistant polycarbonate, 304 stainless steel, #4 brush finish, oil-resistant gasket. For use with NEMA 4X enclosures. Mounting hardware included. | Stock | 675 | 701
SCE-PWK53NF | Saginaw enclosure window, 5.25 x 3.25in window, UV-resistant polycarbonate, carbon steel, ANSI 61 gray, powder coat finish, oil-resistant gasket. For use with NEMA 4 enclosures. Mounting hardware included. | Stock | 116 | 121
SCE-PWK53NFSS | Saginaw enclosure window, 5.25 x 3.25in window, UV-resistant polycarbonate, 304 stainless steel, #4 brush finish, oil-resistant gasket. For use with NEMA 4X enclosures. Mounting hardware included. | Stock | 175 | 181
SCE-PWK63NF | Saginaw enclosure window, 6.55 x 2.85in window, UV-resistant polycarbonate, carbon steel, ANSI 61 gray, powder coat finish, oil-resistant gasket. For use with NEMA 4 enclosures. Mounting hardware included. | Stock | 128 | 133
SCE-PWK95NF | Saginaw enclosure window, 9.25 x 5.75in window, UV-resistant polycarbonate, carbon steel, ANSI 61 gray, powder coat finish, oil-resistant gasket. For use with NEMA 4 enclosures. Mounting hardware included. | Stock | 140 | 145
SCE-PWK95NFSS | Saginaw enclosure window, 9.25 x 5.75in window, UV-resistant polycarbonate, 304 stainless steel, #4 brush finish, oil-resistant gasket. For use with NEMA 4X enclosures. Mounting hardware included. | Stock | 211 | 219
SCE-QRCH | Saginaw quick-release clamp assembly, replacement, die-cast zinc, black matte finish. For use with SCE-xxxxxCHNF enclosures. | Stock | 9 | 9.25
SCE-SB18 | Saginaw rack equipment support bracket, carbon steel, white, powder coat finish. For use with SCE-xxRAxxTH channels. Mounting hardware included. | from vendor up to 0 business day | 55 | 57
SCE-SCP | Saginaw sanitary captive screw, replacement, #10-32 UNF x 1.250in, flanged hex head, 316 stainless steel. Package of 4. For use with Saginaw SCE-xxKJxxxxSSST sanitary enclosures. Silicone retainer and blue silicone O-ring included. | Stock | 48 | 49.5
SCE-SK123644 | Saginaw skirt kit, 11.94 x 35.75in, carbon steel, ANSI 61 gray, powder coat finish. For use with 36-44in wide floor-mount enclosures on 12in floor stands. | Stock | 209 | 216
SCE-SK123644SS | Saginaw skirt kit, 11.94 x 35.75in, 304 stainless steel, #4 brush finish. For use with 36-44in wide floor-mount enclosures on 12in floor stands. | Stock | 390 | 404
SCE-SK124856 | Saginaw skirt kit, 11.94 x 47.75in, carbon steel, ANSI 61 gray, powder coat finish. For use with 48-56in wide floor-mount enclosures on 12in floor stands. | Stock | 249 | 259
SCE-SK124856SS | Saginaw skirt kit, 11.94 x 47.75in, 304 stainless steel, #4 brush finish. For use with 48-56in wide floor-mount enclosures on 12in floor stands. | Stock | 491 | 510
SCE-SK126068 | Saginaw skirt kit, 11.94 x 59.75in, carbon steel, ANSI 61 gray, powder coat finish. For use with 60-68in wide floor-mount enclosures on 12in floor stands. | Stock | 290 | 301
SCE-SK126068SS | Saginaw skirt kit, 11.94 x 59.75in, 304 stainless steel, #4 brush finish. For use with 60-68in wide floor-mount enclosures on 12in floor stands. | Stock | 592 | 615
SCE-SK127280 | Saginaw skirt kit, 11.94 x 71.75in, carbon steel, ANSI 61 gray, powder coat finish. For use with 72-80in wide floor-mount enclosures on 12in floor stands. | Stock | 330 | 343
SCE-SK127280SS | Saginaw skirt kit, 11.94 x 71.75in, 304 stainless steel, #4 brush finish. For use with 72-80in wide floor-mount enclosures on 12in floor stands. | Stock | 693 | 720
SCE-SK153644 | Saginaw skirt kit, 14.94 x 35.75in, carbon steel, ANSI 61 gray, powder coat finish. For use with 36-44in wide floor-mount enclosures on 15in floor stands. | Stock | 239 | 248
SCE-SK153644SS | Saginaw skirt kit, 14.94 x 35.75in, 304 stainless steel, #4 brush finish. For use with 36-44in wide floor-mount enclosures on 15in floor stands. | Stock | 465 | 483
SCE-SK154856 | Saginaw skirt kit, 14.94 x 47.75in, carbon steel, ANSI 61 gray, powder coat finish. For use with 48-56in wide floor-mount enclosures on 15in floor stands. | Stock | 289 | 300
SCE-SK154856SS | Saginaw skirt kit, 14.94 x 47.75in, 304 stainless steel, #4 brush finish. For use with 48-56in wide floor-mount enclosures on 15in floor stands. | Stock | 592 | 614
SCE-SK156068 | Saginaw skirt kit, 14.94 x 59.75in, carbon steel, ANSI 61 gray, powder coat finish. For use with 60-68in wide floor-mount enclosures on 15in floor stands. | Stock | 340 | 353
SCE-SK156068SS | Saginaw skirt kit, 14.94 x 59.75in, 304 stainless steel, #4 brush finish. For use with 60-68in wide floor-mount enclosures on 15in floor stands. | Stock | 718 | 745
SCE-SK157280 | Saginaw skirt kit, 14.94 x 71.75in, carbon steel, ANSI 61 gray, powder coat finish. For use with 72-80in wide floor-mount enclosures on 15in floor stands. | Stock | 391 | 405
SCE-SK157280SS | Saginaw skirt kit, 14.94 x 71.75in, 304 stainless steel, #4 brush finish. For use with 72-80in wide floor-mount enclosures on 15in floor stands. | Stock | 903 | 938
SCE-SKL123644 | Saginaw skirt kit, 11.94 x 35.75in, carbon steel, ANSI 61 gray, powder coat finish, vented. For use with 36-44in wide floor-mount enclosures on 12in floor stands. | Stock | 267 | 277
SCE-SKL123644SS | Saginaw skirt kit, 11.94 x 35.75in, 304 stainless steel, #4 brush finish, vented. For use with 36-44in wide floor-mount enclosures on 12in floor stands. | Stock | 448 | 465
SCE-SKL124856 | Saginaw skirt kit, 11.94 x 47.75in, carbon steel, ANSI 61 gray, powder coat finish, vented. For use with 48-56in wide floor-mount enclosures on 12in floor stands. | Stock | 308 | 319
SCE-SKL124856SS | Saginaw skirt kit, 11.94 x 47.75in, 304 stainless steel, #4 brush finish, vented. For use with 48-56in wide floor-mount enclosures on 12in floor stands. | Stock | 549 | 570
SCE-SKL126068 | Saginaw skirt kit, 11.94 x 59.75in, carbon steel, ANSI 61 gray, powder coat finish, vented. For use with 60-68in wide floor-mount enclosures on 12in floor stands. | Stock | 348 | 361
SCE-SKL126068SS | Saginaw skirt kit, 11.94 x 59.75in, 304 stainless steel, #4 brush finish, vented. For use with 60-68in wide floor-mount enclosures on 12in floor stands. | Stock | 651 | 675
SCE-SKL127280 | Saginaw skirt kit, 11.94 x 71.75in, carbon steel, ANSI 61 gray, powder coat finish, vented. For use with 72-80in wide floor-mount enclosures on 12in floor stands. | Stock | 389 | 403
SCE-SKL127280SS | Saginaw skirt kit, 11.94 x 71.75in, 304 stainless steel, #4 brush finish, vented. For use with 72-80in wide floor-mount enclosures on 12in floor stands. | Stock | 752 | 781
SCE-SKL153644 | Saginaw skirt kit, 14.94 x 35.75in, carbon steel, ANSI 61 gray, powder coat finish, vented. For use with 36-44in wide floor-mount enclosures on 15in floor stands. | Stock | 297 | 309
SCE-SKL153644SS | Saginaw skirt kit, 14.94 x 35.75in, 304 stainless steel, #4 brush finish, vented. For use with 36-44in wide floor-mount enclosures on 15in floor stands. | Stock | 524 | 543
SCE-SKL154856 | Saginaw skirt kit, 14.94 x 47.75in, carbon steel, ANSI 61 gray, powder coat finish, vented. For use with 48-56in wide floor-mount enclosures on 15in floor stands. | Stock | 348 | 361
SCE-SKL154856SS | Saginaw skirt kit, 14.94 x 47.75in, 304 stainless steel, #4 brush finish, vented. For use with 48-56in wide floor-mount enclosures on 15in floor stands. | Stock | 650 | 675
SCE-SKL156068 | Saginaw skirt kit, 14.94 x 59.75in, carbon steel, ANSI 61 gray, powder coat finish, vented. For use with 60-68in wide floor-mount enclosures on 15in floor stands. | Stock | 399 | 414
SCE-SKL156068SS | Saginaw skirt kit, 14.94 x 59.75in, 304 stainless steel, #4 brush finish, vented. For use with 60-68in wide floor-mount enclosures on 15in floor stands. | Stock | 777 | 806
SCE-SKL157280 | Saginaw skirt kit, 14.94 x 71.75in, carbon steel, ANSI 61 gray, powder coat finish, vented. For use with 72-80in wide floor-mount enclosures on 15in floor stands. | Stock | 449 | 466
SCE-SKL157280SS | Saginaw skirt kit, 14.94 x 71.75in, 304 stainless steel, #4 brush finish, vented. For use with 72-80in wide floor-mount enclosures on 15in floor stands. | Stock | 903 | 938
SCE-SLT | Saginaw conductive tape, 3mil x 1in x 50ft, copper foil. | Stock | 169 | 175
SCE-SSQT | Saginaw enclosure latch, replacement, 1/4-turn sanitary, 1-point, stainless steel. For use with Enviroline series enclosures. (1) SCE-102804 cam and (1) key included. | Stock | 149 | 155
SCE-STMMK | Saginaw monitor mounting kit, carbon steel, black, powder coat finish. For use with SCE-642424WS, SCE-642424SSWS,SCE-642432WS, SCE-642432SSWS, SCE-66ST2626WS and SCE-66ST2626SSWS workstations. | Stock | 62 | 65
SCE-STWBTD | Saginaw workstation door, carbon steel, white. For use with SCE-66ST2626WS workstations. | Stock | 192 | 200
SCE-STWSPL | Saginaw pencil lip, carbon steel, white, powder coat finish. For use with SCE-66ST2626WS workstations. | Stock | 40.5 | 42.5
SCE-STWSPLSS | Saginaw pencil lip, 304 stainless steel, #4 brush finish. For use with SCE-66ST2626SSWS workstations. | Stock | 141 | 146
SCE-STWSSBTD | Saginaw workstation door, 304 stainless steel. For use with SCE-66ST2626SSWS workstations. | Stock | 571 | 593
SCE-TU05 | Saginaw touch-up paint, 12 ounce spray, white. | Stock | 53 | 55
SCE-TU09 | Saginaw touch-up paint, 12 ounce spray, ANSI 61 gray. | Stock | 53 | 55
SCE-TURAL7035 | Saginaw touch-up paint, 12 ounce spray, RAL 7035 light gray. | Stock | 53 | 55
SCE-UHK13 | Saginaw pull handle, 13in, carbon steel, black. Mounting hardware included. | Stock | 46.5 | 48.5
SCE-VRMS24 | Saginaw mounting flanges, carbon steel, white, powder coat finish. For use with 24 in wide NEMA 3R vented enclosures. (2) mounting flanges and mounting hardware included. | Stock | 50 | 52
SCE-VRMS36 | Saginaw mounting flanges, carbon steel, white, powder coat finish. For use with 36 in wide NEMA 3R vented enclosures. (2) mounting flanges and mounting hardware included. | Stock | 62 | 65
SCE-WMS1SS | Saginaw wall-mount standoff, 1in length, 304 stainless steel. Package of 4. Silicone seals included. | Stock | 125 | 130
SCE-WMS2SS | Saginaw wall-mount standoff, 2in length, 304 stainless steel. Package of 4. Silicone seals included. | Stock | 135 | 140
SCE-WMS3SS | Saginaw wall-mount standoff, 3in length, 304 stainless steel. Package of 4. Silicone seals included. | Stock | 154 | 160
SCE-WMS4SS | Saginaw wall-mount standoff, 4in length, 304 stainless steel. Package of 4. Silicone seals included. | Stock | 185 | 192
SCE-WSBTD | Saginaw workstation door, carbon steel, RAL 7035 light gray. For use with SCE-642424WS, SCE-642432WS and SCE-342424WS workstations. | Stock | 306 | 318
SCE-WSCC | Saginaw control compartment, carbon steel, RAL 7035 light gray, powder coat finish. For use with SCE-642424WS, SCE-642432WS and SCE-342424WS workstations. | Stock | 354 | 368
SCE-WSCCSS | Saginaw control compartment, 304 stainless steel, #4 brush finish. For use with SCE-642424SSWS, SCE-642432SSWS and SCE-342424SSWS workstations. | Stock | 821 | 854
SCE-WSSBTD | Saginaw workstation door, 304 stainless steel. For use with SCE-642424SSWS, SCE-642432SSWS and SCE-342424SSWS workstations. | Stock | 451 | 469
SCE-XMAIMF16 | Saginaw mounting feet, carbon steel, ANSI 61 gray, powder coat finish. For use with 16in (D) freestanding enclosures. (2) angle iron mounting feet and mounting hardware included. | Stock | 41.5 | 43
SCE-XMAIMF18 | Saginaw mounting feet, carbon steel, ANSI 61 gray, powder coat finish. For use with 18in (D) freestanding enclosures. (2) angle iron mounting feet and mounting hardware included. | Stock | 45 | 46.5
SCE-XMAIMF20 | Saginaw mounting feet, carbon steel, ANSI 61 gray, powder coat finish. For use with 20in (D) freestanding enclosures. (2) angle iron mounting feet and mounting hardware included. | Stock | 50 | 52
SCE-XMAIMF24 | Saginaw mounting feet, carbon steel, ANSI 61 gray, powder coat finish. For use with 24in (D) freestanding enclosures. (2) angle iron mounting feet and mounting hardware included. | Stock | 60 | 62
SCGM4-50 | Hammond ground screw, replacement, M4 x 0.7mm x 25mm, Phillips pan head, copper. Package of 50. | Stock | 16 | 16.25
SCK407 | Quadritalia closed-end mounting channel, 302mm length, galvanized steel. For use with 400mm width/depth enclosures. | Stock | 10 | 13.5
SCK607 | Quadritalia closed-end mounting channel, 502mm length, galvanized steel. For use with 600mm width/depth enclosures. | Stock | 12 | 16
SCK807 | Quadritalia closed-end mounting channel, 702mm length, galvanized steel. For use with 800mm width/depth enclosures. | Stock | 13 | 17.5
SCKA07 | Quadritalia closed-end mounting channel, 902mm length, galvanized steel. For use with 1000mm width/depth enclosures. | Stock | 16.5 | 22.5
SCKC07 | Quadritalia closed-end mounting channel, 1102mm length, galvanized steel. For use with 1200mm width enclosures. | Stock | 19.75 | 26.5
SCM2K40W02 | Comepi safety switch, tongue (key) interlock, 90-degree adjustable head, (2) N.C. safety output(s), 63 x 108 x 43mm, die-cast aluminum body, plastic head. | Stock | 28 | 29
SCM2K40W03 | Comepi safety switch, tongue (key) interlock, 90-degree adjustable head, (3) N.C. safety output(s), 63 x 108 x 43mm, die-cast aluminum body, plastic head. | Stock | 31 | 32
SCM2K40X11 | Comepi safety switch, tongue (key) interlock, 90-degree adjustable head, (1) N.C. safety output(s), (1) N.O. monitoring output(s), 63 x 108 x 43mm, die-cast aluminum body, plastic head. | Stock | 28 | 29
SCM2K40X12 | Comepi safety switch, tongue (key) interlock, 90-degree adjustable head, (2) N.C. safety output(s), (1) N.O. monitoring output(s), 63 x 108 x 43mm, die-cast aluminum body, plastic head. | Stock | 31 | 32
SCM2K99W02 | Comepi safety switch, cable-pull interlock, with reset, 25m maximum pull cable length, (2) N.C. safety output(s), die-cast aluminum body, plastic head, (3) 1/2in NPT cable entries. | Stock | 25 | 26
SCM2K99W03 | Comepi safety switch, cable-pull interlock, with reset, 25m maximum pull cable length, (3) N.C. safety output(s), die-cast aluminum body, plastic head, (3) 1/2in NPT cable entries. | Stock | 27.5 | 28.5
SCM2K99X11 | Comepi safety switch, cable-pull interlock, with reset, 25m maximum pull cable length, (1) N.C. safety output(s), (1) N.O. monitoring output(s), die-cast aluminum body, plastic head, (3) 1/2in NPT cable entries. | Stock | 25 | 26
SCM2K99X12 | Comepi safety switch, cable-pull interlock, with reset, 25m maximum pull cable length, (2) N.C. safety output(s), (1) N.O. monitoring output(s), die-cast aluminum body, plastic head, (3) 1/2in NPT cable entries. | Stock | 27.5 | 28.5
SCP9TPCD-US | Southwire linemans pliers, for cutting, crimper, fish tape pulling, and conduit and box reaming, induction hardened beveled cutting edges, 9in overall length, comfort grip handles. | Stock | 36.5 | 38
SCPMB1-20 | Hammond pole mounting screw, replacement, M4 x 0.7mm x 20mm, hex-drive fillister head, stainless steel. Package of 20. Washer nuts included. | Stock | 6 | 6.25
SCPMB2-20 | Hammond pole mounting screw, replacement, M6 x 1mm x 25mm, hex-drive fillister head, stainless steel. Package of 20. Washer nuts included. | Stock | 8 | 8.25
SCPMB3-20 | Hammond pole mounting screw, replacement, M6 x 1mm x 40mm, hex-drive fillister head, stainless steel. Package of 20. Washer nuts included. | Stock | 10.75 | 11
SCR21-280001 | IDEM safety relay, emergency stop and safety gates, 2-channel, 24 VAC/VDC, (2) N.O. safety output(s), (1) N.C. monitoring output(s), fixed screw terminals. | Stock | 133 | 144
SCR21-280001-P | IDEM safety relay, emergency stop and safety gates, 2-channel, 24 VAC/VDC, (2) N.O. safety output(s), (1) N.C. monitoring output(s), pluggable screw terminals. | Stock | 171 | 184
SCR31-280002 | IDEM safety relay, emergency stop and safety gates, 2-channel, 24 VAC/VDC, (3) N.O. safety output(s), (1) N.C. monitoring output(s), fixed screw terminals. | Stock | 146 | 158
SCR31-280002-P | IDEM safety relay, emergency stop and safety gates, 2-channel, 24 VAC/VDC, (3) N.O. safety output(s), (1) N.C. monitoring output(s), pluggable screw terminals. | Stock | 187 | 200
SCR3142TD-280006 | IDEM safety relay, emergency stop and safety gates, release delay, 0 to 30 seconds, 2-channel, 24 VAC/VDC, (4) N.O. time delay and (3) N.O safety output(s), (2) N.C. time delay and (1) N.C monitoring output(s), fixed screw terminals. | Stock | 372 | 404
SCR3142TD-280006-P | IDEM safety relay, emergency stop and safety gates, release delay, 0 to 30 seconds, 2-channel, 24 VAC/VDC, (4) N.O. time delay and (3) N.O safety output(s), (2) N.C. time delay and (1) N.C monitoring output(s), pluggable screw terminals. | Stock | 444 | 480
SCR31P-280003 | IDEM safety relay, OSSD and light curtain controller, 2-channel, 24 VDC, (3) N.O. safety output(s), (1) N.C. monitoring output(s), fixed screw terminals. | Stock | 168
SCR31P-280003-P | IDEM safety relay, OSSD and light curtain controller, 2-channel, 24 VDC, (3) N.O. safety output(s), (1) N.C. monitoring output(s), pluggable screw terminals. | Stock | 206
SCR73-280005 | IDEM safety relay, emergency stop and safety gates, 2-channel, 24 VAC/VDC, (7) N.O. safety output(s), (3) N.C. monitoring output(s), fixed screw terminals. | Stock | 344 | 371
SCR73-280005-P | IDEM safety relay, emergency stop and safety gates, 2-channel, 24 VAC/VDC, (7) N.O. safety output(s), (3) N.C. monitoring output(s), pluggable screw terminals. | Stock | 416 | 448
SCREW1032-10 | Hammond rack mounting screw, #10-32 UNF, #2 Phillips truss head, carbon steel, black oxide finish. Package of 10. Black nylon washer included. | Stock | 6.25 | 6.5
SCREW1032-100 | Hammond rack mounting screw, #10-32 UNF, #2 Phillips truss head, carbon steel, black oxide finish. Package of 100. Black nylon washer included. | Stock | 21 | 21.5
SCREW1032-25 | Hammond rack mounting screw, #10-32 UNF, #2 Phillips truss head, carbon steel, black oxide finish. Package of 25. Black nylon washer included. | Stock | 7.75 | 8
SCREW1032-50 | Hammond rack mounting screw, #10-32 UNF, #2 Phillips truss head, carbon steel, black oxide finish. Package of 50. Black nylon washer included. | Stock | 11.75 | 12
SCREW1032-500 | Hammond rack mounting screw, #10-32 UNF, #2 Phillips truss head, carbon steel, black oxide finish. Package of 500. Black nylon washer included. | Stock | 82 | 84
SCREW1224-100 | Hammond rack mounting screw, #12-24 UNF, #2 Robertson/#2 Phillips quadrex truss head, carbon steel, black oxide finish. Package of 100. Black nylon washer included. | Stock | 33 | 33.5
SCREW1224-25 | Hammond rack mounting screw, #12-24 UNF, #2 Robertson/#2 Phillips quadrex truss head, carbon steel, black oxide finish. Package of 25. Black nylon washer included. | Stock | 10.25 | 10.5
SCREW1224-50 | Hammond rack mounting screw, #12-24 UNF, #2 Robertson/#2 Phillips quadrex truss head, carbon steel, black oxide finish. Package of 50. Black nylon washer included. | Stock | 18 | 18.5
SCREWM6-100 | Hammond rack mounting screw, M6, #2 Robertson/#2 Phillips quadrex truss head, carbon steel, black oxide finish. Package of 100. Black nylon washer included. | Stock | 47.5 | 49
SCREWM6-25 | Hammond rack mounting screw, M6, #2 Robertson/#2 Phillips quadrex truss head, carbon steel, black oxide finish. Package of 25. Black nylon washer included. | Stock | 14 | 14.5
SCREWM6-50 | Hammond rack mounting screw, M6, #2 Robertson/#2 Phillips quadrex truss head, carbon steel, black oxide finish. Package of 50. Black nylon washer included. | Stock | 24 | 25
SCU-1400 | ProSense signal conditioner, isolated, current, voltage, RTD, thermocouple or potentiometer input, deg F or deg C, current or voltage output, 21.6-253 VAC/19.2-300 VDC operating voltage, 35mm DIN rail mount, removable screw terminal plugs. | Stock | 188 | 203
SCU-1600 | ProSense signal conditioner, isolated, current, voltage, RTD, thermocouple or potentiometer input, deg F or deg C, current, voltage and relay output, 21.6-253 VAC/19.2-300 VDC operating voltage, 35mm DIN rail mount, removable screw terminal plugs. | Stock | 205 | 221
SCU-3100 | ProSense limit alarm, isolated, current, voltage, RTD, thermocouple or potentiometer input, deg F or deg C, relay output, 21.6-253 VAC/19.2-300 VDC operating voltage, 35mm DIN rail mount, removable screw terminal plugs. | Stock | 173 | 187
SCU-7900 | ProSense AC signal conditioner, isolated, AC current, AC voltage input, current or voltage output, 21.6-253 VAC/19.2-300 VDC operating voltage, 35mm DIN rail mount, removable screw terminal plugs. | Stock | 181 | 196
SCU-8400 | ProSense signal conditioner, isolated, unipolar or bipolar current, voltage input, unipolar or bipolar current, voltage output, 21.6-253 VAC/19.2-300 VDC operating voltage, 35mm DIN rail mount, removable screw terminal plugs. | Stock | 194 | 210
SCU-CJC1 | ProSense external cold junction compensation (CJC) connector, for use with SCU-3100, SCU-1400, SCU-1600 signal conditioners. | Stock | 11.5 | 12.5
SCU-PDM1 | ProSense detachable programming/display module, for use with SCU series signal conditioners. | Stock | 44 | 47.5
SDC243U17BK | Hammond rack cabinet, 3U, 19in rack width, 6.25x24.00x17.50in, carbon steel, black, powder coat finish. | Stock | 250 | 256
SDC243U24BK | Hammond rack cabinet, 3U, 19in rack width, 6.25x24.00x24.50in, carbon steel, black, powder coat finish. | Stock | 297 | 304
SDC243U31BK | Hammond rack cabinet, 3U, 19in rack width, 6.25x24.00x31.50in, carbon steel, black, powder coat finish. | Stock | 336 | 344
SDC243U36BK | Hammond rack cabinet, 3U, 19in rack width, 6.25x24.00x36.00in, carbon steel, black, powder coat finish. | Stock | 359 | 368
SDC246U17BK | Hammond rack cabinet, 6U, 19in rack width, 11.50x24.00x17.50in, carbon steel, black, powder coat finish. | Stock | 297 | 304
SDC246U24BK | Hammond rack cabinet, 6U, 19in rack width, 11.50x24.00x24.50in, carbon steel, black, powder coat finish. | Stock | 344 | 352
SDC246U31BK | Hammond rack cabinet, 6U, 19in rack width, 11.50x24.00x31.50in, carbon steel, black, powder coat finish. | Stock | 391 | 400
SDC246U36BK | Hammond rack cabinet, 6U, 19in rack width, 11.50x24.00x36.00in, carbon steel, black, powder coat finish. | Stock | 406 | 416
SDC249U17BK | Hammond rack cabinet, 9U, 19in rack width, 16.75x24.00x17.50in, carbon steel, black, powder coat finish. | Stock | 336 | 344
SDC249U24BK | Hammond rack cabinet, 9U, 19in rack width, 16.75x24.00x24.50in, carbon steel, black, powder coat finish. | Stock | 383 | 392
SDC249U31BK | Hammond rack cabinet, 9U, 19in rack width, 16.75x24.00x31.50in, carbon steel, black, powder coat finish. | Stock | 430 | 440
SDC249U36BK | Hammond rack cabinet, 9U, 19in rack width, 16.75x24.00x36.00in, carbon steel, black, powder coat finish. | Stock | 453 | 464
SDC3UCFP | Hammond fan cover panel, 3U, 19in rack width, flanged, with knockouts, carbon steel, black, textured powder coat finish. | from vendor up to 15 business days | 57 | 58
SDC3USD | Hammond rack cabinet door, solid, 3U, 19in rack width, carbon steel, black, textured powder coat finish, 1/4-turn semi-flush keylocking latch, continuous hinge. | Stock | 63 | 64
SDC3UVD | Hammond rack cabinet door, vented, 3U, 19in rack width, carbon steel, black, textured powder coat finish, 1/4-turn semi-flush keylocking latch, continuous hinge. | Stock | 63 | 64
SDC6UCFP | Hammond fan cover panel, 6U, 19in rack width, flanged, with knockouts, carbon steel, black, textured powder coat finish. | Stock | 57 | 58
SDC6USD | Hammond rack cabinet door, solid, 6U, 19in rack width, carbon steel, black, textured powder coat finish, 1/4-turn semi-flush keylocking latch, continuous hinge. | Stock | 81 | 83
SDC6UVD | Hammond rack cabinet door, vented, 6U, 19in rack width, carbon steel, black, textured powder coat finish, 1/4-turn semi-flush keylocking latch, continuous hinge. | Stock | 84 | 86
SDC9UCFP | Hammond fan cover panel, 9U, 19in rack width, flanged, with knockouts, carbon steel, black, textured powder coat finish. | Stock | 66 | 67
SDC9USD | Hammond rack cabinet door, solid, 9U, 19in rack width, carbon steel, black, textured powder coat finish, 1/4-turn semi-flush keylocking latch, continuous hinge. | Stock | 89 | 91
SDC9UVD | Hammond rack cabinet door, vented, 9U, 19in rack width, carbon steel, black, textured powder coat finish, 1/4-turn semi-flush keylocking latch, continuous hinge. | Stock | 92 | 94
SDM2K120W02 | Comepi safety switch, tongue (key) interlock, 360-degree adjustable head, (2) N.C. safety output(s), 59 x 100 x 32mm, die-cast aluminum body, plastic head. | Stock | 23.5 | 24.5
SDM2K120X11 | Comepi safety switch, tongue (key) interlock, 360-degree adjustable head, (1) N.C. safety output(s), (1) N.O. monitoring output(s), 59 x 100 x 32mm, die-cast aluminum body, plastic head. | Stock | 23.5 | 24.5
SDM2K20W02 | Comepi safety switch, tongue (key) interlock, 90-degree adjustable head, (2) N.C. safety output(s), 59 x 91 x 36mm, die-cast aluminum body, plastic head. | Stock | 20.5 | 21.5
SDM2K20X11 | Comepi safety switch, tongue (key) interlock, 90-degree adjustable head, (1) N.C. safety output(s), (1) N.O. monitoring output(s), 59 x 91 x 36mm, die-cast aluminum body, plastic head. | Stock | 20.5 | 21.5
SDM2K61W02 | Comepi safety switch, lever hinge interlock, slow action, (2) N.C. safety output(s), die-cast aluminum body, plastic head, (3) 1/2in NPT cable entries. | Stock | 19.5 | 20.5
SDM2K61X11 | Comepi safety switch, lever hinge interlock, slow action break before make, (1) N.C. safety output(s), die-cast aluminum body, plastic head, (3) 1/2in NPT cable entries. | Stock | 19.5 | 20.5
SDM2K72W02 | Comepi safety switch, hollow shaft hinge interlock, slow action, (2) N.C. safety output(s), die-cast aluminum body, plastic head, 12mm diameter x 20mm length shaft, (3) 1/2in NPT cable entries. | Stock | 27 | 28
SDM2K72X11 | Comepi safety switch, hollow shaft hinge interlock, slow action break before make, (1) N.C. safety output(s), die-cast aluminum body, plastic head, (3) 1/2in NPT cable entries. | Stock | 27 | 28
SDM2K98W02 | Comepi safety switch, cable-pull interlock, with reset, 15m maximum pull cable length, (2) N.C. safety output(s), die-cast aluminum body, plastic head, (3) 1/2in NPT cable entries. | Stock | 25.5 | 26.5
SDM2K98X11 | Comepi safety switch, cable-pull interlock, with reset, 15m maximum pull cable length, (1) N.C. safety output(s), (1) N.O. monitoring output(s), die-cast aluminum body, plastic head, (3) 1/2in NPT cable entries. | Stock | 25.5 | 26.5
SDN12202108PL | Wiegmann disconnect enclosure, NEMA 12/13, right flange, 20 x 21 x 8in (HxWxD), wall mount, carbon steel, ANSI 61 gray, powder coat finish, single-door, 2-point padlocking handle, purchase subpanel separately. | Stock | 581 | 595
SDN12202110PL | Wiegmann disconnect enclosure, NEMA 12/13, right flange, 20 x 21 x 10in (HxWxD), wall mount, carbon steel, ANSI 61 gray, powder coat finish, single-door, 2-point padlocking handle, purchase subpanel separately. | Stock | 606 | 621
SDN12242108PL | Wiegmann disconnect enclosure, NEMA 12/13, right flange, 24 x 21 x 8in (HxWxD), wall mount, carbon steel, ANSI 61 gray, powder coat finish, single-door, 2-point padlocking handle, purchase subpanel separately. | from vendor up to 0 business day | 616 | 631
SDN12242110PL | Wiegmann disconnect enclosure, NEMA 12/13, right flange, 24 x 21 x 10in (HxWxD), wall mount, carbon steel, ANSI 61 gray, powder coat finish, single-door, 2-point padlocking handle, purchase subpanel separately. | from vendor up to 0 business day | 644 | 660
SDN12242508PL | Wiegmann disconnect enclosure, NEMA 12/13, right flange, 24 x 25 x 8in (HxWxD), wall mount, carbon steel, ANSI 61 gray, powder coat finish, single-door, 2-point padlocking handle, purchase subpanel separately. | from vendor up to 0 business day | 657 | 673
SDN12242510PL | Wiegmann disconnect enclosure, NEMA 12/13, right flange, 24 x 25 x 10in (HxWxD), wall mount, carbon steel, ANSI 61 gray, powder coat finish, single-door, 2-point padlocking handle, purchase subpanel separately. | Stock | 687 | 703
SDN12302108PL | Wiegmann disconnect enclosure, NEMA 12/13, right flange, 30 x 21 x 8in (HxWxD), wall mount, carbon steel, ANSI 61 gray, powder coat finish, single-door, 2-point padlocking handle, purchase subpanel separately. | from vendor up to 0 business day | 669 | 686
SDN12302110PL | Wiegmann disconnect enclosure, NEMA 12/13, right flange, 30 x 21 x 10in (HxWxD), wall mount, carbon steel, ANSI 61 gray, powder coat finish, single-door, 2-point padlocking handle, purchase subpanel separately. | from vendor up to 0 business day | 701 | 718
SDN12302508PL | Wiegmann disconnect enclosure, NEMA 12/13, right flange, 30 x 25 x 8in (HxWxD), wall mount, carbon steel, ANSI 61 gray, powder coat finish, single-door, 2-point padlocking handle, purchase subpanel separately. | from vendor up to 0 business day | 717 | 735
SDN12302510PL | Wiegmann disconnect enclosure, NEMA 12/13, right flange, 30 x 25 x 10in (HxWxD), wall mount, carbon steel, ANSI 61 gray, powder coat finish, single-door, 2-point padlocking handle, purchase subpanel separately. | from vendor up to 0 business day | 751 | 769
SDN12302612PL | Wiegmann disconnect enclosure, NEMA 12/13, right flange, 30 x 25 x 12in (HxWxD), wall mount, carbon steel, ANSI 61 gray, powder coat finish, single-door, 2-point padlocking handle, purchase subpanel separately. | from vendor up to 0 business day | 786 | 805
SDN12362508PL | Wiegmann disconnect enclosure, NEMA 12/13, right flange, 36 x 25 x 8in (HxWxD), wall mount, carbon steel, ANSI 61 gray, powder coat finish, single-door, 2-point padlocking handle, purchase subpanel separately. | from vendor up to 0 business day | 755 | 774
SDN12362510PL | Wiegmann disconnect enclosure, NEMA 12/13, right flange, 36 x 25 x 10in (HxWxD), wall mount, carbon steel, ANSI 61 gray, powder coat finish, single-door, 2-point padlocking handle, purchase subpanel separately. | from vendor up to 0 business day | 816 | 835
SDN12363108PL | Wiegmann disconnect enclosure, NEMA 12/13, right flange, 36 x 31 x 8in (HxWxD), wall mount, carbon steel, ANSI 61 gray, powder coat finish, single-door, 2-point padlocking handle, purchase subpanel separately. | from vendor up to 0 business day | 861 | 882
SDN12363110PL | Wiegmann disconnect enclosure, NEMA 12/13, right flange, 36 x 31 x 10in (HxWxD), wall mount, carbon steel, ANSI 61 gray, powder coat finish, single-door, 2-point padlocking handle, purchase subpanel separately. | Stock | 902 | 924
SDN12363116PL | Wiegmann disconnect enclosure, NEMA 12/13, right flange, 36 x 31 x 16in (HxWxD), wall mount, carbon steel, ANSI 61 gray, powder coat finish, single-door, 2-point padlocking handle, purchase subpanel separately. | from vendor up to 20 business days | 1029 | 1054
SDN12363212PL | Wiegmann disconnect enclosure, NEMA 12/13, right flange, 36 x 31 x 12in (HxWxD), wall mount, carbon steel, ANSI 61 gray, powder coat finish, single-door, 2-point padlocking handle, purchase subpanel separately. | from vendor up to 0 business day | 944 | 967
SDN12423108PL | Wiegmann disconnect enclosure, NEMA 12/13, right flange, 42 x 31 x 8in (HxWxD), wall mount, carbon steel, ANSI 61 gray, powder coat finish, single-door, 3-point padlocking handle, purchase subpanel separately. | from vendor up to 10 business days | 933 | 955
SDN12423110PL | Wiegmann disconnect enclosure, NEMA 12/13, right flange, 42 x 31 x 10in (HxWxD), wall mount, carbon steel, ANSI 61 gray, powder coat finish, single-door, 3-point padlocking handle, purchase subpanel separately. | from vendor up to 10 business days | 977 | 1000
SDN12423212PL | Wiegmann disconnect enclosure, NEMA 12/13, right flange, 42 x 31 x 12in (HxWxD), wall mount, carbon steel, ANSI 61 gray, powder coat finish, single-door, 3-point padlocking handle, purchase subpanel separately. | from vendor up to 0 business day | 1024 | 1049
SDN12423708PL | Wiegmann disconnect enclosure, NEMA 12/13, right flange, 42 x 37 x 8in (HxWxD), wall mount, carbon steel, ANSI 61 gray, powder coat finish, single-door, 3-point padlocking handle, purchase subpanel separately. | from vendor up to 15 business days | 1054 | 1080
SDN12423710PL | Wiegmann disconnect enclosure, NEMA 12/13, right flange, 42 x 37 x 10in (HxWxD), wall mount, carbon steel, ANSI 61 gray, powder coat finish, single-door, 3-point padlocking handle, purchase subpanel separately. | from vendor up to 0 business day | 1077 | 1103
SDN12423812PL | Wiegmann disconnect enclosure, NEMA 12/13, right flange, 42 x 37 x 12in (HxWxD), wall mount, carbon steel, ANSI 61 gray, powder coat finish, single-door, 3-point padlocking handle, purchase subpanel separately. | from vendor up to 0 business day | 1127 | 1154
SDN12483708PL | Wiegmann disconnect enclosure, NEMA 12/13, right flange, 48 x 37 x 8in (HxWxD), wall mount, carbon steel, ANSI 61 gray, powder coat finish, single-door, 3-point padlocking handle, purchase subpanel separately. | from vendor up to 15 business days | 1141 | 1169
SDN12483710PL | Wiegmann disconnect enclosure, NEMA 12/13, right flange, 48 x 37 x 10in (HxWxD), wall mount, carbon steel, ANSI 61 gray, powder coat finish, single-door, 3-point padlocking handle, purchase subpanel separately. | from vendor up to 0 business day | 1164 | 1192
SDN12483812PL | Wiegmann disconnect enclosure, NEMA 12/13, right flange, 48 x 37 x 12in (HxWxD), wall mount, carbon steel, ANSI 61 gray, powder coat finish, single-door, 3-point padlocking handle, purchase subpanel separately. | from vendor up to 0 business day | 1220 | 1249
SDN12483816PL | Wiegmann disconnect enclosure, NEMA 12/13, right flange, 48 x 37 x 16in (HxWxD), wall mount, carbon steel, ANSI 61 gray, powder coat finish, single-door, 3-point padlocking handle, purchase subpanel separately. | from vendor up to 0 business day | 1327 | 1359
SDN12603710PL | Wiegmann disconnect enclosure, NEMA 12/13, right flange, 60 x 37 x 10in (HxWxD), wall mount, carbon steel, ANSI 61 gray, powder coat finish, single-door, 3-point padlocking handle, purchase subpanel separately. | from vendor up to 0 business day | 1343 | 1375
SDN12603808PL | Wiegmann disconnect enclosure, NEMA 12/13, right flange, 60 x 37 x 8in (HxWxD), wall mount, carbon steel, ANSI 61 gray, powder coat finish, single-door, 3-point padlocking handle, purchase subpanel separately. | from vendor up to 15 business days | 1279 | 1309
SDN12603812PL | Wiegmann disconnect enclosure, NEMA 12/13, right flange, 60 x 37 x 12in (HxWxD), wall mount, carbon steel, ANSI 61 gray, powder coat finish, single-door, 3-point padlocking handle, purchase subpanel separately. | from vendor up to 0 business day | 1400 | 1434
SDN12603816PL | Wiegmann disconnect enclosure, NEMA 12/13, right flange, 60 x 38 x 16in (HxWxD), wall mount, carbon steel, ANSI 61 gray, powder coat finish, single-door, 3-point padlocking handle, purchase subpanel separately. | from vendor up to 0 business day | 1523 | 1559
SDV180-1 | Hammond rainproof ventilator, small, polycarbonate, pressure compensation. Mounting hardware included. | Stock | 5 | 5.25
SDV280-1 | Hammond rainproof ventilator, large, polycarbonate, pressure compensation. Mounting hardware included. | Stock | 9 | 9.5
SDV-2GP | Patlite memory card, 2GB microSD. For use with BD and BSV series audible alarms, EHS series audible signal horns and LKEH series signal towers. | Stock | 16.5 | 17
SE2-MC2U-C1-T | STRIDE industrial unmanaged Ethernet media converter, 2 ports, (1) Ethernet 10/100Base-T (RJ45) and (1) multi-mode SC 100FX fiber port(s), -40 to +75 deg C, metal housing, IP30, 35mm DIN rail mount. | Stock | 142 | 145
SE2-MC2U-T1-T | STRIDE industrial unmanaged Ethernet media converter, 2 ports, (1) Ethernet 10/100Base-T (RJ45) and (1) multi-mode ST 100FX fiber port(s), -40 to +75 deg C, metal housing, IP30, 35mm DIN rail mount. | Stock | 142 | 145
SE2-PM1 | STRIDE panel mounting bracket, for use with SGW-MB1511-T and SGW-MB1512-T Modbus gateways and SE2-SW5Ux, SE2-SW8U-x and SE2-MCx Ethernet switches. | Stock | 17 | 17.5
SE2-PM3 | STRIDE panel mounting bracket, for use with SGW-MB1524-T Modbus gateway, all SE2 series managed Ethernet switches and SE2-SWPx, SE2-SW8UG-T, SE2-SW10UG-2P-T and SE2-SW16U-T unmanaged Ethernet switches. | Stock | 22 | 23
SE2-SW10UG-2P-T | STRIDE industrial unmanaged Ethernet switch, 10 ports, (8) Ethernet Gigabit (RJ45) and (2) SFP Gigabit port(s), -40 to +75 deg C, metal housing, IP30, 35mm DIN rail mount. | Stock | 312 | 324
SE2-SW16M | STRIDE industrial managed Ethernet switch, 16 ports, (16) Ethernet 10/100Base-T (RJ45) port(s), EtherNet/IP and Modbus TCP, -40 to +75 deg C, metal housing, IP40, 35mm DIN rail mount. | Stock | 919 | 956
SE2-SW16U-T | STRIDE industrial unmanaged Ethernet switch, 16 ports, (16) Ethernet 10/100Base-T (RJ45) port(s), -40 to +75 deg C, metal housing, IP30, 35mm DIN rail mount. | Stock | 368 | 383
SE2-SW18MG-2P | STRIDE industrial managed Ethernet switch, 18 ports, (16) Ethernet 10/100Base-T (RJ45), (2) Ethernet combo Gigabit (RJ45) and (2) SFP combo Gigabit port(s), EtherNet/IP and Modbus TCP, -40 to +75 deg C, metal housing, IP40, 35mm DIN rail mount. | Stock | 1363 | 1418
SE2-SW18U-2G-T | STRIDE industrial unmanaged Ethernet switch, 18 ports, (16) Ethernet 10/100Base-T (RJ45) and (2) Ethernet Gigabit (RJ45) port(s), -40 to +70 deg C, metal housing, IP30, 35mm DIN rail mount. | Stock | 427 | 444
SE2-SW5U | STRIDE industrial unmanaged Ethernet switch, 5 ports, (5) Ethernet 10/100Base-T (RJ45) port(s), -10 to +60 deg C, metal housing, IP30, 35mm DIN rail mount. | Stock | 83
SE2-SW5U-1C1-T | STRIDE industrial unmanaged Ethernet switch, 5 ports, (4) Ethernet 10/100Base-T (RJ45) and (1) multi-mode SC 100FX fiber port(s), -40 to +75 deg C, metal housing, IP30, 35mm DIN rail mount. | Stock | 170
SE2-SW5U-1T1-T | STRIDE industrial unmanaged Ethernet switch, 5 ports, (4) Ethernet 10/100Base-T (RJ45) and (1) multi-mode ST 100FX fiber port(s), -40 to +75 deg C, metal housing, IP30, 35mm DIN rail mount. | Stock | 170
SE2-SW5UG-T | STRIDE industrial unmanaged Ethernet switch, 5 ports, (5) Ethernet Gigabit (RJ45) port(s), -40 to +75 deg C, metal housing, IP30, 35mm DIN rail mount. | Stock | 169 | 170
SE2-SW5U-N65-T | STRIDE industrial unmanaged Ethernet switch, 5 ports, (5) Ethernet 10/100Base-T (M12) port(s), -40 to +75 deg C, metal housing, IP65, panel mount. | Stock | 327 | 340
SE2-SW5U-T | STRIDE industrial unmanaged Ethernet switch, 5 ports, (5) Ethernet 10/100Base-T (RJ45) port(s), -40 to +75 deg C, metal housing, IP30, 35mm DIN rail mount. | Stock | 109
SE2-SW8M | STRIDE industrial managed Ethernet switch, 8 ports, (8) Ethernet 10/100Base-T (RJ45) port(s), EtherNet/IP and Modbus TCP, -40 to +75 deg C, metal housing, IP40, 35mm DIN rail mount. | Stock | 473 | 479
SE2-SW8M-2C1 | STRIDE industrial managed Ethernet switch, 8 ports, (6) Ethernet 10/100Base-T (RJ45) and (2) multi-mode SC 100FX fiber port(s), EtherNet/IP and Modbus TCP, -40 to +75 deg C, metal housing, IP40, 35mm DIN rail mount. | Stock | 599 | 623
SE2-SW8M-2P | STRIDE industrial managed Ethernet switch, 8 ports, (6) Ethernet 10/100Base-T (RJ45) and (2) SFP Gigabit port(s), EtherNet/IP and Modbus TCP, -40 to +75 deg C, metal housing, IP40, 35mm DIN rail mount. | Stock | 713 | 742
SE2-SW8M-2T1 | STRIDE industrial managed Ethernet switch, 8 ports, (6) Ethernet 10/100Base-T (RJ45) and (2) multi-mode ST 100FX fiber port(s), EtherNet/IP and Modbus TCP, -40 to +75 deg C, metal housing, IP40, 35mm DIN rail mount. | Stock | 599 | 623
SE2-SW8U | STRIDE industrial unmanaged Ethernet switch, 8 ports, (8) Ethernet 10/100Base-T (RJ45) port(s), -10 to +60 deg C, metal housing, IP30, 35mm DIN rail mount. | Stock | 121 | 125
SE2-SW8U-2C1-T | STRIDE industrial unmanaged Ethernet switch, 8 ports, (6) Ethernet 10/100Base-T (RJ45) and (2) multi-mode SC 100FX fiber port(s), -40 to +75 deg C, metal housing, IP30, 35mm DIN rail mount. | Stock | 221 | 230
SE2-SW8U-2T1-T | STRIDE industrial unmanaged Ethernet switch, 8 ports, (6) Ethernet 10/100Base-T (RJ45) and (2) multi-mode ST 100FX fiber port(s), -40 to +75 deg C, metal housing, IP30, 35mm DIN rail mount. | Stock | 221 | 230
SE2-SW8UG-T | STRIDE industrial unmanaged Ethernet switch, 8 ports, (8) Ethernet Gigabit (RJ45) port(s), -40 to +75 deg C, metal housing, IP30, 35mm DIN rail mount. | Stock | 258 | 268
SE2-SW8U-N65-T | STRIDE industrial unmanaged Ethernet switch, 8 ports, (8) Ethernet 10/100Base-T (M12) port(s), -40 to +75 deg C, metal housing, IP65, panel mount. | Stock | 437 | 454
SE2-SW8U-T | STRIDE industrial unmanaged Ethernet switch, 8 ports, (8) Ethernet 10/100Base-T (RJ45) port(s), -40 to +75 deg C, metal housing, IP30, 35mm DIN rail mount. | Stock | 137 | 140
SE2-SWP5UG-T | STRIDE industrial unmanaged PoE+ switch, 120W, 5 ports, (4) PoE+ Gigabit (RJ45) and (1) Ethernet Gigabit (RJ45) port(s), 48 VDC nominal input, -40 to +75 deg C, metal housing, IP30, 35mm DIN rail mount, hazardous location rated. | Stock | 353 | 367
SE2-SWP5U-T | STRIDE industrial unmanaged PoE+ switch, 120W, 5 ports, (4) PoE+ 10/100Base-T (RJ45) and (1) Ethernet 10/100Base-T (RJ45) port(s), 48 VDC nominal input, -40 to +75 deg C, metal housing, IP30, 35mm DIN rail mount, hazardous location rated. | Stock | 258 | 268
SE-ANT110 | STRIDE whip/tilt LTE antenna, connector mount. For use with SE-SL3011-4G and SE-SL3011-4GG VPN routers. | Stock | 10 | 10.5
SE-ANT130 | STRIDE whip/straight LTE antenna, magnetic base mount, 9.8ft/3m cable length. For use with SE-SL3011-4G and SE-SL3011-4GG VPN routers. | Stock | 26.5 | 27.5
SE-ANT150 | STRIDE dome LTE antenna, IP67, panel mount, 9.8ft/3m cable length. For use with SE-SL3011-4G and SE-SL3011-4GG VPN routers. | Stock | 37 | 38.5
SE-ANT210 | STRIDE whip/straight 2.4 GHz WiFi antenna, IP65, connector mount. For use with SE-SL3011-WF VPN router and CLICK PLUS PLCs. | Stock | 9 | 9.25
SE-ANT250 | STRIDE dome 2.4 GHz WiFi antenna, IP67, panel mount, 9.8ft/3m cable length. For use with SE-SL3011-WF VPN router and CLICK PLUS PLCs. | Stock | 42.5 | 44
SEL.10.202 | SapiSelco general purpose cable tie, 3.94in length, 0.1in width, 24.25lb tensile strength, 0.94in maximum bundle diameter, red, nylon. Package of 100. | Stock | 1
SEL.10.210 | SapiSelco general purpose cable tie, 5.51in length, 0.14in width, 44.09lb tensile strength, 1.42in maximum bundle diameter, red, nylon. Package of 100. | Stock | 1
SEL.10.223 | SapiSelco general purpose cable tie, 7.87in length, 0.18in width, 61.73lb tensile strength, 2.01in maximum bundle diameter, red, nylon. Package of 100. | Stock | 2
SEL.10.425 | SapiSelco general purpose cable tie, 11.02in length, 0.18in width, 61.73lb tensile strength, 2.99in maximum bundle diameter, red, nylon. Package of 100. | Stock | 3
SEL.11.202 | SapiSelco general purpose cable tie, 3.94in length, 0.1in width, 24.25lb tensile strength, 0.94in maximum bundle diameter, blue, nylon. Package of 100. | Stock | 1
SEL.11.210 | SapiSelco general purpose cable tie, 5.51in length, 0.14in width, 44.09lb tensile strength, 1.42in maximum bundle diameter, blue, nylon. Package of 100. | Stock | 1
SEL.11.223 | SapiSelco general purpose cable tie, 7.87in length, 0.18in width, 61.73lb tensile strength, 2.01in maximum bundle diameter, blue, nylon. Package of 100. | Stock | 2
SEL.11.425 | SapiSelco general purpose cable tie, 11.02in length, 0.18in width, 61.73lb tensile strength, 2.99in maximum bundle diameter, blue, nylon. Package of 100. | Stock | 3
SEL.12.202 | SapiSelco general purpose cable tie, 3.94in length, 0.1in width, 24.25lb tensile strength, 0.94in maximum bundle diameter, green, nylon. Package of 100. | Stock | 1
SEL.12.210 | SapiSelco general purpose cable tie, 5.51in length, 0.14in width, 44.09lb tensile strength, 1.42in maximum bundle diameter, green, nylon. Package of 100. | Stock | 1
SEL.12.223 | SapiSelco general purpose cable tie, 7.87in length, 0.18in width, 61.73lb tensile strength, 2.01in maximum bundle diameter, green, nylon. Package of 100. | Stock | 2
SEL.12.425 | SapiSelco general purpose cable tie, 11.02in length, 0.18in width, 61.73lb tensile strength, 2.99in maximum bundle diameter, green, nylon. Package of 100. | Stock | 3
SEL.14.202 | SapiSelco general purpose cable tie, 3.94in length, 0.1in width, 24.25lb tensile strength, 0.94in maximum bundle diameter, yellow, nylon. Package of 100. | Stock | 1
SEL.14.210 | SapiSelco general purpose cable tie, 5.51in length, 0.14in width, 44.09lb tensile strength, 1.42in maximum bundle diameter, yellow, nylon. Package of 100. | Stock | 1
SEL.14.223 | SapiSelco general purpose cable tie, 7.87in length, 0.18in width, 61.73lb tensile strength, 2.01in maximum bundle diameter, yellow, nylon. Package of 100. | Stock | 2
SEL.14.425 | SapiSelco general purpose cable tie, 11.02in length, 0.18in width, 61.73lb tensile strength, 2.99in maximum bundle diameter, yellow, nylon. Package of 100. | Stock | 3
SEL.2.143 | SapiSelco general purpose cable tie, 30.71in length, 0.35in width, 176.37lb tensile strength, 9.25in maximum bundle diameter, natural, nylon. Package of 100. | Stock | 23 | 24
SEL.2.154 | SapiSelco general purpose cable tie, 36.22in length, 0.35in width, 176.37lb tensile strength, 11.02in maximum bundle diameter, natural, nylon. Package of 100. | Stock | 28.5 | 29.5
SEL.2.202 | SapiSelco general purpose cable tie, 3.94in length, 0.1in width, 24.25lb tensile strength, 0.94in maximum bundle diameter, natural, nylon. Package of 100. | Stock | 1
SEL.2.202T | SapiSelco identification cable tie, 3.94in length, 0.1in width, 24.25lb tensile strength, 0.98in maximum bundle diameter, natural, nylon, (1) 0.31 x 0.98in bottom mounted transversal ID tag. Package of 100. | Stock | 3
SEL.2.204 | SapiSelco general purpose cable tie, 6.3in length, 0.1in width, 24.25lb tensile strength, 1.65in maximum bundle diameter, natural, nylon. Package of 100. | Stock | 1
SEL.2.205 | SapiSelco general purpose cable tie, 7.87in length, 0.1in width, 24.25lb tensile strength, 2.17in maximum bundle diameter, natural, nylon. Package of 100. | Stock | 1
SEL.2.210 | SapiSelco general purpose cable tie, 5.51in length, 0.14in width, 44.09lb tensile strength, 1.42in maximum bundle diameter, natural, nylon. Package of 100. | Stock | 1
SEL.2.211 | SapiSelco general purpose cable tie, 7.87in length, 0.14in width, 44.09lb tensile strength, 2.17in maximum bundle diameter, natural, nylon. Package of 100. | Stock | 1.5
SEL.2.212 | SapiSelco general purpose cable tie, 11.02in length, 0.14in width, 44.09lb tensile strength, 3.15in maximum bundle diameter, natural, nylon. Package of 100. | Stock | 1.5
SEL.2.214 | SapiSelco general purpose cable tie, 14.17in length, 0.14in width, 44.09lb tensile strength, 4.06in maximum bundle diameter, natural, nylon. Package of 100. | Stock | 3.5 | 3.75
SEL.2.221 | SapiSelco general purpose cable tie, 6.3in length, 0.18in width, 61.73lb tensile strength, 1.5in maximum bundle diameter, natural, nylon. Package of 100. | Stock | 1.5
SEL.2.222 | SapiSelco general purpose cable tie, 7.09in length, 0.18in width, 61.73lb tensile strength, 1.77in maximum bundle diameter, natural, nylon. Package of 100. | Stock | 1.5
SEL.2.223T | SapiSelco identification cable tie, 7.87in length, 0.19in width, 61.73lb tensile strength, 1.97in maximum bundle diameter, natural, nylon, (1) leg with (1) 1.38 x 0.51in longitudinal ID tag. Package of 100. | Stock | 5.5 | 5.75
SEL.2.302 | SapiSelco general purpose cable tie, 3.94in length, 0.1in width, 24.25lb tensile strength, 0.94in maximum bundle diameter, natural, nylon. Package of 1000. | Stock | 3.5 | 3.75
SEL.2.304 | SapiSelco general purpose cable tie, 6.3in length, 0.1in width, 24.25lb tensile strength, 1.65in maximum bundle diameter, natural, nylon. Package of 1000. | Stock | 9.75 | 10
SEL.2.305 | SapiSelco general purpose cable tie, 7.87in length, 0.1in width, 24.25lb tensile strength, 2.17in maximum bundle diameter, natural, nylon. Package of 1000. | Stock | 10 | 10.5
SEL.2.310 | SapiSelco general purpose cable tie, 5.51in length, 0.14in width, 44.09lb tensile strength, 1.42in maximum bundle diameter, natural, nylon. Package of 1000. | Stock | 8.75 | 9
SEL.2.311 | SapiSelco general purpose cable tie, 7.87in length, 0.14in width, 44.09lb tensile strength, 2.17in maximum bundle diameter, natural, nylon. Package of 1000. | Stock | 14 | 14.5
SEL.2.321 | SapiSelco general purpose cable tie, 6.3in length, 0.18in width, 61.73lb tensile strength, 1.5in maximum bundle diameter, natural, nylon. Package of 1000. | Stock | 16.5 | 17
SEL.2.322 | SapiSelco general purpose cable tie, 7.09in length, 0.18in width, 61.73lb tensile strength, 1.77in maximum bundle diameter, natural, nylon. Package of 1000. | Stock | 17 | 17.5
SEL.2.425 | SapiSelco general purpose cable tie, 11.02in length, 0.18in width, 61.73lb tensile strength, 2.99in maximum bundle diameter, natural, nylon. Package of 100. | Stock | 2.5
SEL.2.426 | SapiSelco general purpose cable tie, 14.17in length, 0.18in width, 61.73lb tensile strength, 3.98in maximum bundle diameter, natural, nylon. Package of 100. | Stock | 3
SEL.2.434 | SapiSelco general purpose cable tie, 14.17in length, 0.3in width, 143.3lb tensile strength, 3.98in maximum bundle diameter, natural, nylon. Package of 100. | Stock | 6 | 6.25
SEL.21.202 | SapiSelco general purpose cable tie, 3.94in length, 0.1in width, 24.25lb tensile strength, 0.94in maximum bundle diameter, gray, nylon. Package of 100. | Stock | 1
SEL.21.210 | SapiSelco general purpose cable tie, 5.51in length, 0.14in width, 44.09lb tensile strength, 1.42in maximum bundle diameter, gray, nylon. Package of 100. | Stock | 1
SEL.21.223 | SapiSelco general purpose cable tie, 7.87in length, 0.18in width, 61.73lb tensile strength, 2.01in maximum bundle diameter, gray, nylon. Package of 100. | Stock | 2
SEL.21.425 | SapiSelco general purpose cable tie, 11.02in length, 0.18in width, 61.73lb tensile strength, 2.99in maximum bundle diameter, gray, nylon. Package of 100. | Stock | 3
SEL.3.143 | SapiSelco general purpose cable tie, 30.71in length, 0.35in width, 176.37lb tensile strength, 9.25in maximum bundle diameter, black, nylon. Package of 100. | Stock | 24.5 | 25.5
SEL.3.154 | SapiSelco general purpose cable tie, 36.22in length, 0.35in width, 176.37lb tensile strength, 11.02in maximum bundle diameter, black, nylon. Package of 100. | Stock | 29.5 | 30.5
SEL.3.202 | SapiSelco general purpose cable tie, 3.94in length, 0.1in width, 24.25lb tensile strength, 0.94in maximum bundle diameter, black, nylon. Package of 100. | Stock | 1
SEL.3.204 | SapiSelco general purpose cable tie, 6.3in length, 0.1in width, 24.25lb tensile strength, 1.65in maximum bundle diameter, black, nylon. Package of 100. | Stock | 1
SEL.3.205 | SapiSelco general purpose cable tie, 7.87in length, 0.1in width, 24.25lb tensile strength, 2.17in maximum bundle diameter, black, nylon. Package of 100. | Stock | 1
SEL.3.210 | SapiSelco general purpose cable tie, 5.51in length, 0.14in width, 44.09lb tensile strength, 1.42in maximum bundle diameter, black, nylon. Package of 100. | Stock | 1
SEL.3.211 | SapiSelco general purpose cable tie, 7.87in length, 0.14in width, 44.09lb tensile strength, 2.17in maximum bundle diameter, black, nylon. Package of 100. | Stock | 1.5
SEL.3.212 | SapiSelco general purpose cable tie, 11.02in length, 0.14in width, 44.09lb tensile strength, 3.15in maximum bundle diameter, black, nylon. Package of 100. | Stock | 2
SEL.3.214 | SapiSelco general purpose cable tie, 14.17in length, 0.14in width, 44.09lb tensile strength, 4.06in maximum bundle diameter, black, nylon. Package of 100. | Stock | 3
SEL.3.221 | SapiSelco general purpose cable tie, 6.3in length, 0.18in width, 61.73lb tensile strength, 1.5in maximum bundle diameter, black, nylon. Package of 100. | Stock | 1.5
SEL.3.222 | SapiSelco general purpose cable tie, 7.09in length, 0.18in width, 61.73lb tensile strength, 1.77in maximum bundle diameter, black, nylon. Package of 100. | Stock | 1.5
SEL.3.302 | SapiSelco general purpose cable tie, 3.94in length, 0.1in width, 24.25lb tensile strength, 0.94in maximum bundle diameter, black, nylon. Package of 1000. | Stock | 4 | 4.25
SEL.3.304 | SapiSelco general purpose cable tie, 6.3in length, 0.1in width, 24.25lb tensile strength, 1.65in maximum bundle diameter, black, nylon. Package of 1000. | Stock | 10 | 10.5
SEL.3.310 | SapiSelco general purpose cable tie, 5.51in length, 0.14in width, 44.09lb tensile strength, 1.42in maximum bundle diameter, black, nylon. Package of 1000. | Stock | 9.75 | 10
SEL.3.425 | SapiSelco general purpose cable tie, 11.02in length, 0.18in width, 61.73lb tensile strength, 2.99in maximum bundle diameter, black, nylon. Package of 100. | Stock | 2.5
SEL.3.426 | SapiSelco general purpose cable tie, 14.17in length, 0.18in width, 61.73lb tensile strength, 3.98in maximum bundle diameter, black, nylon. Package of 100. | Stock | 3.5 | 3.75
SEL.3.434 | SapiSelco general purpose cable tie, 14.17in length, 0.3in width, 143.3lb tensile strength, 3.98in maximum bundle diameter, black, nylon. Package of 100. | Stock | 6.75 | 7
SEL.ICE.210R | SapiSelco low temperature UV resistant cable tie, 5.51in length, 0.14in width, 33.72lb tensile strength, 1.41in maximum bundle diameter, black, nylon. Package of 100. | Stock | 1.5
SEL.ICE.223R | SapiSelco low temperature UV resistant cable tie, 7.87in length, 0.18in width, 49.45lb tensile strength, 2in maximum bundle diameter, black, nylon. Package of 100. | Stock | 2.5
SEL.ICE.425R | SapiSelco low temperature UV resistant cable tie, 11.02in length, 0.18in width, 49.45lb tensile strength, 2.99in maximum bundle diameter, black, nylon. Package of 100. | Stock | 3.75 | 4
SEL.ICE.426R | SapiSelco low temperature UV resistant cable tie, 14.17in length, 0.18in width, 49.45lb tensile strength, 3.97in maximum bundle diameter, black, nylon. Package of 100. | Stock | 5.25 | 5.5
SEL.ICE.434R | SapiSelco low temperature UV resistant cable tie, 14.17in length, 0.29in width, 103.41lb tensile strength, 3.97in maximum bundle diameter, black, nylon. Package of 100. | Stock | 9 | 9.25
SEL.UVV2.210 | SapiSelco UV resistant cable tie, 5.51in length, 0.14in width, 44.09lb tensile strength, 1.42in maximum bundle diameter, black, nylon. Package of 100. | Stock | 1.5
SEL.UVV2.223 | SapiSelco UV resistant cable tie, 7.87in length, 0.18in width, 61.73lb tensile strength, 2.01in maximum bundle diameter, black, nylon. Package of 100. | Stock | 2.5
SEL.UVV2.425 | SapiSelco UV resistant cable tie, 11.02in length, 0.18in width, 61.73lb tensile strength, 2.99in maximum bundle diameter, black, nylon. Package of 100. | Stock | 4 | 4.25
SEL.UVV2.426 | SapiSelco UV resistant cable tie, 14.17in length, 0.18in width, 61.73lb tensile strength, 3.98in maximum bundle diameter, black, nylon. Package of 100. | Stock | 6 | 6.25
SEL.UVV2.434 | SapiSelco UV resistant cable tie, 14.17in length, 0.3in width, 143.3lb tensile strength, 3.98in maximum bundle diameter, black, nylon. Package of 100. | Stock | 10 | 10.5
SE-MC2U-SC | STRIDE industrial unmanaged Ethernet media converter, 2 ports, (1) Ethernet 10/100Base-T (RJ45) and (1) multi-mode SC 100FX fiber port(s), -10 to +60 deg C, plastic housing, IP40, 35mm DIN rail mount, hazardous location rated. | Stock | 166 | 198
SE-MC2U-ST | STRIDE industrial unmanaged Ethernet media converter, 2 ports, (1) Ethernet 10/100Base-T (RJ45) and (1) multi-mode ST 100FX fiber port(s), -10 to +60 deg C, plastic housing, IP40, 35mm DIN rail mount, hazardous location rated. | Stock | 168 | 201
SEN-TESTER-001 | AutomationDirect sensor tester, 24 VDC output. 9V rechargeable battery included. | Stock | 70
SEOOW-10-4BK-1 | Southwire flexible portable cord, Type SEOOW, 600V, 4 conductors (includes ground), 10 AWG, TPE conductor insulation material, black, white, red and green, TPE jacket, black, cut to length. | Stock | 2.41 | 2.5064
SEOOW-12-3BK-1 | Southwire flexible portable cord, Type SEOOW, 600V, 3 conductors (includes ground), 12 AWG, TPE conductor insulation material, black, white and green, TPE jacket, black, cut to length. | Stock | 1.35 | 1.404
SEOOW-12-4BK-1 | Southwire flexible portable cord, Type SEOOW, 600V, 4 conductors (includes ground), 12 AWG, TPE conductor insulation material, black, white, red and green, TPE jacket, black, cut to length. | Stock | 1.82 | 1.8928
SEOOW-14-3BK-1 | Southwire flexible portable cord, Type SEOOW, 600V, 3 conductors (includes ground), 14 AWG, TPE conductor insulation material, black, white and green, TPE jacket, black, cut to length. | Stock | 0.96 | 0.9984
SEOOW-14-4BK-1 | Southwire flexible portable cord, Type SEOOW, 600V, 4 conductors (includes ground), 14 AWG, TPE conductor insulation material, black, white, red and green, TPE jacket, black, cut to length. | Stock | 1.2 | 1.248
SEOOW-16-3BK-1 | Southwire flexible portable cord, Type SEOOW, 600V, 3 conductors (includes ground), 16 AWG, TPE conductor insulation material, black, white and green, TPE jacket, black, cut to length. | Stock | 0.6 | 0.624
SEOOW-16-4BK-1 | Southwire flexible portable cord, Type SEOOW, 600V, 4 conductors (includes ground), 16 AWG, TPE conductor insulation material, black, white, red and green, TPE jacket, black, cut to length. | Stock | 0.78 | 0.8112
SEOOW-18-2BK-1 | Southwire flexible portable cord, Type SEOOW, 600V, 2 conductors, 18 AWG, TPE conductor insulation material, black and white, TPE jacket, black, cut to length. | Stock | 0.42 | 0.4368
SEOOW-18-3BK-1 | Southwire flexible portable cord, Type SEOOW, 600V, 3 conductors (includes ground), 18 AWG, TPE conductor insulation material, black, white and green, TPE jacket, black, cut to length. | Stock | 0.53 | 0.5512
SEOOW-18-4BK-1 | Southwire flexible portable cord, Type SEOOW, 600V, 4 conductors (includes ground), 18 AWG, TPE conductor insulation material, black, white, red and green, TPE jacket, black, cut to length. | Stock | 0.65 | 0.676
SEP-15E-1 | Iboco separator, separates wires within a single piece of duct, 2m length. For use with 1.5in high duct. | Stock | 7 | 7.5
SEP-22E-1 | Iboco separator, separates wires within a single piece of duct, 2m length. For use with 2.25in high duct. | Stock | 9.25 | 10
SEP-30E-1 | Iboco separator, separates wires within a single piece of duct, 2m length. For use with 3in high duct. | Stock | 10 | 11
SE-PB100 | STRIDE Pocket Portal IoT bridge, (1) RS-485 (2-pin terminal) port(s), Modbus RTU Master, up to 115.2k baud, browser and mobile app, panel or optional 35mm DIN rail mount. Supports (1) Modbus node. | Stock | 99 | 103
SEPG05.3.L.22 | Schmersal control panel, two-hand safety, aluminum, empty enclosure. | Stock | 297
SEPG05.3.S-3063 | Schmersal control panel, two-hand safety, aluminum, (1) Estop, (2) momentary switches, mushroom, red/black/black, (2) N.O/(2) N.C. and (1) N.O./(1) N.C. and (1) N.O./(1) N.C. contact(s), blank legend plate(s). | Stock | 398
SEPK02.0.L.22 | Schmersal control panel, two-hand safety, plastic, empty enclosure. | Stock | 147
SEPK02.0.S-3065 | Schmersal control panel, two-hand safety, plastic, (1) Estop, (2) momentary switches, mushroom, red/black/black, (2) N.O/(2) N.C. and (1) N.O./(1) N.C. and (1) N.O./(1) N.C. contact(s), blank legend plate(s). | Stock | 252
SE-PP500K | STRIDE Pocket Portal data logging and notify silver subscription, monthly or annual renewal. For use with (1) STRIDE Pocket Portal IoT bridge. | Stock | 8
SE-PP5M | STRIDE Pocket Portal data logging and notify gold subscription, monthly or annual renewal. For use with (1) STRIDE Pocket Portal IoT bridge. | Stock | 15
SE-SL001 | StrideLinx service level agreement (SLA) license, valid for 1 month, license includes 99.6% availability and 4 hour max consecutive downtime. For use with (1) StrideLinx company. | Stock | 60
SE-SL010 | StrideLinx cloud logging license, valid for 1 month, license includes data logging enabled at 1,000 data samples per hour. For use with (1) StrideLinx router. | Stock | 15
SE-SL010-1 | StrideLinx cloud logging license, valid for 1 year, license includes data logging enabled at 1,000 data samples per hour. For use with (1) StrideLinx router. | Stock | 165
SE-SL010-2 | StrideLinx cloud logging license, valid for 2 years, license includes data logging enabled at 1,000 data samples per hour. For use with (1) StrideLinx router. | Stock | 300
SE-SL010-3 | StrideLinx cloud logging license, valid for 3 years, license includes data logging enabled at 1,000 data samples per hour. For use with (1) StrideLinx router. | Stock | 405
SE-SL010-5 | StrideLinx cloud logging license, valid for 5 years, license includes data logging enabled at 1,000 data samples per hour. For use with (1) StrideLinx router. | Stock | 600
SE-SL011 | StrideLinx cloud logging license, valid for 1 month, license includes data logging enabled at 5,000 data samples per hour. For use with (1) StrideLinx router. | Stock | 35
SE-SL011-1 | StrideLinx cloud logging license, valid for 1 year, license includes data logging enabled at 5,000 data samples per hour. For use with (1) StrideLinx router. | Stock | 385
SE-SL011-2 | StrideLinx cloud logging license, valid for 2 years, license includes data logging enabled at 5,000 data samples per hour. For use with (1) StrideLinx router. | Stock | 700
SE-SL011-3 | StrideLinx cloud logging license, valid for 3 years, license includes data logging enabled at 5,000 data samples per hour. For use with (1) StrideLinx router. | Stock | 945
SE-SL011-5 | StrideLinx cloud logging license, valid for 5 years, license includes data logging enabled at 5,000 data samples per hour. For use with (1) StrideLinx router. | Stock | 1400
SE-SL012 | StrideLinx cloud logging license, valid for 1 month, license includes data logging enabled at 20,000 data samples per hour. For use with (1) StrideLinx router. | Stock | 60
SE-SL012-1 | StrideLinx cloud logging license, valid for 1 year, license includes data logging enabled at 20,000 data samples per hour. For use with (1) StrideLinx router. | Stock | 660
SE-SL012-2 | StrideLinx cloud logging license, valid for 2 years, license includes data logging enabled at 20,000 data samples per hour. For use with (1) StrideLinx router. | Stock | 1200
SE-SL012-3 | StrideLinx cloud logging license, valid for 3 years, license includes data logging enabled at 20,000 data samples per hour. For use with (1) StrideLinx router. | Stock | 1620
SE-SL012-5 | StrideLinx cloud logging license, valid for 5 years, license includes data logging enabled at 20,000 data samples per hour. For use with (1) StrideLinx router. | Stock | 2400
SE-SL013 | StrideLinx cloud logging license, valid for 1 month, license includes data logging enabled at 50,000 data samples per hour. For use with (1) StrideLinx router. | Stock | 100
SE-SL013-1 | StrideLinx cloud logging license, valid for 1 year, license includes data logging enabled at 50,000 data samples per hour. For use with (1) StrideLinx router. | Stock | 1100
SE-SL013-2 | StrideLinx cloud logging license, valid for 2 years, license includes data logging enabled at 50,000 data samples per hour. For use with (1) StrideLinx router. | Stock | 2000
SE-SL013-3 | StrideLinx cloud logging license, valid for 3 years, license includes data logging enabled at 50,000 data samples per hour. For use with (1) StrideLinx router. | Stock | 2700
SE-SL013-5 | StrideLinx cloud logging license, valid for 5 years, license includes data logging enabled at 50,000 data samples per hour. For use with (1) StrideLinx router. | Stock | 4000
SE-SL014 | StrideLinx cloud logging license, valid for 1 month, license includes data logging enabled at 100,000 data samples per hour. For use with (1) StrideLinx router. | Stock | 140
SE-SL014-1 | StrideLinx cloud logging license, valid for 1 year, license includes data logging enabled at 100,000 data samples per hour. For use with (1) StrideLinx router. | Stock | 1540
SE-SL014-2 | StrideLinx cloud logging license, valid for 2 years, license includes data logging enabled at 100,000 data samples per hour. For use with (1) StrideLinx router. | Stock | 2800
SE-SL014-3 | StrideLinx cloud logging license, valid for 3 years, license includes data logging enabled at 100,000 data samples per hour. For use with (1) StrideLinx router. | Stock | 3780
SE-SL014-5 | StrideLinx cloud logging license, valid for 5 years, license includes data logging enabled at 100,000 data samples per hour. For use with (1) StrideLinx router. | Stock | 5600
SE-SL015 | StrideLinx cloud logging license, valid for 1 month, license includes data logging enabled at 250,000 data samples per hour. For use with (1) StrideLinx router. | Stock | 205
SE-SL015-1 | StrideLinx cloud logging license, valid for 1 year, license includes data logging enabled at 250,000 data samples per hour. For use with (1) StrideLinx router. | Stock | 2255
SE-SL015-2 | StrideLinx cloud logging license, valid for 2 years, license includes data logging enabled at 250,000 data samples per hour. For use with (1) StrideLinx router. | Stock | 4100
SE-SL015-3 | StrideLinx cloud logging license, valid for 3 years, license includes data logging enabled at 250,000 data samples per hour. For use with (1) StrideLinx router. | Stock | 5535
SE-SL015-5 | StrideLinx cloud logging license, valid for 5 years, license includes data logging enabled at 250,000 data samples per hour. For use with (1) StrideLinx router. | Stock | 8200
SE-SL020 | StrideLinx notify license, valid for router lifetime, license includes alarm, trigger, recipient, and priority management with push and email notifications. For use with (1) StrideLinx router. | Stock | 210
SE-SL030 | StrideLinx data top-up 5GB license, valid for 1 month, license includes additional monthly VPN data traffic of 5GB. For use with (1) StrideLinx company. | Stock | 35
SE-SL030-1 | StrideLinx data top-up 5GB license, valid for 1 year, license includes additional monthly VPN data traffic of 5GB. For use with (1) StrideLinx company. | Stock | 385
SE-SL030-2 | StrideLinx data top-up 5GB license, valid for 2 years, license includes additional monthly VPN data traffic of 5GB. For use with (1) StrideLinx company. | Stock | 700
SE-SL030-3 | StrideLinx data top-up 5GB license, valid for 3 years, license includes additional monthly VPN data traffic of 5GB. For use with (1) StrideLinx company. | Stock | 945
SE-SL030-5 | StrideLinx data top-up 5GB license, valid for 5 years, license includes additional monthly VPN data traffic of 5GB. For use with (1) StrideLinx company. | Stock | 1400
SE-SL031 | StrideLinx data top-up 15GB license, valid for 1 month, license includes additional monthly VPN data traffic of 15GB. For use with (1) StrideLinx company. | Stock | 95
SE-SL031-1 | StrideLinx data top-up 15GB license, valid for 1 year, license includes additional monthly VPN data traffic of 15GB. For use with (1) StrideLinx company. | Stock | 1045
SE-SL031-2 | StrideLinx data top-up 15GB license, valid for 2 years, license includes additional monthly VPN data traffic of 15GB. For use with (1) StrideLinx company. | Stock | 1900
SE-SL031-3 | StrideLinx data top-up 15GB license, valid for 3 years, license includes additional monthly VPN data traffic of 15GB. For use with (1) StrideLinx company. | Stock | 2565
SE-SL031-5 | StrideLinx data top-up 15GB license, valid for 5 years, license includes additional monthly VPN data traffic of 15GB. For use with (1) StrideLinx company. | Stock | 3800
SE-SL032 | StrideLinx data top-up 50GB license, valid for 1 month, license includes additional monthly VPN data traffic of 50GB. For use with (1) StrideLinx company. | Stock | 190
SE-SL032-1 | StrideLinx data top-up 50GB license, valid for 1 year, license includes additional monthly VPN data traffic of 50GB. For use with (1) StrideLinx company. | Stock | 2090
SE-SL032-2 | StrideLinx data top-up 50GB license, valid for 2 years, license includes additional monthly VPN data traffic of 50GB. For use with (1) StrideLinx company. | Stock | 3800
SE-SL032-3 | StrideLinx data top-up 50GB license, valid for 3 years, license includes additional monthly VPN data traffic of 50GB. For use with (1) StrideLinx company. | Stock | 5130
SE-SL032-5 | StrideLinx data top-up 50GB license, valid for 5 years, license includes additional monthly VPN data traffic of 50GB. For use with (1) StrideLinx company. | Stock | 7600
SE-SL040 | StrideLinx premium branding license, valid for company lifetime, license includes white label StrideLinx platform with custom company domain and custom router faceplate graphics. For use with (1) StrideLinx company. | Stock | 1850
SE-SL050 | StrideLinx mobile app branding setup license, valid for initial setup and first year, license includes creation of white label StrideLinx iOS/Android mobile app with custom corporate identity and company name. For use with (1) StrideLinx company. | Stock | 5400
SE-SL051 | StrideLinx mobile app sustained service license, valid for 1 year, license includes sustained service of white label StrideLinx iOS/Android mobile app with branding. For use with (1) existing white label StrideLinx iOS/Android mobile app. | Stock | 900
SE-SL3001 | StrideLinx Basic industrial VPN router, wired Internet connectivity, (5) Ethernet Gigabit (RJ45) port(s), Android/iOS with mobile VPN, 12-24 VDC required. | Stock | 385
SE-SL3011 | StrideLinx Pro industrial VPN router, wired Internet connectivity, (5) Ethernet Gigabit (RJ45) port(s), Android/iOS with mobile VPN, 12-24 VDC required. | Stock | 475
SE-SL3011-4GG | StrideLinx Pro industrial VPN router, wired + 4G Global LTE and US LTE Verizon Internet connectivity, (5) Ethernet Gigabit (RJ45) port(s), Android/iOS with mobile VPN, 12-24 VDC required. | Stock | 699
SE-SL3011-WF | StrideLinx Pro industrial VPN router, wired + 802.11 b/g/n WiFi Internet connectivity, WiFi LAN and (5) Ethernet Gigabit (RJ45) port(s), Android/iOS with mobile VPN, 12-24 VDC required. | Stock | 597
SE-SW10MG-2P | STRIDE industrial managed Ethernet switch, 10 ports, (7) Ethernet 10/100Base-T (RJ45), (3) Ethernet Gigabit (RJ45) and (2) SFP combo Gigabit port(s), Modbus TCP, -40 to +75 deg C, metal housing, IP40, 35mm DIN rail mount. | Stock | 1175 | 1287
SE-SW16M | STRIDE industrial managed Ethernet switch, 16 ports, (16) Ethernet 10/100Base-T (RJ45) port(s), Modbus TCP, -40 to +75 deg C, metal housing, IP40, 35mm DIN rail mount. | Stock | 997 | 1092
SE-SW5M | STRIDE industrial managed Ethernet switch, 5 ports, (5) Ethernet 10/100Base-T (RJ45) port(s), Modbus TCP, -40 to +75 deg C, metal housing, IP40, 35mm DIN rail mount. | Stock | 415 | 454
SE-SW5M-2SC | STRIDE industrial managed Ethernet switch, 5 ports, (3) Ethernet 10/100Base-T (RJ45) and (2) multi-mode SC 100FX fiber port(s), Modbus TCP, -40 to +75 deg C, metal housing, IP40, 35mm DIN rail mount. | Stock | 671 | 735
SE-SW5M-2ST | STRIDE industrial managed Ethernet switch, 5 ports, (3) Ethernet 10/100Base-T (RJ45) and (2) multi-mode ST 100FX fiber port(s), Modbus TCP, -40 to +75 deg C, metal housing, IP40, 35mm DIN rail mount. | Stock | 679 | 744
SE-SW5U | STRIDE industrial unmanaged Ethernet switch, 5 ports, (5) Ethernet 10/100Base-T (RJ45) port(s), -10 to +60 deg C, plastic housing, IP40, 35mm DIN rail mount. | Stock | 99 | 114
SE-SW5U-SC | STRIDE industrial unmanaged Ethernet switch, 5 ports, (4) Ethernet 10/100Base-T (RJ45) and (1) multi-mode SC 100FX fiber port(s), -10 to +60 deg C, plastic housing, IP40, 35mm DIN rail mount. | Stock | 180 | 216
SE-SW5U-SC-WT | STRIDE industrial unmanaged Ethernet switch, 5 ports, (4) Ethernet 10/100Base-T (RJ45) and (1) multi-mode SC 100FX fiber port(s), -40 to +85 deg C, metal housing, IP40, 35mm DIN rail mount. | Stock | 241 | 276
SE-SW5U-ST | STRIDE industrial unmanaged Ethernet switch, 5 ports, (4) Ethernet 10/100Base-T (RJ45) and (1) multi-mode ST 100FX fiber port(s), -10 to +60 deg C, plastic housing, IP40, 35mm DIN rail mount. | Stock | 177 | 212
SE-SW5U-ST-WT | STRIDE industrial unmanaged Ethernet switch, 5 ports, (4) Ethernet 10/100Base-T (RJ45) and (1) multi-mode ST 100FX fiber port(s), -40 to +85 deg C, metal housing, IP40, 35mm DIN rail mount. | Stock | 241 | 277
SE-SW5U-WT | STRIDE industrial unmanaged Ethernet switch, 5 ports, (5) Ethernet 10/100Base-T (RJ45) port(s), -40 to +85 deg C, metal housing, IP40, 35mm DIN rail mount. | Stock | 168 | 201
SE-SW8M | STRIDE industrial managed Ethernet switch, 8 ports, (8) Ethernet 10/100Base-T (RJ45) port(s), Modbus TCP, -40 to +75 deg C, metal housing, IP40, 35mm DIN rail mount. | Stock | 543 | 595
SE-SW8M-2SC | STRIDE industrial managed Ethernet switch, 8 ports, (6) Ethernet 10/100Base-T (RJ45) and (2) multi-mode SC 100FX fiber port(s), Modbus TCP, -40 to +75 deg C, metal housing, IP40, 35mm DIN rail mount. | Stock | 723 | 792
SE-SW8M-2ST | STRIDE industrial managed Ethernet switch, 8 ports, (6) Ethernet 10/100Base-T (RJ45) and (2) multi-mode ST 100FX fiber port(s), Modbus TCP, -40 to +75 deg C, metal housing, IP40, 35mm DIN rail mount. | Stock | 735 | 805
SE-SW8MG-4P | STRIDE industrial managed Ethernet switch, 8 ports, (8) Ethernet Gigabit (RJ45) and (4) SFP combo Gigabit port(s), Modbus TCP, -40 to +75 deg C, metal housing, IP40, 35mm DIN rail mount. | Stock | 1275 | 1396
SE-SW8U | STRIDE industrial unmanaged Ethernet switch, 8 ports, (8) Ethernet 10/100Base-T (RJ45) port(s), -10 to +60 deg C, plastic housing, IP40, 35mm DIN rail mount. | Stock | 182 | 209
SE-SW8U-WT | STRIDE industrial unmanaged Ethernet switch, 8 ports, (8) Ethernet 10/100Base-T (RJ45) port(s), -40 to +85 deg C, metal housing, IP40, 35mm DIN rail mount. | Stock | 250 | 288
SE-SW9U-SC | STRIDE industrial unmanaged Ethernet switch, 9 ports, (8) Ethernet 10/100Base-T (RJ45) and (1) multi-mode SC 100FX fiber port(s), -10 to +60 deg C, plastic housing, IP40, 35mm DIN rail mount. | Stock | 264 | 304
SE-SW9U-SC-WT | STRIDE industrial unmanaged Ethernet switch, 9 ports, (8) Ethernet 10/100Base-T (RJ45) and (1) multi-mode SC 100FX fiber port(s), -40 to +85 deg C, metal housing, IP40, 35mm DIN rail mount. | Stock | 345 | 397
SE-SW9U-ST | STRIDE industrial unmanaged Ethernet switch, 9 ports, (8) Ethernet 10/100Base-T (RJ45) and (1) multi-mode ST 100FX fiber port(s), -10 to +60 deg C, plastic housing, IP40, 35mm DIN rail mount. | Stock | 264 | 304
SE-SW9U-ST-WT | STRIDE industrial unmanaged Ethernet switch, 9 ports, (8) Ethernet 10/100Base-T (RJ45) and (1) multi-mode ST 100FX fiber port(s), -40 to +85 deg C, metal housing, IP40, 35mm DIN rail mount. | Stock | 335 | 400
SEU31-280007 | IDEM safety relay extension module, 24 VAC/VDC, (3) N.O. safety output(s), (1) N.C. monitoring output(s), fixed screw terminals. | Stock | 140 | 150
SEU31-280007-P | IDEM safety relay extension module, 24 VAC/VDC, (3) N.O. safety output(s), (1) N.C. monitoring output(s), pluggable screw terminals. | Stock | 179 | 192
SEU31TD-280008 | IDEM safety relay extension module, release delay, 0 to 30 seconds, 24 VAC/VDC, (3) N.O. time delay safety output(s), (1) N.C. time delay monitoring output(s), fixed screw terminals. | Stock | 251 | 269
SEU31TD-280008-P | IDEM safety relay extension module, release delay, 0 to 30 seconds, 24 VAC/VDC, (3) N.O. time delay safety output(s), (1) N.C. time delay monitoring output(s), pluggable screw terminals. | Stock | 293 | 314
SFB-4SG | ReeR mounting bracket, replacement, standard, zinc plated steel. Package of 4. For use with ReeR Safegate light curtains. Mounting hardware included. | Stock | 40.5 | 42
SFB-6SG | ReeR mounting bracket, replacement, standard, zinc plated steel. Package of 6. For use with ReeR Safegate light curtains. Mounting hardware included. | Stock | 60 | 62
SFP-10K-GSF | STRIDE Gigabit (1.25GB) small form factor pluggable (SFP) transceiver module, 1310nm, 10km, single-mode fiber, Duplex LC. | Stock | 89 | 93
SFP-2K-GMF | STRIDE Gigabit (1.25GB) small form factor pluggable (SFP) transceiver module, 1310nm, 2km, multi-mode fiber, Duplex LC. | Stock | 65 | 68
SFP-30K-FSF | STRIDE 100Mbps small form factor pluggable (SFP) transceiver module, 1310nm, 30km, single-mode fiber, Duplex LC. | Stock | 51 | 53
SFP-30K-GSF | STRIDE Gigabit (1.25GB) small form factor pluggable (SFP) transceiver module, 1310nm, 30km, single-mode fiber, Duplex LC. | Stock | 91 | 95
SFP-4K-FMF | STRIDE 100Mbps small form factor pluggable (SFP) transceiver module, 1310nm, 4km, multi-mode fiber, Duplex LC. | Stock | 108 | 112
SFP-500-GMF | STRIDE Gigabit (1.25GB) small form factor pluggable (SFP) transceiver module, 850nm, 550m, multi-mode fiber, Duplex LC. | Stock | 85 | 88
SFPK44-IMP-P10 | Integra dead front panel, carbon steel, white, powder coat finish. For use with 4x4 (HxW) P4043-P10 & P4043C-P10 Impact series enclosures. | Stock | 30.5 | 32.5
SFPK66-IMP-P10 | Integra dead front panel, carbon steel, white, powder coat finish. For use with 6x6 (HxW) P6063-P10 & P6063C-P10 Impact series enclosures. | Stock | 30.5 | 32.5
SFPK86-IMP-P10 | Integra dead front panel, carbon steel, white, powder coat finish. For use with 8x6 (HxW) P8063-P10 & P8063C-P10 Impact series enclosures. | Stock | 33.5 | 35
SG3A0015KB | Hammond general purpose transformer, open core, 15 kVA, 3-phase, 480 VAC Delta primary, 208Y/120 VAC secondary, 60 Hz, NEMA 3R, floor, wall or ceiling mount. | Stock | 1249
SG3A0030KB | Hammond general purpose transformer, open core, 30 kVA, 3-phase, 480 VAC Delta primary, 208Y/120 VAC secondary, 60 Hz, NEMA 3R, floor, wall or ceiling mount. | Stock | 1754
SG3A0045KB | Hammond general purpose transformer, open core, 45 kVA, 3-phase, 480 VAC Delta primary, 208Y/120 VAC secondary, 60 Hz, NEMA 3R, floor, wall or ceiling mount. | Stock | 2030
SG3A0075KB | Hammond general purpose transformer, open core, 75 kVA, 3-phase, 480 VAC Delta primary, 208Y/120 VAC secondary, 60 Hz, NEMA 3R, floor mount. | Stock | 2719
SG3C0015KD | Hammond general purpose transformer, open core, 15 kVA, 3-phase, 480 VAC Delta primary, 240/120 VAC Delta (center tap) secondary, 60 Hz, NEMA 3R, floor, wall or ceiling mount. | Stock | 1249
SG3C0030KD | Hammond general purpose transformer, open core, 30 kVA, 3-phase, 480 VAC Delta primary, 240/120 VAC Delta (center tap) secondary, 60 Hz, NEMA 3R, floor, wall or ceiling mount. | Stock | 1754
SG3C0045KD | Hammond general purpose transformer, open core, 45 kVA, 3-phase, 480 VAC Delta primary, 240/120 VAC Delta (center tap) secondary, 60 Hz, NEMA 3R, floor, wall or ceiling mount. | Stock | 2030
SG3C0075KD | Hammond general purpose transformer, open core, 75 kVA, 3-phase, 480 VAC Delta primary, 240/120 VAC Delta (center tap) secondary, 60 Hz, NEMA 3R, floor mount. | Stock | 2719
SG4-14-015-OO-E | Datalogic safety light curtain, sender/receiver pair, finger protection, 24 VDC, 14mm resolution, 150mm protected height, 0.2-7m operating distance, safety category Type 4, IP65, (1) 4-pin and (1) 8-pin M12 quick-disconnect. | Stock | 510 | 530
SG4-14-030-OO-E | Datalogic safety light curtain, sender/receiver pair, finger protection, 24 VDC, 14mm resolution, 300mm protected height, 0.2-7m operating distance, safety category Type 4, IP65, (1) 4-pin and (1) 8-pin M12 quick-disconnect. | Stock | 675 | 702
SG4-14-030-OO-P | Datalogic safety light curtain, sender/receiver pair, finger protection, 24 VDC, 14mm resolution, 300mm protected height, 0.2-7m operating distance, safety category Type 4, configurable, IP65, (2) 18-pin proprietary connections. | Stock | 888 | 924
SG4-14-045-OO-E | Datalogic safety light curtain, sender/receiver pair, finger protection, 24 VDC, 14mm resolution, 450mm protected height, 0.2-7m operating distance, safety category Type 4, IP65, (1) 4-pin and (1) 8-pin M12 quick-disconnect. | Stock | 876 | 911
SG4-14-045-OO-P | Datalogic safety light curtain, sender/receiver pair, finger protection, 24 VDC, 14mm resolution, 450mm protected height, 0.2-7m operating distance, safety category Type 4, configurable, IP65, (2) 18-pin proprietary connections. | Stock | 1093 | 1137
SG4-14-060-OO-E | Datalogic safety light curtain, sender/receiver pair, finger protection, 24 VDC, 14mm resolution, 600mm protected height, 0.2-7m operating distance, safety category Type 4, IP65, (1) 4-pin and (1) 8-pin M12 quick-disconnect. | Stock | 1074 | 1117
SG4-14-060-OO-P | Datalogic safety light curtain, sender/receiver pair, finger protection, 24 VDC, 14mm resolution, 600mm protected height, 0.2-7m operating distance, safety category Type 4, configurable, IP65, (2) 18-pin proprietary connections. | Stock | 1299 | 1351
SG4-14-075-OO-E | Datalogic safety light curtain, sender/receiver pair, finger protection, 24 VDC, 14mm resolution, 750mm protected height, 0.2-7m operating distance, safety category Type 4, IP65, (1) 4-pin and (1) 8-pin M12 quick-disconnect. | Stock | 1252 | 1302
SG4-14-075-OO-P | Datalogic safety light curtain, sender/receiver pair, finger protection, 24 VDC, 14mm resolution, 750mm protected height, 0.2-7m operating distance, safety category Type 4, configurable, IP65, (2) 18-pin proprietary connections. | Stock | 1482 | 1541
SG4-14-090-OO-E | Datalogic safety light curtain, sender/receiver pair, finger protection, 24 VDC, 14mm resolution, 900mm protected height, 0.2-7m operating distance, safety category Type 4, IP65, (1) 4-pin and (1) 8-pin M12 quick-disconnect. | Stock | 1460 | 1518
SG4-14-090-OO-P | Datalogic safety light curtain, sender/receiver pair, finger protection, 24 VDC, 14mm resolution, 900mm protected height, 0.2-7m operating distance, safety category Type 4, configurable, IP65, (2) 18-pin proprietary connections. | Stock | 1730 | 1799
SG4-30-030-OO-E | Datalogic safety light curtain, sender/receiver pair, hand protection, 24 VDC, 30mm resolution, 300mm protected height, 0.2-20m operating distance, safety category Type 4, IP65, (1) 4-pin and (1) 8-pin M12 quick-disconnect. | Stock | 604 | 628
SG4-30-030-OO-P | Datalogic safety light curtain, sender/receiver pair, hand protection, 24 VDC, 30mm resolution, 300mm protected height, 0.2-20m operating distance, safety category Type 4, configurable, IP65, (2) 18-pin proprietary connections. | Stock | 814 | 847
SG4-30-045-OO-E | Datalogic safety light curtain, sender/receiver pair, hand protection, 24 VDC, 30mm resolution, 450mm protected height, 0.2-20m operating distance, safety category Type 4, IP65, (1) 4-pin and (1) 8-pin M12 quick-disconnect. | Stock | 720 | 749
SG4-30-045-OO-P | Datalogic safety light curtain, sender/receiver pair, hand protection, 24 VDC, 30mm resolution, 450mm protected height, 0.2-20m operating distance, safety category Type 4, configurable, IP65, (2) 18-pin proprietary connections. | Stock | 934 | 971
SG4-30-060-OO-E | Datalogic safety light curtain, sender/receiver pair, hand protection, 24 VDC, 30mm resolution, 600mm protected height, 0.2-20m operating distance, safety category Type 4, IP65, (1) 4-pin and (1) 8-pin M12 quick-disconnect. | Stock | 835 | 868
SG4-30-060-OO-P | Datalogic safety light curtain, sender/receiver pair, hand protection, 24 VDC, 30mm resolution, 600mm protected height, 0.2-20m operating distance, safety category Type 4, configurable, IP65, (2) 18-pin proprietary connections. | Stock | 1052 | 1094
SG4-30-075-OO-E | Datalogic safety light curtain, sender/receiver pair, hand protection, 24 VDC, 30mm resolution, 750mm protected height, 0.2-20m operating distance, safety category Type 4, IP65, (1) 4-pin and (1) 8-pin M12 quick-disconnect. | Stock | 928 | 965
SG4-30-075-OO-P | Datalogic safety light curtain, sender/receiver pair, hand protection, 24 VDC, 30mm resolution, 750mm protected height, 0.2-20m operating distance, safety category Type 4, configurable, IP65, (2) 18-pin proprietary connections. | Stock | 1170 | 1217
SG4-30-090-OO-E | Datalogic safety light curtain, sender/receiver pair, hand protection, 24 VDC, 30mm resolution, 900mm protected height, 0.2-20m operating distance, safety category Type 4, IP65, (1) 4-pin and (1) 8-pin M12 quick-disconnect. | Stock | 1023 | 1064
SG4-30-090-OO-P | Datalogic safety light curtain, sender/receiver pair, hand protection, 24 VDC, 30mm resolution, 900mm protected height, 0.2-20m operating distance, safety category Type 4, configurable, IP65, (2) 18-pin proprietary connections. | Stock | 1244 | 1294
SG4-30-105-OO-E | Datalogic safety light curtain, sender/receiver pair, hand protection, 24 VDC, 30mm resolution, 1050mm protected height, 0.2-20m operating distance, safety category Type 4, IP65, (1) 4-pin and (1) 8-pin M12 quick-disconnect. | Stock | 1142 | 1188
SG4-30-105-OO-P | Datalogic safety light curtain, sender/receiver pair, hand protection, 24 VDC, 30mm resolution, 1050mm protected height, 0.2-20m operating distance, safety category Type 4, configurable, IP65, (2) 18-pin proprietary connections. | Stock | 1378 | 1433
SG4-30-120-OO-E | Datalogic safety light curtain, sender/receiver pair, hand protection, 24 VDC, 30mm resolution, 1200mm protected height, 0.2-20m operating distance, safety category Type 4, IP65, (1) 4-pin and (1) 8-pin M12 quick-disconnect. | Stock | 1220 | 1269
SG4-30-120-OO-P | Datalogic safety light curtain, sender/receiver pair, hand protection, 24 VDC, 30mm resolution, 1200mm protected height, 0.2-20m operating distance, safety category Type 4, configurable, IP65, (2) 18-pin proprietary connections. | Stock | 1489 | 1549
SG4-30-135-OO-E | Datalogic safety light curtain, sender/receiver pair, hand protection, 24 VDC, 30mm resolution, 1350mm protected height, 0.2-20m operating distance, safety category Type 4, IP65, (1) 4-pin and (1) 8-pin M12 quick-disconnect. | Stock | 1344 | 1398
SG4-30-135-OO-P | Datalogic safety light curtain, sender/receiver pair, hand protection, 24 VDC, 30mm resolution, 1350mm protected height, 0.2-20m operating distance, safety category Type 4, configurable, IP65, (2) 18-pin proprietary connections. | Stock | 1618 | 1683
SG4-30-150-OO-E | Datalogic safety light curtain, sender/receiver pair, hand protection, 24 VDC, 30mm resolution, 1500mm protected height, 0.2-20m operating distance, safety category Type 4, IP65, (1) 4-pin and (1) 8-pin M12 quick-disconnect. | Stock | 1459 | 1517
SG4-30-150-OO-P | Datalogic safety light curtain, sender/receiver pair, hand protection, 24 VDC, 30mm resolution, 1500mm protected height, 0.2-20m operating distance, safety category Type 4, configurable, IP65, (2) 18-pin proprietary connections. | Stock | 1778 | 1849
SG4-30-165-OO-E | Datalogic safety light curtain, sender/receiver pair, hand protection, 24 VDC, 30mm resolution, 1650mm protected height, 0.2-20m operating distance, safety category Type 4, IP65, (1) 4-pin and (1) 8-pin M12 quick-disconnect. | Stock | 1590 | 1654
SG4-30-165-OO-P | Datalogic safety light curtain, sender/receiver pair, hand protection, 24 VDC, 30mm resolution, 1650mm protected height, 0.2-20m operating distance, safety category Type 4, configurable, IP65, (2) 18-pin proprietary connections. | Stock | 1922 | 1999
SG4-30-180-OO-E | Datalogic safety light curtain, sender/receiver pair, hand protection, 24 VDC, 30mm resolution, 1800mm protected height, 0.2-20m operating distance, safety category Type 4, IP65, (1) 4-pin and (1) 8-pin M12 quick-disconnect. | Stock | 1727 | 1796
SG4-30-180-OO-P | Datalogic safety light curtain, sender/receiver pair, hand protection, 24 VDC, 30mm resolution, 1800mm protected height, 0.2-20m operating distance, safety category Type 4, configurable, IP65, (2) 18-pin proprietary connections. | Stock | 2050 | 2132
SG4-DONGLE | Datalogic programming dongle, requires programming software included with SG4 (-P) light curtains. | Stock | 129 | 134
SG-EXTENDED-GUI | Programming and monitoring software, CD. For use with SG4 series (-P) light curtains. | Stock | 21.5 | 22.5
SG-L-ARMS | Datalogic L-type muting arm pair, for use with SG4 series (-P) light curtains. | Stock | 361 | 375
SG-T-ARMS | Datalogic T-type muting arm pair, for use with SG4 series (-P) light curtains. | Stock | 628 | 653
SGW-MB1511-T | STRIDE Modbus gateway, serial Master/Slave and Ethernet Server/Client, (1) Ethernet 10/100Base-T (RJ45) and (1) RS-232/422/485 (9-pin D-sub male) port(s), (16) simultaneous Ethernet connections, (128) serial device(s), 12-48 VDC required. | Stock | 199 | 207
SGW-MB1512-T | STRIDE Modbus gateway, serial Master/Slave and Ethernet Server/Client, (1) Ethernet 10/100Base-T (RJ45) and (2) RS-232/422/485 (9-pin D-sub male) port(s), (16) simultaneous Ethernet connections, (256) serial device(s), 12-48 VDC required. | Stock | 270 | 281
SGW-MB1524-T | STRIDE Modbus gateway, serial Master/Slave and Ethernet Server/Client, (2) Ethernet 10/100Base-T (RJ45) and (4) RS-232/422/485 (9-pin D-sub male) port(s), (32) simultaneous Ethernet connections, (512) serial device(s), 12-48 VDC required. | Stock | 400 | 416
SGW-MQ1611 | STRIDE industrial MQTT gateway, (1) Ethernet 10/100Base-T (RJ45) and (1) RS-485 (2-pin terminal) port(s), wired Internet connectivity, 10-30 VDC required. | Stock | 216 | 225
SGW-MQ1611-WF | STRIDE industrial MQTT gateway, (1) Ethernet 10/100Base-T (RJ45) and (1) RS-485 (2-pin terminal) port(s), wired + 802.11 a/b/g/n/ac WiFi Internet connectivity, 10-30 VDC required. | Stock | 233 | 242
SHR-18C-4-8 | Sung-Il Machinery drive coupling, servo high gain, aluminum alloy, clamp, size 18, 4 x 8mm bore. | Stock | 43
SHR-18C-5-8 | Sung-Il Machinery drive coupling, servo high gain, aluminum alloy, clamp, size 18, 5 x 8mm bore. | Stock | 43
SHR-18C-6.35-8 | Sung-Il Machinery drive coupling, servo high gain, aluminum alloy, clamp, size 18, 6.35 (1/4in) x 8mm bore. | Stock | 43
SHR-18C-6-8 | Sung-Il Machinery drive coupling, servo high gain, aluminum alloy, clamp, size 18, 6 x 8mm bore. | Stock | 43
SHR-18C-8-8 | Sung-Il Machinery drive coupling, servo high gain, aluminum alloy, clamp, size 18, 8 x 8mm bore. | Stock | 43
SHR-24C-8-10 | Sung-Il Machinery drive coupling, servo high gain, aluminum alloy, clamp, size 24, 8 x 10mm bore. | Stock | 45
SHR-24C-8-12 | Sung-Il Machinery drive coupling, servo high gain, aluminum alloy, clamp, size 24, 8 x 12mm bore. | Stock | 45
SHR-24C-8-8 | Sung-Il Machinery drive coupling, servo high gain, aluminum alloy, clamp, size 24, 8 x 8mm bore. | Stock | 45
SHR-29C-10-14 | Sung-Il Machinery drive coupling, servo high gain, aluminum alloy, clamp, size 29, 10 x 14mm bore. | Stock | 49
SHR-29C-12-14 | Sung-Il Machinery drive coupling, servo high gain, aluminum alloy, clamp, size 29, 12 x 14mm bore. | Stock | 49
SHR-29C-14-14 | Sung-Il Machinery drive coupling, servo high gain, aluminum alloy, clamp, size 29, 14 x 14mm bore. | Stock | 49
SHR-29C-8-10 | Sung-Il Machinery drive coupling, servo high gain, aluminum alloy, clamp, size 29, 8 x 10mm bore. | Stock | 49
SHR-29C-8-12 | Sung-Il Machinery drive coupling, servo high gain, aluminum alloy, clamp, size 29, 8 x 12mm bore. | Stock | 49
SHR-29C-8-14 | Sung-Il Machinery drive coupling, servo high gain, aluminum alloy, clamp, size 29, 8 x 14mm bore. | Stock | 49
SHR-29C-8-8 | Sung-Il Machinery drive coupling, servo high gain, aluminum alloy, clamp, size 29, 8 x 8mm bore. | Stock | 49
SHR-38C-14-14 | Sung-Il Machinery drive coupling, servo high gain, aluminum alloy, clamp, size 38, 14 x 14mm bore. | Stock | 58
SHR-38C-14-16 | Sung-Il Machinery drive coupling, servo high gain, aluminum alloy, clamp, size 38, 14 x 16mm bore. | Stock | 58
SHR-38C-14-18 | Sung-Il Machinery drive coupling, servo high gain, aluminum alloy, clamp, size 38, 14 x 18mm bore. | Stock | 58
SHR-38C-14-19 | Sung-Il Machinery drive coupling, servo high gain, aluminum alloy, clamp, size 38, 14 x 19mm bore. | Stock | 58
SHR-38C-14-20 | Sung-Il Machinery drive coupling, servo high gain, aluminum alloy, clamp, size 38, 14 x 20mm bore. | Stock | 58
SHR-38C-19-19 | Sung-Il Machinery drive coupling, servo high gain, aluminum alloy, clamp, size 38, 19 x 19mm bore. | Stock | 58
SHR-38C-19-20 | Sung-Il Machinery drive coupling, servo high gain, aluminum alloy, clamp, size 38, 19 x 20mm bore. | Stock | 58
SHR-43C-14-14 | Sung-Il Machinery drive coupling, servo high gain, aluminum alloy, clamp, size 43, 14 x 14mm bore. | Stock | 65
SHR-43C-14-16 | Sung-Il Machinery drive coupling, servo high gain, aluminum alloy, clamp, size 43, 14 x 16mm bore. | Stock | 65
SHR-43C-14-18 | Sung-Il Machinery drive coupling, servo high gain, aluminum alloy, clamp, size 43, 14 x 18mm bore. | Stock | 65
SHR-43C-14-19 | Sung-Il Machinery drive coupling, servo high gain, aluminum alloy, clamp, size 43, 14 x 19mm bore. | Stock | 65
SHR-43C-14-20 | Sung-Il Machinery drive coupling, servo high gain, aluminum alloy, clamp, size 43, 14 x 20mm bore. | Stock | 65
SHR-43C-14-22 | Sung-Il Machinery drive coupling, servo high gain, aluminum alloy, clamp, size 43, 14 x 22mm bore. | Stock | 65
SHR-43C-19-19 | Sung-Il Machinery drive coupling, servo high gain, aluminum alloy, clamp, size 43, 19 x 19mm bore. | Stock | 65
SHR-43C-19-20 | Sung-Il Machinery drive coupling, servo high gain, aluminum alloy, clamp, size 43, 19 x 20mm bore. | Stock | 65
SHR-43C-19-22 | Sung-Il Machinery drive coupling, servo high gain, aluminum alloy, clamp, size 43, 19 x 22mm bore. | Stock | 65
SHR-43C-22-22 | Sung-Il Machinery drive coupling, servo high gain, aluminum alloy, clamp, size 43, 22 x 22mm bore. | Stock | 65
SHR-55C-14-14 | Sung-Il Machinery drive coupling, servo high gain, aluminum alloy, clamp, size 55, 14 x 14mm bore. | Stock | 85
SHR-55C-14-16 | Sung-Il Machinery drive coupling, servo high gain, aluminum alloy, clamp, size 55, 14 x 16mm bore. | Stock | 85
SHR-55C-14-18 | Sung-Il Machinery drive coupling, servo high gain, aluminum alloy, clamp, size 55, 14 x 18mm bore. | Stock | 85
SHR-55C-14-19 | Sung-Il Machinery drive coupling, servo high gain, aluminum alloy, clamp, size 55, 14 x 19mm bore. | Stock | 85
SHR-55C-14-20 | Sung-Il Machinery drive coupling, servo high gain, aluminum alloy, clamp, size 55, 14 x 20mm bore. | Stock | 85
SHR-55C-14-22 | Sung-Il Machinery drive coupling, servo high gain, aluminum alloy, clamp, size 55, 14 x 22mm bore. | Stock | 85
SHR-55C-14-24 | Sung-Il Machinery drive coupling, servo high gain, aluminum alloy, clamp, size 55, 14 x 24mm bore. | Stock | 85
SHR-55C-14-25 | Sung-Il Machinery drive coupling, servo high gain, aluminum alloy, clamp, size 55, 14 x 25mm bore. | Stock | 85
SHR-55C-19-19 | Sung-Il Machinery drive coupling, servo high gain, aluminum alloy, clamp, size 55, 19 x 19mm bore. | Stock | 85
SHR-55C-19-20 | Sung-Il Machinery drive coupling, servo high gain, aluminum alloy, clamp, size 55, 19 x 20mm bore. | Stock | 85
SHR-55C-19-22 | Sung-Il Machinery drive coupling, servo high gain, aluminum alloy, clamp, size 55, 19 x 22mm bore. | Stock | 85
SHR-55C-19-24 | Sung-Il Machinery drive coupling, servo high gain, aluminum alloy, clamp, size 55, 19 x 24mm bore. | Stock | 85
SHR-55C-19-25 | Sung-Il Machinery drive coupling, servo high gain, aluminum alloy, clamp, size 55, 19 x 25mm bore. | Stock | 85
SHR-55C-22-22 | Sung-Il Machinery drive coupling, servo high gain, aluminum alloy, clamp, size 55, 22 x 22mm bore. | Stock | 85
SHR-55C-22-24 | Sung-Il Machinery drive coupling, servo high gain, aluminum alloy, clamp, size 55, 22 x 24mm bore. | Stock | 85
SHR-55C-22-25 | Sung-Il Machinery drive coupling, servo high gain, aluminum alloy, clamp, size 55, 22 x 25mm bore. | Stock | 85
SHR-55C-24-24 | Sung-Il Machinery drive coupling, servo high gain, aluminum alloy, clamp, size 55, 24 x 24mm bore. | Stock | 85
SHR-55C-24-25 | Sung-Il Machinery drive coupling, servo high gain, aluminum alloy, clamp, size 55, 24 x 25mm bore. | Stock | 85
SHR-55C-25-25 | Sung-Il Machinery drive coupling, servo high gain, aluminum alloy, clamp, size 55, 25 x 25mm bore. | Stock | 85
SIO-MB04ADS | STRIDE analog input module, 4-channel, current/voltage, 16-bit, isolated, input current signal range(s) of +/- 20 mA, input voltage signal range(s) of +/- 10 VDC, (1) Ethernet (RJ45) port(s), Modbus TCP server, external 20-30 VDC required. | Stock | 182 | 189
SIO-MB04DAS | STRIDE analog output module, 4-channel, current/voltage, 16-bit, isolated, output current signal range(s) of 0-20 mA, output voltage signal range(s) of 0-10 VDC, (1) Ethernet (RJ45) port(s), Modbus TCP server, external 18-30 VDC required. | Stock | 154 | 160
SIO-MB04RTDS | STRIDE temperature input module, RTD, 4-channel, 16-bit resolution, isolated, input RTD type(s): Pt100, Pt1000, Ni100 and Ni1000, (1) Ethernet (RJ45) port(s), Modbus TCP Server. | Stock | 191 | 199
SIO-MB04THMS | STRIDE temperature input module, thermocouple, 4-channel, 16-bit resolution, isolated, input thermocouple type(s): J, E, K, R, S, T, B, N, (1) Ethernet (RJ45) port(s), Modbus TCP server. | Stock | 164 | 171
SIO-MB08ADS-1 | STRIDE analog input module, 8-channel, current, 16-bit, isolated, input current signal range(s) of +/- 20 mA, (1) Ethernet (RJ45) port(s), Modbus TCP server, external 14-30 VDC required. | Stock | 186 | 193
SIO-MB08ADS-2 | STRIDE analog input module, 8-channel, voltage, 16-bit, isolated, input voltage signal range(s) of +/- 10 VDC, (1) Ethernet (RJ45) port(s), Modbus TCP server, external 14-30 VDC required. | Stock | 186 | 193
SIO-MB08THMS | STRIDE temperature input module, thermocouple, 8-channel, 16-bit resolution, isolated, input thermocouple type(s): J, E, K, R, S, T, B, N, (1) Ethernet (RJ45) port(s), Modbus TCP server. | Stock | 191 | 199
SIO-MB12CDR | STRIDE discrete combo module, Input: 8-point, 12-24 VDC, sinking, Output: 4-point, relay, (4) Form C (SPDT) relays, 2A/point, (1) Ethernet (RJ45) port(s), Modbus TCP server. | Stock | 147 | 153
SIO-MB16CDD2 | STRIDE discrete combo module, Input: 8-point, 12-24 VDC, sinking, Output: 8-point, 12-24 VDC, sourcing, 0.5A/point, 1A/module, (1) Ethernet (RJ45) port(s), Modbus TCP server. | Stock | 182 | 189
SIO-MB16ND3 | STRIDE discrete input module, 16-point, 12-24 VDC, sinking/sourcing, 2 isolated common(s), 8 point(s) per common, (1) Ethernet (RJ45) port(s), Modbus TCP server. | Stock | 164 | 171
SJC-100-BL-SLEEVE | Sung-Il Machinery drive coupling spider, jaw type, size 100, TPU, 98A durometer. | Stock | 18
SJC-100C-30 | Sung-Il Machinery drive coupling hub, jaw type, aluminum alloy, clamp, size 100, 30mm bore. For use with SJC-100 series spiders. | Stock | 100
SJC-100C-32 | Sung-Il Machinery drive coupling hub, jaw type, aluminum alloy, clamp, size 100, 32mm bore. For use with SJC-100 series spiders. | Stock | 100
SJC-100C-35 | Sung-Il Machinery drive coupling hub, jaw type, aluminum alloy, clamp, size 100, 35mm bore. For use with SJC-100 series spiders. | Stock | 100
SJC-100C-40 | Sung-Il Machinery drive coupling hub, jaw type, aluminum alloy, clamp, size 100, 40mm bore. For use with SJC-100 series spiders. | Stock | 100
SJC-100C-45 | Sung-Il Machinery drive coupling hub, jaw type, aluminum alloy, clamp, size 100, 45mm bore. For use with SJC-100 series spiders. | Stock | 100
SJC-100C-50 | Sung-Il Machinery drive coupling hub, jaw type, aluminum alloy, clamp, size 100, 50mm bore. For use with SJC-100 series spiders. | Stock | 100
SJC-100C-55 | Sung-Il Machinery drive coupling hub, jaw type, aluminum alloy, clamp, size 100, 55mm bore. For use with SJC-100 series spiders. | Stock | 100
SJC-100C-60 | Sung-Il Machinery drive coupling hub, jaw type, aluminum alloy, clamp, size 100, 60mm bore. For use with SJC-100 series spiders. | Stock | 100
SJC-100-GR-SLEEVE | Sung-Il Machinery drive coupling spider, jaw type, size 100, Hytrel, 98A durometer. | Stock | 18
SJC-100-RD-SLEEVE | Sung-Il Machinery drive coupling spider, jaw type, size 100, Hytrel, 63D durometer. | Stock | 18
SJC-14-BL-SLEEVE | Sung-Il Machinery drive coupling spider, jaw type, size 14, TPU, 98A durometer. | Stock | 5
SJC-14C-3 | Sung-Il Machinery drive coupling hub, jaw type, aluminum alloy, clamp, size 14, 3mm bore. For use with SJC-14 series spiders. | Stock | 10
SJC-14C-4 | Sung-Il Machinery drive coupling hub, jaw type, aluminum alloy, clamp, size 14, 4mm bore. For use with SJC-14 series spiders. | Stock | 10
SJC-14C-4.76 | Sung-Il Machinery drive coupling hub, jaw type, aluminum alloy, clamp, size 14, 3/16in bore. For use with SJC-14 series spiders. | Stock | 10
SJC-14C-5 | Sung-Il Machinery drive coupling hub, jaw type, aluminum alloy, clamp, size 14, 5mm bore. For use with SJC-14 series spiders. | Stock | 10
SJC-14C-6 | Sung-Il Machinery drive coupling hub, jaw type, aluminum alloy, clamp, size 14, 6mm bore. For use with SJC-14 series spiders. | Stock | 10
SJC-14C-6.35 | Sung-Il Machinery drive coupling hub, jaw type, aluminum alloy, clamp, size 14, 1/4in bore. For use with SJC-14 series spiders. | Stock | 10
SJC-14-GR-SLEEVE | Sung-Il Machinery drive coupling spider, jaw type, size 14, Hytrel, 98A durometer. | Stock | 5
SJC-14-RD-SLEEVE | Sung-Il Machinery drive coupling spider, jaw type, size 14, Hytrel, 63D durometer. | Stock | 5
SJC-20-BL-SLEEVE | Sung-Il Machinery drive coupling spider, jaw type, size 20, TPU, 98A durometer. | Stock | 6
SJC-20C-10 | Sung-Il Machinery drive coupling hub, jaw type, aluminum alloy, clamp, size 20, 10mm bore. For use with SJC-20 series spiders. | Stock | 11
SJC-20C-4 | Sung-Il Machinery drive coupling hub, jaw type, aluminum alloy, clamp, size 20, 4mm bore. For use with SJC-20 series spiders. | Stock | 11
SJC-20C-5 | Sung-Il Machinery drive coupling hub, jaw type, aluminum alloy, clamp, size 20, 5mm bore. For use with SJC-20 series spiders. | Stock | 11
SJC-20C-6 | Sung-Il Machinery drive coupling hub, jaw type, aluminum alloy, clamp, size 20, 6mm bore. For use with SJC-20 series spiders. | Stock | 11
SJC-20C-6.35 | Sung-Il Machinery drive coupling hub, jaw type, aluminum alloy, clamp, size 20, 1/4in bore. For use with SJC-20 series spiders. | Stock | 11
SJC-20C-7.93 | Sung-Il Machinery drive coupling hub, jaw type, aluminum alloy, clamp, size 20, 5/16in bore. For use with SJC-20 series spiders. | Stock | 11
SJC-20C-8 | Sung-Il Machinery drive coupling hub, jaw type, aluminum alloy, clamp, size 20, 8mm bore. For use with SJC-20 series spiders. | Stock | 11
SJC-20C-9.525 | Sung-Il Machinery drive coupling hub, jaw type, aluminum alloy, clamp, size 20, 3/8in bore. For use with SJC-20 series spiders. | Stock | 11
SJC-20-GR-SLEEVE | Sung-Il Machinery drive coupling spider, jaw type, size 20, Hytrel, 98A durometer. | Stock | 6
SJC-20-RD-SLEEVE | Sung-Il Machinery drive coupling spider, jaw type, size 20, Hytrel, 63D durometer. | Stock | 6
SJC-25-BL-SLEEVE | Sung-Il Machinery drive coupling spider, jaw type, size 25, TPU, 98A durometer. | Stock | 6
SJC-25C-10 | Sung-Il Machinery drive coupling hub, jaw type, aluminum alloy, clamp, size 25, 10mm bore. For use with SJC-25 series spiders. | Stock | 12
SJC-25C-14 | Sung-Il Machinery drive coupling hub, jaw type, aluminum alloy, clamp, size 25, 14mm bore. For use with SJC-25 series spiders. | Stock | 12
SJC-25C-5 | Sung-Il Machinery drive coupling hub, jaw type, aluminum alloy, clamp, size 25, 5mm bore. For use with SJC-25 series spiders. | Stock | 12
SJC-25C-6 | Sung-Il Machinery drive coupling hub, jaw type, aluminum alloy, clamp, size 25, 6mm bore. For use with SJC-25 series spiders. | Stock | 12
SJC-25C-6.35 | Sung-Il Machinery drive coupling hub, jaw type, aluminum alloy, clamp, size 25, 1/4in bore. For use with SJC-25 series spiders. | Stock | 12
SJC-25C-8 | Sung-Il Machinery drive coupling hub, jaw type, aluminum alloy, clamp, size 25, 8mm bore. For use with SJC-25 series spiders. | Stock | 12
SJC-25-GR-SLEEVE | Sung-Il Machinery drive coupling spider, jaw type, size 25, Hytrel, 98A durometer. | Stock | 6
SJC-25-RD-SLEEVE | Sung-Il Machinery drive coupling spider, jaw type, size 25, Hytrel, 63D durometer. | Stock | 6
SJC-30-BL-SLEEVE | Sung-Il Machinery drive coupling spider, jaw type, size 30, TPU, 98A durometer. | Stock | 6
SJC-30-GR-SLEEVE | Sung-Il Machinery drive coupling spider, jaw type, size 30, Hytrel, 98A durometer. | Stock | 6
SJC-30-RD-SLEEVE | Sung-Il Machinery drive coupling spider, jaw type, size 30, Hytrel, 63D durometer. | Stock | 6
SJC-40-BL-SLEEVE | Sung-Il Machinery drive coupling spider, jaw type, size 40, TPU, 98A durometer. | Stock | 8
SJC-40-GR-SLEEVE | Sung-Il Machinery drive coupling spider, jaw type, size 40, Hytrel, 98A durometer. | Stock | 8
SJC-40-RD-SLEEVE | Sung-Il Machinery drive coupling spider, jaw type, size 40, Hytrel, 63D durometer. | Stock | 8
SJC-55-BL-SLEEVE | Sung-Il Machinery drive coupling spider, jaw type, size 55, TPU, 98A durometer. | Stock | 9
SJC-55C-15.875 | Sung-Il Machinery drive coupling hub, jaw type, aluminum alloy, clamp, size 55, 5/8in bore. For use with SJC-55 series spiders. | Stock | 28
SJC-55C-16 | Sung-Il Machinery drive coupling hub, jaw type, aluminum alloy, clamp, size 55, 16mm bore. For use with SJC-55 series spiders. | Stock | 28
SJC-55C-19 | Sung-Il Machinery drive coupling hub, jaw type, aluminum alloy, clamp, size 55, 19mm bore. For use with SJC-55 series spiders. | Stock | 28
SJC-55C-19.05 | Sung-Il Machinery drive coupling hub, jaw type, aluminum alloy, clamp, size 55, 3/4in bore. For use with SJC-55 series spiders. | Stock | 28
SJC-55C-22 | Sung-Il Machinery drive coupling hub, jaw type, aluminum alloy, clamp, size 55, 22mm bore. For use with SJC-55 series spiders. | Stock | 28
SJC-55C-22.225 | Sung-Il Machinery drive coupling hub, jaw type, aluminum alloy, clamp, size 55, 7/8in bore. For use with SJC-55 series spiders. | Stock | 28
SJC-55C-24 | Sung-Il Machinery drive coupling hub, jaw type, aluminum alloy, clamp, size 55, 24mm bore. For use with SJC-55 series spiders. | Stock | 28
SJC-55C-25 | Sung-Il Machinery drive coupling hub, jaw type, aluminum alloy, clamp, size 55, 25mm bore. For use with SJC-55 series spiders. | Stock | 28
SJC-55C-25.4 | Sung-Il Machinery drive coupling hub, jaw type, aluminum alloy, clamp, size 55, 1in bore. For use with SJC-55 series spiders. | Stock | 28
SJC-55C-30 | Sung-Il Machinery drive coupling hub, jaw type, aluminum alloy, clamp, size 55, 30mm bore. For use with SJC-55 series spiders. | Stock | 28
SJC-55-GR-SLEEVE | Sung-Il Machinery drive coupling spider, jaw type, size 55, Hytrel, 98A durometer. | Stock | 9
SJC-55-RD-SLEEVE | Sung-Il Machinery drive coupling spider, jaw type, size 55, Hytrel, 63D durometer. | Stock | 9
SJC-65-BL-SLEEVE | Sung-Il Machinery drive coupling spider, jaw type, size 65, TPU, 98A durometer. | Stock | 12
SJC-65C-19 | Sung-Il Machinery drive coupling hub, jaw type, aluminum alloy, clamp, size 65, 19mm bore. For use with SJC-65 series spiders. | Stock | 42
SJC-65C-19.05 | Sung-Il Machinery drive coupling hub, jaw type, aluminum alloy, clamp, size 65, 3/4in bore. For use with SJC-65 series spiders. | Stock | 42
SJC-65C-20 | Sung-Il Machinery drive coupling hub, jaw type, aluminum alloy, clamp, size 65, 20mm bore. For use with SJC-65 series spiders. | Stock | 42
SJC-65C-22.225 | Sung-Il Machinery drive coupling hub, jaw type, aluminum alloy, clamp, size 65, 7/8in bore. For use with SJC-65 series spiders. | Stock | 42
SJC-65C-25 | Sung-Il Machinery drive coupling hub, jaw type, aluminum alloy, clamp, size 65, 25mm bore. For use with SJC-65 series spiders. | Stock | 42
SJC-65C-25.4 | Sung-Il Machinery drive coupling hub, jaw type, aluminum alloy, clamp, size 65, 1in bore. For use with SJC-65 series spiders. | Stock | 42
SJC-65C-30 | Sung-Il Machinery drive coupling hub, jaw type, aluminum alloy, clamp, size 65, 30mm bore. For use with SJC-65 series spiders. | Stock | 42
SJC-65C-32 | Sung-Il Machinery drive coupling hub, jaw type, aluminum alloy, clamp, size 65, 32mm bore. For use with SJC-65 series spiders. | Stock | 42
SJC-65C-35 | Sung-Il Machinery drive coupling hub, jaw type, aluminum alloy, clamp, size 65, 35mm bore. For use with SJC-65 series spiders. | Stock | 42
SJC-65-GR-SLEEVE | Sung-Il Machinery drive coupling spider, jaw type, size 65, Hytrel, 98A durometer. | Stock | 12
SJC-65-RD-SLEEVE | Sung-Il Machinery drive coupling spider, jaw type, size 65, Hytrel, 63D durometer. | Stock | 12
SJC-80-BL-SLEEVE | Sung-Il Machinery drive coupling spider, jaw type, size 80, TPU, 98A durometer. | Stock | 18
SJC-80C-28.575 | Sung-Il Machinery drive coupling hub, jaw type, aluminum alloy, clamp, size 80, 1-1/8in bore. For use with SJC-80 series spiders. | Stock | 68
SJC-80C-31.75 | Sung-Il Machinery drive coupling hub, jaw type, aluminum alloy, clamp, size 80, 1-1/4in bore. For use with SJC-80 series spiders. | Stock | 68
SJC-80C-32 | Sung-Il Machinery drive coupling hub, jaw type, aluminum alloy, clamp, size 80, 32mm bore. For use with SJC-80 series spiders. | Stock | 68
SJC-80C-35 | Sung-Il Machinery drive coupling hub, jaw type, aluminum alloy, clamp, size 80, 35mm bore. For use with SJC-80 series spiders. | Stock | 68
SJC-80C-40 | Sung-Il Machinery drive coupling hub, jaw type, aluminum alloy, clamp, size 80, 40mm bore. For use with SJC-80 series spiders. | Stock | 68
SJC-80C-42 | Sung-Il Machinery drive coupling hub, jaw type, aluminum alloy, clamp, size 80, 42mm bore. For use with SJC-80 series spiders. | Stock | 68
SJC-80-GR-SLEEVE | Sung-Il Machinery drive coupling spider, jaw type, size 80, Hytrel, 98A durometer. | Stock | 18
SJC-80-RD-SLEEVE | Sung-Il Machinery drive coupling spider, jaw type, size 80, Hytrel, 63D durometer. | Stock | 18
SJCA-30C-10 | Sung-Il Machinery drive coupling hub, jaw type, aluminum alloy, clamp, size 30, 10mm bore. For use with SJC-30 series spiders. | Stock | 13
SJCA-30C-12 | Sung-Il Machinery drive coupling hub, jaw type, aluminum alloy, clamp, size 30, 12mm bore. For use with SJC-30 series spiders. | Stock | 13
SJCA-30C-12.7 | Sung-Il Machinery drive coupling hub, jaw type, aluminum alloy, clamp, size 30, 1/2in bore. For use with SJC-30 series spiders. | Stock | 13
SJCA-30C-14 | Sung-Il Machinery drive coupling hub, jaw type, aluminum alloy, clamp, size 30, 14mm bore. For use with SJC-30 series spiders. | Stock | 13
SJCA-30C-15.875 | Sung-Il Machinery drive coupling hub, jaw type, aluminum alloy, clamp, size 30, 5/8in bore. For use with SJC-30 series spiders. | Stock | 13
SJCA-30C-5 | Sung-Il Machinery drive coupling hub, jaw type, aluminum alloy, clamp, size 30, 5mm bore. For use with SJC-30 series spiders. | Stock | 13
SJCA-30C-6 | Sung-Il Machinery drive coupling hub, jaw type, aluminum alloy, clamp, size 30, 6mm bore. For use with SJC-30 series spiders. | Stock | 13
SJCA-30C-6.35 | Sung-Il Machinery drive coupling hub, jaw type, aluminum alloy, clamp, size 30, 1/4in bore. For use with SJC-30 series spiders. | Stock | 13
SJCA-30C-7.93 | Sung-Il Machinery drive coupling hub, jaw type, aluminum alloy, clamp, size 30, 5/16in bore. For use with SJC-30 series spiders. | Stock | 13
SJCA-30C-8 | Sung-Il Machinery drive coupling hub, jaw type, aluminum alloy, clamp, size 30, 8mm bore. For use with SJC-30 series spiders. | Stock | 13
SJCA-30C-9.525 | Sung-Il Machinery drive coupling hub, jaw type, aluminum alloy, clamp, size 30, 3/8in bore. For use with SJC-30 series spiders. | Stock | 13
SJCB-40C-10 | Sung-Il Machinery drive coupling hub, jaw type, aluminum alloy, clamp, size 40, 10mm bore. For use with SJC-40 series spiders. | Stock | 18
SJCB-40C-12 | Sung-Il Machinery drive coupling hub, jaw type, aluminum alloy, clamp, size 40, 12mm bore. For use with SJC-40 series spiders. | Stock | 18
SJCB-40C-12.7 | Sung-Il Machinery drive coupling hub, jaw type, aluminum alloy, clamp, size 40, 1/2in bore. For use with SJC-40 series spiders. | Stock | 18
SJCB-40C-14 | Sung-Il Machinery drive coupling hub, jaw type, aluminum alloy, clamp, size 40, 14mm bore. For use with SJC-40 series spiders. | Stock | 18
SJCB-40C-15.875 | Sung-Il Machinery drive coupling hub, jaw type, aluminum alloy, clamp, size 40, 5/8in bore. For use with SJC-40 series spiders. | Stock | 18
SJCB-40C-16 | Sung-Il Machinery drive coupling hub, jaw type, aluminum alloy, clamp, size 40, 16mm bore. For use with SJC-40 series spiders. | Stock | 18
SJCB-40C-19 | Sung-Il Machinery drive coupling hub, jaw type, aluminum alloy, clamp, size 40, 19mm bore. For use with SJC-40 series spiders. | Stock | 18
SJCB-40C-22 | Sung-Il Machinery drive coupling hub, jaw type, aluminum alloy, clamp, size 40, 22mm bore. For use with SJC-40 series spiders. | Stock | 18
SJCB-40C-8 | Sung-Il Machinery drive coupling hub, jaw type, aluminum alloy, clamp, size 40, 8mm bore. For use with SJC-40 series spiders. | Stock | 18
SJCB-40C-9.525 | Sung-Il Machinery drive coupling hub, jaw type, aluminum alloy, clamp, size 40, 3/8in bore. For use with SJC-40 series spiders. | Stock | 18
SJEOOW-10-3BK-1 | Southwire flexible portable cord, Type SJEOOW, 300V, 3 conductors (includes ground), 10 AWG, TPE conductor insulation material, black, white and green, TPE jacket, black, cut to length. | Stock | 1.79 | 1.8616
SJEOOW-10-4BK-1 | Southwire flexible portable cord, Type SJEOOW, 300V, 4 conductors (includes ground), 10 AWG, TPE conductor insulation material, black, white, red and green, TPE jacket, black, cut to length. | Stock | 2.35 | 2.444
SJEOOW-12-2BK-1 | Southwire flexible portable cord, Type SJEOOW, 300V, 2 conductors, 12 AWG, TPE conductor insulation material, black and white, TPE jacket, black, cut to length. | Stock | 0.93 | 0.9672
SJEOOW-12-3BK-1 | Southwire flexible portable cord, Type SJEOOW, 300V, 3 conductors (includes ground), 12 AWG, TPE conductor insulation material, black, white and green, TPE jacket, black, cut to length. | Stock | 1.13 | 1.1752
SJEOOW-12-4BK-1 | Southwire flexible portable cord, Type SJEOOW, 300V, 4 conductors (includes ground), 12 AWG, TPE conductor insulation material, black, white, red and green, TPE jacket, black, cut to length. | Stock | 1.51 | 1.5704
SJEOOW-14-2BK-1 | Southwire flexible portable cord, Type SJEOOW, 300V, 2 conductors, 14 AWG, TPE conductor insulation material, black and white, TPE jacket, black, cut to length. | Stock | 0.59 | 0.6136
SJEOOW-14-3BK-1 | Southwire flexible portable cord, Type SJEOOW, 300V, 3 conductors (includes ground), 14 AWG, TPE conductor insulation material, black, white and green, TPE jacket, black, cut to length. | Stock | 0.79 | 0.8216
SJEOOW-14-4BK-1 | Southwire flexible portable cord, Type SJEOOW, 300V, 4 conductors (includes ground), 14 AWG, TPE conductor insulation material, black, white, red and green, TPE jacket, black, cut to length. | Stock | 1.03 | 1.0712
SJEOOW-16-2BK-1 | Southwire flexible portable cord, Type SJEOOW, 300V, 2 conductors, 16 AWG, TPE conductor insulation material, black and white, TPE jacket, black, cut to length. | Stock | 0.42 | 0.4368
SJEOOW-16-3BK-1 | Southwire flexible portable cord, Type SJEOOW, 300V, 3 conductors (includes ground), 16 AWG, TPE conductor insulation material, black, white and green, TPE jacket, black, cut to length. | Stock | 0.52 | 0.5408
SJEOOW-16-4BK-1 | Southwire flexible portable cord, Type SJEOOW, 300V, 4 conductors (includes ground), 16 AWG, TPE conductor insulation material, black, white, red and green, TPE jacket, black, cut to length. | Stock | 0.69 | 0.7176
SJEOOW-18-2BK-1 | Southwire flexible portable cord, Type SJEOOW, 300V, 2 conductors, 18 AWG, TPE conductor insulation material, black and white, TPE jacket, black, cut to length. | Stock | 0.37 | 0.3848
SJEOOW-18-3BK-1 | Southwire flexible portable cord, Type SJEOOW, 300V, 3 conductors (includes ground), 18 AWG, TPE conductor insulation material, black, white and green, TPE jacket, black, cut to length. | Stock | 0.42 | 0.4368
SJEOOW-18-4BK-1 | Southwire flexible portable cord, Type SJEOOW, 300V, 4 conductors (includes ground), 18 AWG, TPE conductor insulation material, black, white, red and green, TPE jacket, black, cut to length. | Stock | 0.54 | 0.5616
SJOOW-10-3BK-1 | Southwire flexible portable cord, Type SJOOW, 300V, 3 conductors (includes ground), 10 AWG, EPDM thermoset rubber conductor insulation material, black, white and green, CPE thermoset rubber jacket, black, cut to length. | Stock | 1.75 | 1.82
SJOOW-10-4BK-1 | Southwire flexible portable cord, Type SJOOW, 300V, 4 conductors (includes ground), 10 AWG, EPDM thermoset rubber conductor insulation material, black, white, red and green, CPE thermoset rubber jacket, black, cut to length. | Stock | 2.27 | 2.3608
SJOOW-12-2BK-1 | Southwire flexible portable cord, Type SJOOW, 300V, 2 conductors, 12 AWG, EPDM thermoset rubber conductor insulation material, black and white, CPE thermoset rubber jacket, black, cut to length. | Stock | 0.9 | 0.936
SJOOW-12-3BK-1 | Southwire flexible portable cord, Type SJOOW, 300V, 3 conductors (includes ground), 12 AWG, EPDM thermoset rubber conductor insulation material, black, white and green, CPE thermoset rubber jacket, black, cut to length. | Stock | 1.05 | 1.092
SJOOW-12-4BK-1 | Southwire flexible portable cord, Type SJOOW, 300V, 4 conductors (includes ground), 12 AWG, EPDM thermoset rubber conductor insulation material, black, white, red and green, CPE thermoset rubber jacket, black, cut to length. | Stock | 1.33 | 1.3832
SJOOW-14-2BK-1 | Southwire flexible portable cord, Type SJOOW, 300V, 2 conductors, 14 AWG, EPDM thermoset rubber conductor insulation material, black and white, CPE thermoset rubber jacket, black, cut to length. | Stock | 0.53 | 0.5512
SJOOW-14-3BK-1 | Southwire flexible portable cord, Type SJOOW, 300V, 3 conductors (includes ground), 14 AWG, EPDM thermoset rubber conductor insulation material, black, white and green, CPE thermoset rubber jacket, black, cut to length. | Stock | 0.71 | 0.7384
SJOOW-14-4BK-1 | Southwire flexible portable cord, Type SJOOW, 300V, 4 conductors (includes ground), 14 AWG, EPDM thermoset rubber conductor insulation material, black, white, red and green, CPE thermoset rubber jacket, black, cut to length. | Stock | 0.89 | 0.9256
SJOOW-16-2BK-1 | Southwire flexible portable cord, Type SJOOW, 300V, 2 conductors, 16 AWG, EPDM thermoset rubber conductor insulation material, black and white, CPE thermoset rubber jacket, black, cut to length. | Stock | 0.43 | 0.4472
SJOOW-16-3BK-1 | Southwire flexible portable cord, Type SJOOW, 300V, 3 conductors (includes ground), 16 AWG, EPDM thermoset rubber conductor insulation material, black, white and green, CPE thermoset rubber jacket, black, cut to length. | Stock | 0.56 | 0.5824
SJOOW-16-4BK-1 | Southwire flexible portable cord, Type SJOOW, 300V, 4 conductors (includes ground), 16 AWG, EPDM thermoset rubber conductor insulation material, black, white, red and green, CPE thermoset rubber jacket, black, cut to length. | Stock | 0.64 | 0.6656
SJOOW-18-2BK-1 | Southwire flexible portable cord, Type SJOOW, 300V, 2 conductors, 18 AWG, EPDM thermoset rubber conductor insulation material, black and white, CPE thermoset rubber jacket, black, cut to length. | Stock | 0.37 | 0.3848
SJOOW-18-3BK-1 | Southwire flexible portable cord, Type SJOOW, 300V, 3 conductors (includes ground), 18 AWG, EPDM thermoset rubber conductor insulation material, black, white and green, CPE thermoset rubber jacket, black, cut to length. | Stock | 0.45 | 0.468
SJOOW-18-4BK-1 | Southwire flexible portable cord, Type SJOOW, 300V, 4 conductors (includes ground), 18 AWG, EPDM thermoset rubber conductor insulation material, black, white, red and green, CPE thermoset rubber jacket, black, cut to length. | Stock | 0.56 | 0.5824
SK1-V | Merz fourth pole module, 600 VAC, 40A, load break capable, 5kA SCCR, UL 508 rated. For use with Merz ML1 switch bodies in DIN rail applications. | Stock | 6.5 | 6.75
SK2-V | Merz fourth pole module, 600 VAC, 80A, load break capable, 5kA SCCR, UL 508 rated. For use with Merz ML2 switch bodies in DIN rail applications. | Stock | 13 | 13.5
SK3-V | Merz fourth pole module, 600 VAC, 125A, load break capable, 5kA SCCR, UL 508 rated. For use with Merz ML3 switch bodies in DIN rail applications. | Stock | 15.5 | 16
SL4824-CR | SOLO single-loop temperature controller, 1/32 DIN, 2-line LED, current, voltage, RTD, thermocouple input, 4-20mA, 3A SPST relay output, 100-240 VAC operating voltage. | Stock | 100 | 110
SL4824-CR-D | SOLO single-loop temperature controller, 1/32 DIN, 2-line LED, current, voltage, RTD, thermocouple input, 4-20mA, 3A SPST relay output, 24 VDC operating voltage. | Stock | 100 | 110
SL4824-LR | SOLO single-loop temperature controller, 1/32 DIN, 2-line LED, current, voltage, RTD, thermocouple input, 0-10VDC, 3A SPST relay output, 100-240 VAC operating voltage. | Stock | 100 | 110
SL4824-RR | SOLO single-loop temperature controller, 1/32 DIN, 2-line LED, current, voltage, RTD, thermocouple input, (2) 3A SPST relays output, 100-240 VAC operating voltage. | Stock | 100 | 110
SL4824-RR-D | SOLO single-loop temperature controller, 1/32 DIN, 2-line LED, current, voltage, RTD, thermocouple input, (2) 3A SPST relays output, 24 VDC operating voltage. | Stock | 100 | 110
SL4824-VR | SOLO single-loop temperature controller, 1/32 DIN, 2-line LED, current, voltage, RTD, thermocouple input, 11-15 VDC pulse, 3A SPST relay output, 100-240 VAC operating voltage. | Stock | 100 | 110
SL4824-VR-D | SOLO single-loop temperature controller, 1/32 DIN, 2-line LED, current, voltage, RTD, thermocouple input, 11-15 VDC pulse, 3A SPST relay output, 24 VDC operating voltage. | Stock | 100 | 110
SL4848-CR | SOLO single-loop temperature controller, 1/16 DIN, 2-line LED, current, voltage, RTD, thermocouple input, 4-20mA, 5A SPST relay, (2) 3A SPST relays output, 100-240 VAC operating voltage. | Stock | 111 | 122
SL4848-CR-D | SOLO single-loop temperature controller, 1/16 DIN, 2-line LED, current, voltage, RTD, thermocouple input, 4-20mA, 5A SPST relay, (2) 3A SPST relays output, 24 VDC operating voltage. | Stock | 111 | 122
SL4848-CV | SOLO single-loop temperature controller, 1/16 DIN, 2-line LED, current, voltage, RTD, thermocouple input, 4-20mA, 11-15 VDC pulse, (2) 3A SPST relays output, 100-240 VAC operating voltage. | Stock | 111 | 122
SL4848-LR | SOLO single-loop temperature controller, 1/16 DIN, 2-line LED, current, voltage, RTD, thermocouple input, 0-10VDC, 5A SPST relay, (2) 3A SPST relays output, 100-240 VAC operating voltage. | Stock | 111 | 122
SL4848-LV | SOLO single-loop temperature controller, 1/16 DIN, 2-line LED, current, voltage, RTD, thermocouple input, 0-10VDC, 11-15 VDC pulse, (2) 3A SPST relays output, 100-240 VAC operating voltage. | Stock | 111 | 122
SL4848-RR | SOLO single-loop temperature controller, 1/16 DIN, 2-line LED, current, voltage, RTD, thermocouple input, (2) 5A SPST relays, (2) 3A SPST relays output, 100-240 VAC operating voltage. | Stock | 111 | 122
SL4848-RR-D | SOLO single-loop temperature controller, 1/16 DIN, 2-line LED, current, voltage, RTD, thermocouple input, (2) 5A SPST relays, (2) 3A SPST relays output, 24 VDC operating voltage. | Stock | 111 | 122
SL4848-VR | SOLO single-loop temperature controller, 1/16 DIN, 2-line LED, current, voltage, RTD, thermocouple input, 11-15 VDC pulse, 5A SPST relay, (2) 3A SPST relays output, 100-240 VAC operating voltage. | Stock | 111 | 122
SL4848-VR-D | SOLO single-loop temperature controller, 1/16 DIN, 2-line LED, current, voltage, RTD, thermocouple input, 11-15 VDC pulse, 5A SPST relay, (2) 3A SPST relays output, 24 VDC operating voltage. | Stock | 111 | 122
SL4848-VV | SOLO single-loop temperature controller, 1/16 DIN, 2-line LED, current, voltage, RTD, thermocouple input, (2) 11-15 VDC pulse, (2) 3A SPST relays output, 100-240 VAC operating voltage. | Stock | 111 | 122
SL4896-CRE | SOLO single-loop temperature controller, 1/8 DIN, 2-line LED, current, voltage, RTD, thermocouple, event input, 4-20mA, 5A SPDT relay, (2) 3A SPST relays output, 100-240 VAC operating voltage. | Stock | 121 | 133
SL4896-LRE | SOLO single-loop temperature controller, 1/8 DIN, 2-line LED, current, voltage, RTD, thermocouple, event input, 0-10VDC, 5A SPDT relay, (2) 3A SPST relays output, 100-240 VAC operating voltage. | Stock | 121 | 133
SL4896-RRE | SOLO single-loop temperature controller, 1/8 DIN, 2-line LED, current, voltage, RTD, thermocouple, event input, (2) 5A SPDT relays, (2) 3A SPST relays output, 100-240 VAC operating voltage. | Stock | 121 | 133
SL4896-RRE-D | SOLO single-loop temperature controller, 1/8 DIN, 2-line LED, current, voltage, RTD, thermocouple, event input, (2) 5A SPDT relays, (2) 3A SPST relays output, 24 VDC operating voltage. | Stock | 121 | 133
SL4896-VRE | SOLO single-loop temperature controller, 1/8 DIN, 2-line LED, current, voltage, RTD, thermocouple, event input, 11-15 VDC pulse, 5A SPDT relay, (2) 3A SPST relays output, 100-240 VAC operating voltage. | Stock | 121 | 133
SL9696-CRE | SOLO single-loop temperature controller, 1/4 DIN, 2-line LED, current, voltage, RTD, thermocouple, event input, 4-20mA, 5A SPDT relay, (2) 3A SPST relays output, 100-240 VAC operating voltage. | Stock | 143 | 157
SL9696-CVE | SOLO single-loop temperature controller, 1/4 DIN, 2-line LED, current, voltage, RTD, thermocouple, event input, 4-20mA, 11-15 VDC pulse, (2) 3A SPST relays output, 100-240 VAC operating voltage. | Stock | 143 | 157
SL9696-LRE | SOLO single-loop temperature controller, 1/4 DIN, 2-line LED, current, voltage, RTD, thermocouple, event input, 0-10VDC, 5A SPDT relay, (2) 3A SPST relays output, 100-240 VAC operating voltage. | Stock | 143 | 157
SL9696-LVE | SOLO single-loop temperature controller, 1/4 DIN, 2-line LED, current, voltage, RTD, thermocouple, event input, 0-10VDC, 11-15 VDC pulse, (2) 3A SPST relays output, 100-240 VAC operating voltage. | Stock | 143 | 157
SL9696-RRE | SOLO single-loop temperature controller, 1/4 DIN, 2-line LED, current, voltage, RTD, thermocouple, event input, (2) 5A SPDT relays, (2) 3A SPST relays output, 100-240 VAC operating voltage. | Stock | 143 | 157
SL9696-RRE-D | SOLO single-loop temperature controller, 1/4 DIN, 2-line LED, current, voltage, RTD, thermocouple, event input, (2) 5A SPDT relays, (2) 3A SPST relays output, 24 VDC operating voltage. | Stock | 143 | 157
SL9696-VRE | SOLO single-loop temperature controller, 1/4 DIN, 2-line LED, current, voltage, RTD, thermocouple, event input, 11-15 VDC pulse, 5A SPDT relay, (2) 3A SPST relays output, 100-240 VAC operating voltage. | Stock | 143 | 157
SL9696-VVE | SOLO single-loop temperature controller, 1/4 DIN, 2-line LED, current, voltage, RTD, thermocouple, event input, (2) 11-15 VDC pulse, (2) 3A SPST relays output, 100-240 VAC operating voltage. | Stock | 143 | 157
SLA-10-100 | Electri-Flex Liquatite electrical conduit, liquid-tight, flexible, metallic, PVC outer jacket, copper braided shield, 3/8in trade size, black, 100ft/30.4m coil length. | Stock | 692 | 720
SLA-11-100 | Electri-Flex Liquatite electrical conduit, liquid-tight, flexible, metallic, PVC outer jacket, copper braided shield, 1/2in trade size, black, 100ft/30.4m coil length. | Stock | 768 | 799
SLA-12-100 | Electri-Flex Liquatite electrical conduit, liquid-tight, flexible, metallic, PVC outer jacket, copper braided shield, 3/4in trade size, black, 100ft/30.4m coil length. | Stock | 1235 | 1284
SLA-13-100 | Electri-Flex Liquatite electrical conduit, liquid-tight, flexible, metallic, PVC outer jacket, copper braided shield, 1in trade size, black, 100ft/30.4m coil length. | Stock | 1845 | 1919
SLB4848-C0 | SOLO single-loop temperature controller, 1/16 DIN, 2-line LCD, RTD or thermocouple input, 4-20mA output, 100-240 VAC operating voltage. | Stock | 39.5 | 43.5
SLB4848-C2 | SOLO single-loop temperature controller, 1/16 DIN, 2-line LCD, RTD or thermocouple input, 4-20mA, (2) 3A SPST relays output, 100-240 VAC operating voltage. | Stock | 46.5 | 51
SLB4848-R0 | SOLO single-loop temperature controller, 1/16 DIN, 2-line LCD, RTD or thermocouple input, (1) 5A SPST relay output, 100-240 VAC operating voltage. | Stock | 39.5 | 43.5
SLB4848-R2 | SOLO single-loop temperature controller, 1/16 DIN, 2-line LCD, RTD or thermocouple input, (1) 5A SPST relay, (2) 3A SPST relays output, 100-240 VAC operating voltage. | Stock | 46.5 | 51
SLB4848-V0 | SOLO single-loop temperature controller, 1/16 DIN, 2-line LCD, RTD or thermocouple input, 12 VDC pulse output, 100-240 VAC operating voltage. | Stock | 39.5 | 43.5
SLB4848-V2 | SOLO single-loop temperature controller, 1/16 DIN, 2-line LCD, RTD or thermocouple input, 12 VDC pulse, (2) 3A SPST relays output, 100-240 VAC operating voltage. | Stock | 46.5 | 51
SL-CLP-1 | Mounting clips, package of 8. For use with SL4824 SOLO standard temperature controllers. | Stock | 16.25 | 17
SL-CLP-2 | Mounting clips, package of 20. For use with SL4848, SL4896 and SL9696 SOLO standard temperature controllers. | Stock | 12.5 | 13
SLS-BRACKET-A | Datalogic Sentinel series mounting bracket, zinc plated steel, complete mount. For use with Datalogic safety laser scanner. Mounting hardware included. | Stock | 92
SLS-BRACKET-B | Datalogic Sentinel series mounting bracket, zinc plated steel, pitch regulation mount. For use with Datalogic safety laser scanner. Mounting hardware included. | Stock | 59
SLS-BRACKET-C | Datalogic Sentinel series mounting bracket, zinc plated steel, head protective mount. For use with Datalogic safety laser scanner. Mounting hardware included. | Stock | 34
SL-SOFT | SOLO configuration and monitoring software, CD or free download. For use with SOLO temperature controllers. | Stock | 9.75 | 10
SLS-SA3-08 | Datalogic safety laser scanner, area protection, 275 degrees operating angle, 0.05 - 3m operating distance, (1) safety zone, (2) warning zones, 24 VDC, safety category Type 3, IP65, (1) 4-pin and (1) 8-pin M12 quick-disconnect. | Stock | 1992
SLS-SA5-08 | Datalogic safety laser scanner, area protection, 275 degrees operating angle, 0.05 - 5.5m operating distance, (1) safety zone, (2) warning zones, 24 VDC, safety category Type 3, IP65, (1) 4-pin and (1) 8-pin M12 quick-disconnect. | Stock | 2425
SLS-WINDOW | Datalogic window, replacement. For use with Datalogic safety laser scanner. | Stock | 253
SLT1-005-L30 | ProSense hydrostatic submersible level transmitter, 0 to 5 psig (11.5ft of water column) sensing range, 4-20 mA, stainless steel body and polyoxymethylene (POM) ported bullet nose cap, 1/2in male NPT with shielded and vented 30ft cable. | Stock | 349 | 363
SLT1-010-L40 | ProSense hydrostatic submersible level transmitter, 0 to 10 psig (23.1ft of water column) sensing range, 4-20 mA, stainless steel body and polyoxymethylene (POM) ported bullet nose cap, 1/2in male NPT with shielded and vented 40ft cable. | Stock | 366 | 381
SLT1-015-L60 | ProSense hydrostatic submersible level transmitter, 0 to 15 psig (34.6ft of water column) sensing range, 4-20 mA, stainless steel body and polyoxymethylene (POM) ported bullet nose cap, 1/2in male NPT with shielded and vented 60ft cable. | Stock | 402 | 418
SLT1-020-L60 | ProSense hydrostatic submersible level transmitter, 0 to 20 psig (46.1ft of water column) sensing range, 4-20 mA, stainless steel body and polyoxymethylene (POM) ported bullet nose cap, 1/2in male NPT with shielded and vented 60ft cable. | Stock | 402 | 418
SLT1-030-L100 | ProSense hydrostatic submersible level transmitter, 0 to 30 psig (69.2ft of water column) sensing range, 4-20 mA, stainless steel body and polyoxymethylene (POM) ported bullet nose cap, 1/2in male NPT with shielded and vented 100ft cable. | Stock | 468 | 487
SLT1-050-L140 | ProSense hydrostatic submersible level transmitter, 0 to 50 psig (115.3ft of water column) sensing range, 4-20 mA, stainless steel body and polyoxymethylene (POM) ported bullet nose cap, 1/2in male NPT with shielded and vented 140ft cable. | Stock | 540 | 562
SLT2-005-L30 | ProSense hydrostatic submersible level transmitter, 0 to 5 psig (11.5ft of water column) sensing range, 4-20 mA, stainless steel body and non-fouling stainless steel protective cage, 1/2in male NPT with shielded and vented 30ft cable. | Stock | 549 | 571
SLT2-010-L40 | ProSense hydrostatic submersible level transmitter, 0 to 10 psig (23.1ft of water column) sensing range, 4-20 mA, stainless steel body and non-fouling stainless steel protective cage, 1/2in male NPT with shielded and vented 40ft cable. | Stock | 565 | 588
SLT2-015-L60 | ProSense hydrostatic submersible level transmitter, 0 to 15 psig (34.6ft of water column) sensing range, 4-20 mA, stainless steel body and non-fouling stainless steel protective cage, 1/2in male NPT with shielded and vented 60ft cable. | Stock | 600 | 624
SLT2-020-L60 | ProSense hydrostatic submersible level transmitter, 0 to 20 psig (46.1ft of water column) sensing range, 4-20 mA, stainless steel body and non-fouling stainless steel protective cage, 1/2in male NPT with shielded and vented 60ft cable. | Stock | 600 | 624
SLT2-030-L100 | ProSense hydrostatic submersible level transmitter, 0 to 30 psig (69.2ft of water column) sensing range, 4-20 mA, stainless steel body and non-fouling stainless steel protective cage, 1/2in male NPT with shielded and vented 100ft cable. | Stock | 669 | 696
SLT-AB1 | ProSense aneroid bellows, for use with ProSense submersible hydrostatic level transmitters. | Stock | 39 | 40.5
SLT-JB1 | ProSense junction box, for use with ProSense submersible hydrostatic level transmitters. SLT-VF1 indicating desiccant vent filter included. | Stock | 162 | 168
SLT-JB2 | ProSense junction box, for use with ProSense submersible hydrostatic level transmitters. SLT-AB1 aneroid bellows included. | Stock | 162 | 168
SLT-VF1 | ProSense indicating desiccant vent filter, for use with ProSense submersible hydrostatic level transmitters. | Stock | 25 | 26
SL-USER-M | SOLO user and software manual, download only. For use with SOLO temperature controllers. | Stock | 0
SLV-12N34N | NITRA lockout valve, OSHA compliant, 1/2in female NPT inlet(s), 1/2in female NPT outlet(s), 3/4in female NPT exhaust(s), aluminum body. | Stock | 101 | 105
SLV-14N38N | NITRA lockout valve, OSHA compliant, 1/4in female NPT inlet(s), 1/4in female NPT outlet(s), 3/8in female NPT exhaust(s), aluminum body. | Stock | 76 | 79
SLV-1N114N | NITRA lockout valve, OSHA compliant, 1in female NPT inlet(s), 1in female NPT outlet(s), 1-1/4in female NPT exhaust(s), aluminum body. | Stock | 139 | 145
SLV-34N114N | NITRA lockout valve, OSHA compliant, 3/4in female NPT inlet(s), 3/4in female NPT outlet(s), 1-1/4in female NPT exhaust(s), aluminum body. | Stock | 139 | 145
SLV-34N34N | NITRA lockout valve, OSHA compliant, 3/4in female NPT inlet(s), 3/4in female NPT outlet(s), 3/4in female NPT exhaust(s), aluminum body. | Stock | 101 | 105
SLV37-3PK | Roxburgh protective boot, package of 3. For use with MIF330B input filters. | Stock | 3.5 | 3.75
SLV38-3PK | Roxburgh protective boot, package of 3. For use with MIF350 input filters. | Stock | 3.5 | 3.75
SLV-38N34N | NITRA lockout valve, OSHA compliant, 3/8in female NPT inlet(s), 3/8in female NPT outlet(s), 3/4in female NPT exhaust(s), aluminum body. | Stock | 101 | 105
SLV-38N38N | NITRA lockout valve, OSHA compliant, 3/8in female NPT inlet(s), 3/8in female NPT outlet(s), 3/8in female NPT exhaust(s), aluminum body. | Stock | 76 | 79
SLV39-3PK | Roxburgh protective boot, package of 3. For use with MIF375 and MIF3100 input filters. | Stock | 3.5 | 3.75
SLV40-3PK | Roxburgh protective boot, package of 3. For use with MIF3150 and MIF3180 input filters. | Stock | 4.5 | 4.75
SLV45 | Roxburgh protective boot, for use with RID series input filters. | Stock | 3
SLV47 | Roxburgh protective boot, for use with RIP and RIQ series input filters. | Stock | 3
SLV48 | Roxburgh protective boot, for use with RIR series input filters. | Stock | 2
SLV-PU | NITRA pneumatic pop up pressure indicator, 5 psi, 1/8in male NPT. | Stock | 20.5 | 21.5
SMC-139005 | IDEM safety switch set, non-contact coded magnetic, (2) N.C. safety output(s), (1) N.O. monitoring output(s), 316 stainless steel housing, 50 x 25mm, pigtail, 6.5ft/2m cable length. | Stock | 140 | 156
SMC-139006 | IDEM safety switch set, non-contact coded magnetic, (2) N.C. safety output(s), (1) N.O. monitoring output(s), 316 stainless steel housing, 50 x 25mm, pigtail, 16.4ft/5m cable length. | Stock | 150 | 164
SMC-139007 | IDEM safety switch set, non-contact coded magnetic, (2) N.C. safety output(s), (1) N.O. monitoring output(s), 316 stainless steel housing, 50 x 25mm, pigtail, 32.8ft/10m cable length. | Stock | 166 | 179
SMC-139008 | IDEM safety switch set, non-contact coded magnetic, (2) N.C. safety output(s), (1) N.O. monitoring output(s), 316 stainless steel housing, 50 x 25mm, 8-pin M12 quick-disconnect, 9.8in/250mm cable length. | Stock | 174 | 184
SMC-F-137006 | IDEM safety switch set, non-contact coded magnetic, rear mount, (2) N.C. safety output(s), (1) N.O. monitoring output(s), 316 stainless steel housing, 50 x 25mm, pigtail, 16.4ft/5m cable length. | Stock | 150 | 164
SMO-3B | ReeR safety light curtain, sender/receiver pair, access control, 24 VDC, 400mm resolution, 810mm protected height, 0-12m operating distance, safety category Type 4, IP65 IP67, (6) 5-pin and (1) 12-pin M12 quick-disconnect. | Stock | 815 | 848
SMO-3B-TRX | ReeR safety light curtain, active/passive pair, access control, 24 VDC, 400mm resolution, 810mm protected height, 0-8m operating distance, safety category Type 4, IP65 IP67, (3) 5-pin and (1) 12-pin M12 quick-disconnect. | Stock | 815 | 848
SMO-4B | ReeR safety light curtain, sender/receiver pair, access control, 24 VDC, 300mm resolution, 910mm protected height, 0-12m operating distance, safety category Type 4, IP65 IP67, (6) 5-pin and (1) 12-pin M12 quick-disconnect. | Stock | 875 | 910
SMO-4B-TRX | ReeR safety light curtain, active/passive pair, access control, 24 VDC, 300mm resolution, 910mm protected height, 0-8m operating distance, safety category Type 4, IP65 IP67, (3) 5-pin and (1) 12-pin M12 quick-disconnect. | Stock | 875
SMPO-3B | ReeR safety light curtain, sender/receiver pair, access control, 24 VDC, 400mm resolution, 810mm protected height, 0-12m operating distance, safety category Type 4, configurable, IP65 IP67, (6) 5-pin and (1) 12-pin M12 quick-disconnect. | Stock | 894 | 930
SMPO-3B-TRX | ReeR safety light curtain, active/passive pair, access control, 24 VDC, 400mm resolution, 810mm protected height, 0-8m operating distance, safety category Type 4, configurable, IP65 IP67, (3) 5-pin and (1) 12-pin M12 quick-disconnect. | Stock | 894 | 930
SMPO-4B | ReeR safety light curtain, sender/receiver pair, access control, 24 VDC, 300mm resolution, 910mm protected height, 0-12m operating distance, safety category Type 4, configurable, IP65 IP67, (6) 5-pin and (1) 12-pin M12 quick-disconnect. | Stock | 959 | 997
SMPO-4B-TRX | ReeR safety light curtain, active/passive pair, access control, 24 VDC, 300mm resolution, 910mm protected height, 0-8m operating distance, safety category Type 4, configurable, IP65 IP67, (3) 5-pin and (1) 12-pin M12 quick-disconnect. | Stock | 959 | 997
SM-PRO | SureMotion Pro Windows configuration software, USB or free download. For use with SureStep stepper drives with serial port. Requires PC serial port, USB-RS232 or STP-USB485-4W serial adapters. | Stock | 9.5 | 10
SMR-139013 | IDEM safety switch set, non-contact magnetic, (2) N.C. safety output(s), (1) N.O. monitoring output(s), 316 stainless steel housing, 50 x 25mm, pigtail, 6.5ft/2m cable length. | Stock | 143 | 157
SMR-139014 | IDEM safety switch set, non-contact magnetic, (2) N.C. safety output(s), (1) N.O. monitoring output(s), 316 stainless steel housing, 50 x 25mm, pigtail, 16.4ft/5m cable length. | Stock | 150 | 166
SMR-139015 | IDEM safety switch set, non-contact magnetic, (2) N.C. safety output(s), (1) N.O. monitoring output(s), 316 stainless steel housing, 50 x 25mm, pigtail, 32.8ft/10m cable length. | Stock | 165 | 180
SMR-139016 | IDEM safety switch set, non-contact magnetic, (2) N.C. safety output(s), (1) N.O. monitoring output(s), 316 stainless steel housing, 50 x 25mm, 8-pin M12 quick-disconnect, 9.8in/250mm cable length. | Stock | 175 | 186
SMR-F-137014 | IDEM safety switch set, non-contact magnetic, rear mount, (2) N.C. safety output(s), (1) N.O. monitoring output(s), 316 stainless steel housing, 50 x 25mm, pigtail, 16.4ft/5m cable length. | Stock | 150 | 166
SN4242108 | Wiegmann disconnect enclosure, NEMA 4/12/13, right flange, 24 x 21 x 8in (HxWxD), wall mount, carbon steel, ANSI 61 gray, powder coat finish, single-door, (7) stainless steel clamps, purchase subpanel separately. | from vendor up to 0 business day | 635 | 650
SN4242508 | Wiegmann disconnect enclosure, NEMA 4/12/13, right flange, 24 x 25 x 8in (HxWxD), wall mount, carbon steel, ANSI 61 gray, powder coat finish, single-door, (7) stainless steel clamps, purchase subpanel separately. | from vendor up to 0 business day | 685 | 701
SN4302508 | Wiegmann disconnect enclosure, NEMA 4/12/13, right flange, 30 x 25 x 8in (HxWxD), wall mount, carbon steel, ANSI 61 gray, powder coat finish, single-door, (7) stainless steel clamps, purchase subpanel separately. | Stock | 781 | 799
SN4363108 | Wiegmann disconnect enclosure, NEMA 4/12/13, right flange, 36 x 31 x 8in (HxWxD), wall mount, carbon steel, ANSI 61 gray, powder coat finish, single-door, (9) stainless steel clamps, purchase subpanel separately. | from vendor up to 0 business day | 940 | 963
SN4423112 | Wiegmann disconnect enclosure, NEMA 4/12/13, right flange, 42 x 31 x 12in (HxWxD), wall mount, carbon steel, ANSI 61 gray, powder coat finish, single-door, (11) stainless steel clamps, purchase subpanel separately. | from vendor up to 0 business day | 1143 | 1171
SN4423712 | Wiegmann disconnect enclosure, NEMA 4/12/13, right flange, 42 x 37 x 12in (HxWxD), wall mount, carbon steel, ANSI 61 gray, powder coat finish, single-door, (11) stainless steel clamps, purchase subpanel separately. | from vendor up to 15 business days | 1272 | 1303
SN4483712 | Wiegmann disconnect enclosure, NEMA 4/12/13, right flange, 48 x 37 x 12in (HxWxD), wall mount, carbon steel, ANSI 61 gray, powder coat finish, single-door, (11) stainless steel clamps, purchase subpanel separately. | from vendor up to 0 business day | 1422 | 1456
SN4603712 | Wiegmann disconnect enclosure, NEMA 4/12/13, right flange, 60 x 37 x 12in (HxWxD), wall mount, carbon steel, ANSI 61 gray, powder coat finish, single-door, (12) stainless steel clamps, purchase subpanel separately. | from vendor up to 15 business days | 1658 | 1698
SNT3P04K | Eaton field installable shunt trip, 12/24 VAC/VDC coil voltage, 18in pigtail. For use with Automationdirect (Eaton) 400A frame MCCBs. | Stock | 353 | 367
SNT3P11K | Eaton field installable shunt trip, 110-240 VAC/110-125 VDC coil voltage, 18in pigtail. For use with Automationdirect (Eaton) 400A frame MCCBs. | Stock | 353 | 367
SNT4RP03K | Eaton field installable shunt trip, 12/24 VAC/VDC coil voltage, 18in pigtail. For use with Automationdirect (Eaton) 600A frame MCCBs. | Stock | 404 | 420
SNT4RP11K | Eaton field installable shunt trip, 110-240 VAC/110-125 VDC coil voltage, 18in pigtail. For use with Automationdirect (Eaton) 600A frame MCCBs. | Stock | 404 | 420
SOH-16C-4 | Sung-Il Machinery drive coupling hub, Oldham, aluminum alloy, clamp, size 16, 4mm bore. For use with SOH-16-DISC torque disc. | Stock | 10
SOH-16C-4.76 | Sung-Il Machinery drive coupling hub, Oldham, aluminum alloy, clamp, size 16, 3/16in bore. For use with SOH-16-DISC torque disc. | Stock | 10
SOH-16C-5 | Sung-Il Machinery drive coupling hub, Oldham, aluminum alloy, clamp, size 16, 5mm bore. For use with SOH-16-DISC torque disc. | Stock | 10
SOH-16C-6 | Sung-Il Machinery drive coupling hub, Oldham, aluminum alloy, clamp, size 16, 6mm bore. For use with SOH-16-DISC torque disc. | Stock | 10
SOH-16-DISC | Sung-Il Machinery drive coupling torque disc, Oldham, size 16, Polyacetal. | Stock | 3
SOH-20C-10 | Sung-Il Machinery drive coupling hub, Oldham, aluminum alloy, clamp, size 20, 10mm bore. For use with SOH-20-DISC torque disc. | Stock | 11
SOH-20C-5 | Sung-Il Machinery drive coupling hub, Oldham, aluminum alloy, clamp, size 20, 5mm bore. For use with SOH-20-DISC torque disc. | Stock | 11
SOH-20C-6 | Sung-Il Machinery drive coupling hub, Oldham, aluminum alloy, clamp, size 20, 6mm bore. For use with SOH-20-DISC torque disc. | Stock | 11
SOH-20C-6.35 | Sung-Il Machinery drive coupling hub, Oldham, aluminum alloy, clamp, size 20, 1/4in bore. For use with SOH-20-DISC torque disc. | Stock | 11
SOH-20C-7.93 | Sung-Il Machinery drive coupling hub, Oldham, aluminum alloy, clamp, size 20, 5/16in bore. For use with SOH-20-DISC torque disc. | Stock | 11
SOH-20C-8 | Sung-Il Machinery drive coupling hub, Oldham, aluminum alloy, clamp, size 20, 8mm bore. For use with SOH-20-DISC torque disc. | Stock | 11
SOH-20C-9.525 | Sung-Il Machinery drive coupling hub, Oldham, aluminum alloy, clamp, size 20, 3/8in bore. For use with SOH-20-DISC torque disc. | Stock | 11
SOH-20-DISC | Sung-Il Machinery drive coupling torque disc, Oldham, size 20, Polyacetal. | Stock | 3.5
SOH-25C-10 | Sung-Il Machinery drive coupling hub, Oldham, aluminum alloy, clamp, size 25, 10mm bore. For use with SOH-25-DISC torque disc. | Stock | 12
SOH-25C-12 | Sung-Il Machinery drive coupling hub, Oldham, aluminum alloy, clamp, size 25, 12mm bore. For use with SOH-25-DISC torque disc. | Stock | 12
SOH-25C-6 | Sung-Il Machinery drive coupling hub, Oldham, aluminum alloy, clamp, size 25, 6mm bore. For use with SOH-25-DISC torque disc. | Stock | 12
SOH-25C-6.35 | Sung-Il Machinery drive coupling hub, Oldham, aluminum alloy, clamp, size 25, 1/4in bore. For use with SOH-25-DISC torque disc. | Stock | 12
SOH-25C-8 | Sung-Il Machinery drive coupling hub, Oldham, aluminum alloy, clamp, size 25, 8mm bore. For use with SOH-25-DISC torque disc. | Stock | 12
SOH-25C-9.525 | Sung-Il Machinery drive coupling hub, Oldham, aluminum alloy, clamp, size 25, 3/8in bore. For use with SOH-25-DISC torque disc. | Stock | 12
SOH-25-DISC | Sung-Il Machinery drive coupling torque disc, Oldham, size 25, Polyacetal. | Stock | 3.5
SOH-32C-10 | Sung-Il Machinery drive coupling hub, Oldham, aluminum alloy, clamp, size 32, 10mm bore. For use with SOH-32-DISC torque disc. | Stock | 15
SOH-32C-12 | Sung-Il Machinery drive coupling hub, Oldham, aluminum alloy, clamp, size 32, 12mm bore. For use with SOH-32-DISC torque disc. | Stock | 15
SOH-32C-12.7 | Sung-Il Machinery drive coupling hub, Oldham, aluminum alloy, clamp, size 32, 1/2in bore. For use with SOH-32-DISC torque disc. | Stock | 15
SOH-32C-14 | Sung-Il Machinery drive coupling hub, Oldham, aluminum alloy, clamp, size 32, 14mm bore. For use with SOH-32-DISC torque disc. | Stock | 15
SOH-32C-8 | Sung-Il Machinery drive coupling hub, Oldham, aluminum alloy, clamp, size 32, 8mm bore. For use with SOH-32-DISC torque disc. | Stock | 15
SOH-32C-9.525 | Sung-Il Machinery drive coupling hub, Oldham, aluminum alloy, clamp, size 32, 3/8in bore. For use with SOH-32-DISC torque disc. | Stock | 15
SOH-32-DISC | Sung-Il Machinery drive coupling torque disc, Oldham, size 32, Polyacetal. | Stock | 3.5
SOH-43C-12 | Sung-Il Machinery drive coupling hub, Oldham, aluminum alloy, clamp, size 43, 12mm bore. For use with SOH-43-DISC torque disc. | Stock | 24
SOH-43C-12.7 | Sung-Il Machinery drive coupling hub, Oldham, aluminum alloy, clamp, size 43, 1/2in bore. For use with SOH-43-DISC torque disc. | Stock | 24
SOH-43C-14 | Sung-Il Machinery drive coupling hub, Oldham, aluminum alloy, clamp, size 43, 14mm bore. For use with SOH-43-DISC torque disc. | Stock | 24
SOH-43C-15.875 | Sung-Il Machinery drive coupling hub, Oldham, aluminum alloy, clamp, size 43, 5/8in bore. For use with SOH-43-DISC torque disc. | Stock | 24
SOH-43C-16 | Sung-Il Machinery drive coupling hub, Oldham, aluminum alloy, clamp, size 43, 16mm bore. For use with SOH-43-DISC torque disc. | Stock | 24
SOH-43C-19 | Sung-Il Machinery drive coupling hub, Oldham, aluminum alloy, clamp, size 43, 19mm bore. For use with SOH-43-DISC torque disc. | Stock | 24
SOH-43-DISC | Sung-Il Machinery drive coupling torque disc, Oldham, size 43, Polyacetal. | Stock | 7
SOH-57C-15.875 | Sung-Il Machinery drive coupling hub, Oldham, aluminum alloy, clamp, size 57, 5/8in bore. For use with SOH-57-DISC torque disc. | Stock | 40
SOH-57C-16 | Sung-Il Machinery drive coupling hub, Oldham, aluminum alloy, clamp, size 57, 16mm bore. For use with SOH-57-DISC torque disc. | Stock | 40
SOH-57C-19 | Sung-Il Machinery drive coupling hub, Oldham, aluminum alloy, clamp, size 57, 19mm bore. For use with SOH-57-DISC torque disc. | Stock | 40
SOH-57C-19.05 | Sung-Il Machinery drive coupling hub, Oldham, aluminum alloy, clamp, size 57, 3/4in bore. For use with SOH-57-DISC torque disc. | Stock | 40
SOH-57C-22 | Sung-Il Machinery drive coupling hub, Oldham, aluminum alloy, clamp, size 57, 22mm bore. For use with SOH-57-DISC torque disc. | Stock | 40
SOH-57C-22.225 | Sung-Il Machinery drive coupling hub, Oldham, aluminum alloy, clamp, size 57, 7/8in bore. For use with SOH-57-DISC torque disc. | Stock | 40
SOH-57C-24 | Sung-Il Machinery drive coupling hub, Oldham, aluminum alloy, clamp, size 57, 24mm bore. For use with SOH-57-DISC torque disc. | Stock | 40
SOH-57-DISC | Sung-Il Machinery drive coupling torque disc, Oldham, size 57, Polyacetal. | Stock | 7
SOH-70-DISC | Sung-Il Machinery drive coupling torque disc, Oldham, size 70, Polyacetal. | Stock | 17
SOHM-70C-19.05 | Sung-Il Machinery drive coupling hub, Oldham, aluminum alloy, clamp, size 70, 3/4in bore. For use with SOH-70-DISC torque disc. | Stock | 50
SOHM-70C-20 | Sung-Il Machinery drive coupling hub, Oldham, aluminum alloy, clamp, size 70, 20mm bore. For use with SOH-70-DISC torque disc. | Stock | 50
SOHM-70C-22.225 | Sung-Il Machinery drive coupling hub, Oldham, aluminum alloy, clamp, size 70, 7/8in bore. For use with SOH-70-DISC torque disc. | Stock | 50
SOHM-70C-25 | Sung-Il Machinery drive coupling hub, Oldham, aluminum alloy, clamp, size 70, 25mm bore. For use with SOH-70-DISC torque disc. | Stock | 50
SOHM-70C-25.4 | Sung-Il Machinery drive coupling hub, Oldham, aluminum alloy, clamp, size 70, 1in bore. For use with SOH-70-DISC torque disc. | Stock | 50
SOHM-70C-28.575 | Sung-Il Machinery drive coupling hub, Oldham, aluminum alloy, clamp, size 70, 1-1/8in bore. For use with SOH-70-DISC torque disc. | Stock | 50
SOHM-70C-30 | Sung-Il Machinery drive coupling hub, Oldham, aluminum alloy, clamp, size 70, 30mm bore. For use with SOH-70-DISC torque disc. | Stock | 50
SOHM-70C-31.75 | Sung-Il Machinery drive coupling hub, Oldham, aluminum alloy, clamp, size 70, 1-1/4in bore. For use with SOH-70-DISC torque disc. | Stock | 50
SOHM-70C-35 | Sung-Il Machinery drive coupling hub, Oldham, aluminum alloy, clamp, size 70, 35mm bore. For use with SOH-70-DISC torque disc. | Stock | 50
SOOW-10-2BK-1 | Southwire flexible portable cord, Type SOOW, 600V, 2 conductors, 10 AWG, EPDM thermoset rubber conductor insulation material, black and white, CPE thermoset rubber jacket, black, cut to length. | Stock | 1.34 | 1.3936
SOOW-10-3BK-1 | Southwire flexible portable cord, Type SOOW, 600V, 3 conductors (includes ground), 10 AWG, EPDM thermoset rubber conductor insulation material, black, white and green, CPE thermoset rubber jacket, black, cut to length. | Stock | 1.88 | 1.9552
SOOW-10-4BK-1 | Southwire flexible portable cord, Type SOOW, 600V, 4 conductors (includes ground), 10 AWG, EPDM thermoset rubber conductor insulation material, black, white, red and green, CPE thermoset rubber jacket, black, cut to length. | Stock | 2.31 | 2.4024
SOOW-10-5BK-1 | Southwire flexible portable cord, Type SOOW, 600V, 5 conductors (includes ground), 10 AWG, EPDM thermoset rubber conductor insulation material, black, white, red, green and orange, CPE thermoset rubber jacket, black, cut to length. | Stock | 2.88 | 2.9952
SOOW-12-2BK-1 | Southwire flexible portable cord, Type SOOW, 600V, 2 conductors, 12 AWG, EPDM thermoset rubber conductor insulation material, black and white, CPE thermoset rubber jacket, black, cut to length. | Stock | 1.07 | 1.1128
SOOW-12-3BK-1 | Southwire flexible portable cord, Type SOOW, 600V, 3 conductors (includes ground), 12 AWG, EPDM thermoset rubber conductor insulation material, black, white and green, CPE thermoset rubber jacket, black, cut to length. | Stock | 1.34 | 1.3936
SOOW-12-4BK-1 | Southwire flexible portable cord, Type SOOW, 600V, 4 conductors (includes ground), 12 AWG, EPDM thermoset rubber conductor insulation material, black, white, red and green, CPE thermoset rubber jacket, black, cut to length. | Stock | 1.62 | 1.6848
SOOW-12-5BK-1 | Southwire flexible portable cord, Type SOOW, 600V, 5 conductors (includes ground), 12 AWG, EPDM thermoset rubber conductor insulation material, black, white, red, green and orange, CPE thermoset rubber jacket, black, cut to length. | Stock | 1.97 | 2.0488
SOOW-14-2BK-1 | Southwire flexible portable cord, Type SOOW, 600V, 2 conductors, 14 AWG, EPDM thermoset rubber conductor insulation material, black and white, CPE thermoset rubber jacket, black, cut to length. | Stock | 0.72 | 0.7488
SOOW-14-3BK-1 | Southwire flexible portable cord, Type SOOW, 600V, 3 conductors (includes ground), 14 AWG, EPDM thermoset rubber conductor insulation material, black, white and green, CPE thermoset rubber jacket, black, cut to length. | Stock | 0.94 | 0.9776
SOOW-14-4BK-1 | Southwire flexible portable cord, Type SOOW, 600V, 4 conductors (includes ground), 14 AWG, EPDM thermoset rubber conductor insulation material, black, white, red and green, CPE thermoset rubber jacket, black, cut to length. | Stock | 1.19 | 1.2376
SOOW-14-5BK-1 | Southwire flexible portable cord, Type SOOW, 600V, 5 conductors (includes ground), 14 AWG, EPDM thermoset rubber conductor insulation material, black, white, red, green and orange, CPE thermoset rubber jacket, black, cut to length. | Stock | 1.67 | 1.7368
SOOW-16-2BK-1 | Southwire flexible portable cord, Type SOOW, 600V, 2 conductors, 16 AWG, EPDM thermoset rubber conductor insulation material, black and white, CPE thermoset rubber jacket, black, cut to length. | Stock | 0.48 | 0.4992
SOOW-16-3BK-1 | Southwire flexible portable cord, Type SOOW, 600V, 3 conductors (includes ground), 16 AWG, EPDM thermoset rubber conductor insulation material, black, white and green, CPE thermoset rubber jacket, black, cut to length. | Stock | 0.61 | 0.6344
SOOW-16-4BK-1 | Southwire flexible portable cord, Type SOOW, 600V, 4 conductors (includes ground), 16 AWG, EPDM thermoset rubber conductor insulation material, black, white, red and green, CPE thermoset rubber jacket, black, cut to length. | Stock | 0.74 | 0.7696
SOOW-16-5BK-1 | Southwire flexible portable cord, Type SOOW, 600V, 5 conductors (includes ground), 16 AWG, EPDM thermoset rubber conductor insulation material, black, white, red, green and orange, CPE thermoset rubber jacket, black, cut to length. | Stock | 0.98 | 1.0192
SOOW-18-2BK-1 | Southwire flexible portable cord, Type SOOW, 600V, 2 conductors, 18 AWG, EPDM thermoset rubber conductor insulation material, black and white, CPE thermoset rubber jacket, black, cut to length. | Stock | 0.39 | 0.4056
SOOW-18-3BK-1 | Southwire flexible portable cord, Type SOOW, 600V, 3 conductors (includes ground), 18 AWG, EPDM thermoset rubber conductor insulation material, black, white and green, CPE thermoset rubber jacket, black, cut to length. | Stock | 0.49 | 0.5096
SOOW-18-4BK-1 | Southwire flexible portable cord, Type SOOW, 600V, 4 conductors (includes ground), 18 AWG, EPDM thermoset rubber conductor insulation material, black, white, red and green, CPE thermoset rubber jacket, black, cut to length. | Stock | 0.61 | 0.6344
SOOW-6-3BK-1 | Direct Wire flexible portable cord, Type SOOW, 600V, 3 conductors (includes ground), 6 AWG, EPDM thermoset rubber conductor insulation material, black, white and green, CPE thermoset rubber jacket, black, cut to length. | Stock | 4.87
SOOW-6-4BK-1 | Direct Wire flexible portable cord, Type SOOW, 600V, 4 conductors (includes ground), 6 AWG, EPDM thermoset rubber conductor insulation material, black, white, red and green, CPE thermoset rubber jacket, black, cut to length. | Stock | 6.57
SOOW-8-3BK-1 | Direct Wire flexible portable cord, Type SOOW, 600V, 3 conductors (includes ground), 8 AWG, EPDM thermoset rubber conductor insulation material, black, white and green, CPE thermoset rubber jacket, black, cut to length. | Stock | 3.42
SOOW-8-4BK-1 | Direct Wire flexible portable cord, Type SOOW, 600V, 4 conductors (includes ground), 8 AWG, EPDM thermoset rubber conductor insulation material, black, white, red and green, CPE thermoset rubber jacket, black, cut to length. | Stock | 4.41
SP1000ACP | Hammond control transformer, open core, 1 kVA, 1-phase, 480/600 VAC primary, 120/240 VAC secondary, 60 Hz, panel mount. | Stock | 201
SP1000MQMJ | Hammond control transformer, open core, 1 kVA, 1-phase, 240/480 VAC primary, 120/240 VAC secondary, 50/60 Hz, panel mount. | Stock | 201
SP1000SP | Hammond control transformer, open core, 1 kVA, 1-phase, 208/416 VAC primary, 120/240 VAC secondary, 50/60 Hz, panel mount. | Stock | 201
SP100ACP | Hammond control transformer, open core, 100 VA, 1-phase, 480/600 VAC primary, 120/240 VAC secondary, 60 Hz, panel mount. | Stock | 51
SP100MQMJ | Hammond control transformer, open core, 100 VA, 1-phase, 240/480 VAC primary, 120/240 VAC secondary, 50/60 Hz, panel mount. | Stock | 51
SP100PR | Hammond control transformer, open core, 100 VA, 1-phase, 120/240 VAC primary, 12/24 VAC secondary, 50/60 Hz, panel mount. | Stock | 51
SP100SP | Hammond control transformer, open core, 100 VA, 1-phase, 208/416 VAC primary, 120/240 VAC secondary, 50/60 Hz, panel mount. | Stock | 51
SP-10I-P10 | Integra Type 25 thread-cutting screw, #10-32 x 0.375in, Phillips pan head, stainless steel. Package of 10. For use with Premium series polycarbonate enclosures and P9082 and P9082C Impact series polycarbonate enclosures. | Stock | 11.25 | 11.75
SP1500ACP | Hammond control transformer, open core, 1.5 kVA, 1-phase, 480/600 VAC primary, 120/240 VAC secondary, 60 Hz, panel mount. | Stock | 261
SP1500MQMJ | Hammond control transformer, open core, 1.5 kVA, 1-phase, 240/480 VAC primary, 120/240 VAC secondary, 50/60 Hz, panel mount. | Stock | 261
SP1500SP | Hammond control transformer, open core, 1.5 kVA, 1-phase, 208/416 VAC primary, 120/240 VAC secondary, 50/60 Hz, panel mount. | Stock | 270
SP150ACP | Hammond control transformer, open core, 150 VA, 1-phase, 480/600 VAC primary, 120/240 VAC secondary, 60 Hz, panel mount. | Stock | 60
SP150MQMJ | Hammond control transformer, open core, 150 VA, 1-phase, 240/480 VAC primary, 120/240 VAC secondary, 50/60 Hz, panel mount. | Stock | 60
SP150PR | Hammond control transformer, open core, 150 VA, 1-phase, 120/240 VAC primary, 12/24 VAC secondary, 50/60 Hz, panel mount. | Stock | 60
SP150SP | Hammond control transformer, open core, 150 VA, 1-phase, 208/416 VAC primary, 120/240 VAC secondary, 50/60 Hz, panel mount. | Stock | 60
SP2000ACP | Hammond control transformer, open core, 2 kVA, 1-phase, 480/600 VAC primary, 120/240 VAC secondary, 60 Hz, panel mount. | Stock | 374
SP2000MQMJ | Hammond control transformer, open core, 2 kVA, 1-phase, 240/480 VAC primary, 120/240 VAC secondary, 50/60 Hz, panel mount. | Stock | 374
SP250ACP | Hammond control transformer, open core, 250 VA, 1-phase, 480/600 VAC primary, 120/240 VAC secondary, 60 Hz, panel mount. | Stock | 81
SP250MQMJ | Hammond control transformer, open core, 250 VA, 1-phase, 240/480 VAC primary, 120/240 VAC secondary, 50/60 Hz, panel mount. | Stock | 81
SP250PR | Hammond control transformer, open core, 250 VA, 1-phase, 120/240 VAC primary, 12/24 VAC secondary, 50/60 Hz, panel mount. | Stock | 81
SP250SP | Hammond control transformer, open core, 250 VA, 1-phase, 208/416 VAC primary, 120/240 VAC secondary, 50/60 Hz, panel mount. | Stock | 81
SP2K120W02 | Comepi safety switch, tongue (key) interlock, 360-degree adjustable head, (2) N.C. safety output(s), 30 x 98 x 30mm, plastic body, plastic head. | Stock | 20 | 21
SP2K120X11 | Comepi safety switch, tongue (key) interlock, 360-degree adjustable head, (1) N.C. safety output(s), (1) N.O. monitoring output(s), 30 x 98 x 30mm, plastic body, plastic head. | Stock | 20 | 21
SP2K20W02 | Comepi safety switch, tongue (key) interlock, 90-degree adjustable head, (2) N.C. safety output(s), 30 x 90 x 30mm, plastic body, plastic head. | Stock | 16.5 | 17
SP2K20X11 | Comepi safety switch, tongue (key) interlock, 90-degree adjustable head, (1) N.C. safety output(s), (1) N.O. monitoring output(s), 30 x 90 x 30mm, plastic body, plastic head. | Stock | 16.5 | 17
SP2K61W02 | Comepi safety switch, lever hinge interlock, slow action, (2) N.C. safety output(s), plastic body, plastic head, (1) PG11 cable entry with 1/2in NPT adapter. | Stock | 16 | 16.5
SP2K61X11 | Comepi safety switch, lever hinge interlock, slow action break before make, (1) N.C. safety output(s), plastic body, plastic head, (1) PG11 cable entry with 1/2in NPT adapter. | Stock | 16 | 16.5
SP2K72W02 | Comepi safety switch, hollow shaft hinge interlock, slow action, (2) N.C. safety output(s), plastic body, plastic head, 12mm diameter x 20mm length shaft, (1) PG11 cable entry with 1/2in NPT adapter. | Stock | 23 | 24
SP2K72X11 | Comepi safety switch, hollow shaft hinge interlock, slow action break before make, (2) N.C. safety output(s), plastic body, plastic head, 12mm diameter x 20mm length shaft, (1) PG11 cable entry with 1/2in NPT adapter. | Stock | 23 | 24
SP3000ACP | Hammond control transformer, open core, 3 kVA, 1-phase, 480/600 VAC primary, 120/240 VAC secondary, 60 Hz, panel mount. | Stock | 611
SP3000MQMJ | Hammond control transformer, open core, 3 kVA, 1-phase, 240/480 VAC primary, 120/240 VAC secondary, 50/60 Hz, panel mount. | Stock | 611
SP350ACP | Hammond control transformer, open core, 350 VA, 1-phase, 480/600 VAC primary, 120/240 VAC secondary, 60 Hz, panel mount. | Stock | 109
SP350MQMJ | Hammond control transformer, open core, 350 VA, 1-phase, 240/480 VAC primary, 120/240 VAC secondary, 50/60 Hz, panel mount. | Stock | 109
SP350PR | Hammond control transformer, open core, 350 VA, 1-phase, 120/240 VAC primary, 12/24 VAC secondary, 50/60 Hz, panel mount. | Stock | 107
SP350SP | Hammond control transformer, open core, 350 VA, 1-phase, 208/416 VAC primary, 120/240 VAC secondary, 50/60 Hz, panel mount. | Stock | 109
SP5000ACP | Hammond control transformer, open core, 5 kVA, 1-phase, 480/600 VAC primary, 120/240 VAC secondary, 60 Hz, panel mount. | Stock | 974
SP5000MQMJ | Hammond control transformer, open core, 5 kVA, 1-phase, 240/480 VAC primary, 120/240 VAC secondary, 50/60 Hz, panel mount. | Stock | 974
SP500ACP | Hammond control transformer, open core, 500 VA, 1-phase, 480/600 VAC primary, 120/240 VAC secondary, 60 Hz, panel mount. | Stock | 131
SP500MQMJ | Hammond control transformer, open core, 500 VA, 1-phase, 240/480 VAC primary, 120/240 VAC secondary, 50/60 Hz, panel mount. | Stock | 131
SP500PR | Hammond control transformer, open core, 500 VA, 1-phase, 120/240 VAC primary, 12/24 VAC secondary, 50/60 Hz, panel mount. | Stock | 130
SP500SP | Hammond control transformer, open core, 500 VA, 1-phase, 208/416 VAC primary, 120/240 VAC secondary, 50/60 Hz, panel mount. | Stock | 131
SP50ACP | Hammond control transformer, open core, 50 VA, 1-phase, 480/600 VAC primary, 120/240 VAC secondary, 60 Hz, panel mount. | Stock | 42.5
SP50MQMJ | Hammond control transformer, open core, 50 VA, 1-phase, 240/480 VAC primary, 120/240 VAC secondary, 50/60 Hz, panel mount. | Stock | 42.5
SP50PR | Hammond control transformer, open core, 50 VA, 1-phase, 120/240 VAC primary, 12/24 VAC secondary, 50/60 Hz, panel mount. | Stock | 42.5
SP750ACP | Hammond control transformer, open core, 750 VA, 1-phase, 480/600 VAC primary, 120/240 VAC secondary, 60 Hz, panel mount. | Stock | 176
SP750MQMJ | Hammond control transformer, open core, 750 VA, 1-phase, 240/480 VAC primary, 120/240 VAC secondary, 50/60 Hz, panel mount. | Stock | 177
SP750SP | Hammond control transformer, open core, 750 VA, 1-phase, 208/416 VAC primary, 120/240 VAC secondary, 50/60 Hz, panel mount. | Stock | 176
SP-8-P10 | Integra Type 25 thread-cutting screw, #8-32 x 0.375in, Phillips pan head, stainless steel. Package of 10. For use with Impact series polycarbonate enclosures (except P9082 and P9082C). | Stock | 10 | 10.5
SPB1 | Hammond swing panel mounting kit, for use with 8x6in to 16x12in (HxW) 1414 and Eclipse Junior series enclosures, includes (2) hinge brackets, (2) fixed brackets, and mounting hardware. | Stock | 54 | 57
SPB14L100BF-375 | SureMotion timing pulley, steel, 3/8in L pitch, 14 tooth, 1.671in pitch diameter, 3/8in bore, hub with flanges. For use with 1in wide belt. | Stock | 20.5 | 22.5
SPB16L100BF-500 | SureMotion timing pulley, steel, 3/8in L pitch, 16 tooth, 1.91in pitch diameter, 1/2in bore, hub with flanges. For use with 1in wide belt. | Stock | 23.5 | 26
SPB18L100BF-500 | SureMotion timing pulley, steel, 3/8in L pitch, 18 tooth, 2.149in pitch diameter, 1/2in bore, hub with flanges. For use with 1in wide belt. | Stock | 30 | 33
SPB2 | Hammond swing panel mounting kit, for use with 16x12in (HxW) and larger 1418, Eclipse series, and C3RxxxxHCR enclosures, includes (2) hinge brackets, (2) fixed brackets, and mounting hardware. | Stock | 72 | 78
SPB20L100BF-500 | SureMotion timing pulley, steel, 3/8in L pitch, 20 tooth, 2.387in pitch diameter, 1/2in bore, hub with flanges. For use with 1in wide belt. | Stock | 33.5 | 37
SPB22L050BF-500 | SureMotion timing pulley, steel, 3/8in L pitch, 22 tooth, 2.626in pitch diameter, 1/2in bore, hub with flanges. For use with 1/2in wide belt. | Stock | 31.5 | 35
SPB22L100BF-625 | SureMotion timing pulley, steel, 3/8in L pitch, 22 tooth, 2.626in pitch diameter, 5/8in bore, hub with flanges. For use with 1in wide belt. | Stock | 38 | 42
SPB24L050BF-500 | SureMotion timing pulley, steel, 3/8in L pitch, 24 tooth, 2.865in pitch diameter, 1/2in bore, hub with flanges. For use with 1/2in wide belt. | Stock | 33.5 | 37
SPB24L100BF-625 | SureMotion timing pulley, steel, 3/8in L pitch, 24 tooth, 2.865in pitch diameter, 5/8in bore, hub with flanges. For use with 1in wide belt. | Stock | 40.5 | 45
SPB26L050BF-500 | SureMotion timing pulley, steel, 3/8in L pitch, 26 tooth, 3.104in pitch diameter, 1/2in bore, hub with flanges. For use with 1/2in wide belt. | Stock | 35 | 38.5
SPB26L100BF-625 | SureMotion timing pulley, steel, 3/8in L pitch, 26 tooth, 3.104in pitch diameter, 5/8in bore, hub with flanges. For use with 1in wide belt. | Stock | 45.5 | 50
SPB28L050BF-500 | SureMotion timing pulley, steel, 3/8in L pitch, 28 tooth, 3.342in pitch diameter, 1/2in bore, hub with flanges. For use with 1/2in wide belt. | Stock | 40.5 | 45
SPB28L100BF-625 | SureMotion timing pulley, steel, 3/8in L pitch, 28 tooth, 3.342in pitch diameter, 5/8in bore, hub with flanges. For use with 1in wide belt. | Stock | 46.5 | 51
SPB28XL037BF-250 | SureMotion timing pulley, steel, 1/5in XL pitch, 28 tooth, 1.783in pitch diameter, 1/4in bore, hub with flanges. For use with 3/8in wide belt. | Stock | 19.5 | 21.5
SPB30L050BF-500 | SureMotion timing pulley, steel, 3/8in L pitch, 30 tooth, 3.581in pitch diameter, 1/2in bore, hub with flanges. For use with 1/2in wide belt. | Stock | 45.5 | 50
SPB30L100BF-625 | SureMotion timing pulley, steel, 3/8in L pitch, 30 tooth, 3.581in pitch diameter, 5/8in bore, hub with flanges. For use with 1in wide belt. | Stock | 54 | 60
SPB30XL037BF-312 | SureMotion timing pulley, steel, 1/5in XL pitch, 30 tooth, 1.91in pitch diameter, 5/16in bore, hub with flanges. For use with 3/8in wide belt. | Stock | 18 | 20
SPB32L050BF-500 | SureMotion timing pulley, steel, 3/8in L pitch, 32 tooth, 3.82in pitch diameter, 1/2in bore, hub with flanges. For use with 1/2in wide belt. | Stock | 46.5 | 51
SPB32L100BF-625 | SureMotion timing pulley, steel, 3/8in L pitch, 32 tooth, 3.82in pitch diameter, 5/8in bore, hub with flanges. For use with 1in wide belt. | Stock | 63 | 70
SPB36L050BF-500 | SureMotion timing pulley, steel, 3/8in L pitch, 36 tooth, 4.297in pitch diameter, 1/2in bore, hub with flanges. For use with 1/2in wide belt. | Stock | 50 | 55
SPB36L100BF-625 | SureMotion timing pulley, steel, 3/8in L pitch, 36 tooth, 4.297in pitch diameter, 5/8in bore, hub with flanges. For use with 1in wide belt. | Stock | 73 | 81
SPB40L050BF-500 | SureMotion timing pulley, steel, 3/8in L pitch, 40 tooth, 4.775in pitch diameter, 1/2in bore, hub with flanges. For use with 1/2in wide belt. | Stock | 57 | 63
SPB40L100BF-625 | SureMotion timing pulley, steel, 3/8in L pitch, 40 tooth, 4.775in pitch diameter, 5/8in bore, hub with flanges. For use with 1in wide belt. | Stock | 82 | 91
SPC050U | Standard duty support grip, single-eye, accepts cable diameter size 0.5 to 0.62in, tin-coated bronze mesh, 10in length, eye length 7in, indoor and outdoor applications, for permanent support of vertical and horizontal cables. | Stock | 22 | 24
SPC062U | Standard duty support grip, single-eye, accepts cable diameter size 0.62 to 0.74in, tin-coated bronze mesh, 10in length, eye length 8in, indoor and outdoor applications, for permanent support of vertical and horizontal cables. | Stock | 23.75 | 26
SPC075U | Standard duty support grip, single-eye, accepts cable diameter size 0.75 to 0.99in, tin-coated bronze mesh, 13in length, eye length 8in, indoor and outdoor applications, for permanent support of vertical and horizontal cables. | Stock | 27.5 | 30
SPC100U | Standard duty support grip, single-eye, accepts cable diameter size 1 to 1.24in, tin-coated bronze mesh, 14in length, eye length 9in, indoor and outdoor applications, for permanent support of vertical and horizontal cables. | Stock | 30 | 32.5
SPC-111005 | IDEM safety switch set, non-contact coded magnetic, (2) N.C. safety output(s), (1) N.O. monitoring output(s), plastic housing, 50 x 25mm, pigtail, 6.5ft/2m cable length. | Stock | 86 | 92
SPC-111006 | IDEM safety switch set, non-contact coded magnetic, (2) N.C. safety output(s), (1) N.O. monitoring output(s), plastic housing, 50 x 25mm, pigtail, 16.4ft/5m cable length. | Stock | 94 | 101
SPC-111007 | IDEM safety switch set, non-contact coded magnetic, (2) N.C. safety output(s), (1) N.O. monitoring output(s), plastic housing, 50 x 25mm, pigtail, 32.8ft/10m cable length. | Stock | 106 | 115
SPC-111008 | IDEM safety switch set, non-contact coded magnetic, (2) N.C. safety output(s), (1) N.O. monitoring output(s), plastic housing, 50 x 25mm, 8-pin M12 quick-disconnect, 9.8in/250mm cable length. | Stock | 114 | 121
SPC125U | Standard duty support grip, single-eye, accepts cable diameter size 1.25 to 1.49in, tin-coated bronze mesh, 15in length, eye length 10in, indoor and outdoor applications, for permanent support of vertical and horizontal cables. | Stock | 31.75 | 34.5
SPC150U | Standard duty support grip, single-eye, accepts cable diameter size 1.5 to 1.74in, tin-coated bronze mesh, 17in length, eye length 12in, indoor and outdoor applications, for permanent support of vertical and horizontal cables. | Stock | 36.75 | 40
SPFBAK1 | Hammond fuse block adapter kit, for use with 50 to 3000 VA ACP and MQMJ series, 50 to 1500 VA SP series and 50 to 500 VA PR series Spartan control transformers, includes (1) adapter plate, (2) mounting clips and (2) mounting screws. | Stock | 12
SPFG1 | Hammond finger guard, primary or secondary side. For use with 50 to 3000 VA ACP and MQMJ series, 50 to 1500 VA SP series and 50 to 350 VA PR series Spartan control transformers. | Stock | 4.5
SPF-M-405101 | IDEM safety switch set, non-contact master coded RFID, (2) N.C. safety output(s), (1) N.O. monitoring output(s), plastic housing, 50 x 25mm, pigtail, 6.5ft/2m cable length. | Stock | 116 | 124
SPF-M-405102 | IDEM safety switch set, non-contact master coded RFID, (2) N.C. safety output(s), (1) N.O. monitoring output(s), plastic housing, 50 x 25mm, pigtail, 16.4ft/5m cable length. | Stock | 133 | 141
SPF-M-405103 | IDEM safety switch set, non-contact master coded RFID, (2) N.C. safety output(s), (1) N.O. monitoring output(s), plastic housing, 50 x 25mm, pigtail, 32.8ft/10m cable length. | Stock | 146 | 156
SPF-M-405104 | IDEM safety switch set, non-contact master coded RFID, (2) N.C. safety output(s), (1) N.O. monitoring output(s), plastic housing, 50 x 25mm, 8-pin M12 quick-disconnect, 9.8in/250mm cable length. | Stock | 152 | 162
SPF-M-405201 | IDEM safety switch actuator, replacement, non-contact master coded RFID, 50 x 25mm. | Stock | 27.5 | 33
SPF-U-405001 | IDEM safety switch set, non-contact uniquely coded RFID, (2) N.C. safety output(s), (1) N.O. monitoring output(s), plastic housing, 50 x 25mm, pigtail, 6.5ft/2m cable length. | Stock | 116 | 124
SPF-U-405002 | IDEM safety switch set, non-contact uniquely coded RFID, (2) N.C. safety output(s), (1) N.O. monitoring output(s), plastic housing, 50 x 25mm, pigtail, 16.4ft/5m cable length. | Stock | 133 | 141
SPF-U-405003 | IDEM safety switch set, non-contact uniquely coded RFID, (2) N.C. safety output(s), (1) N.O. monitoring output(s), plastic housing, 50 x 25mm, pigtail, 32.8ft/10m cable length. | Stock | 146 | 156
SPF-U-405004 | IDEM safety switch set, non-contact uniquely coded RFID, (2) N.C. safety output(s), (1) N.O. monitoring output(s), plastic housing, 50 x 25mm, 8-pin M12 quick-disconnect, 9.8in/250mm cable length. | Stock | 152 | 162
SPL-12N | NITRA pneumatic exhaust silencer, plastic, cylindrical, 1/2in male NPT. Package of 2. | Stock | 2.5 | 2.75
SPL-12R | NITRA pneumatic exhaust silencer, plastic, cylindrical, 1/2in male BSPT. Package of 2. | Stock | 2.5 | 2.75
SPL-14N | NITRA pneumatic exhaust silencer, plastic, cylindrical, 1/4in male NPT. Package of 2. | Stock | 2.25 | 2.5
SPL-14R | NITRA pneumatic exhaust silencer, plastic, cylindrical, 1/4in male BSPT. Package of 2. | Stock | 2.25 | 2.5
SPL-18N | NITRA pneumatic exhaust silencer, plastic, cylindrical, 1/8in male NPT. Package of 2. | Stock | 2 | 2.25
SPL-18R | NITRA pneumatic exhaust silencer, plastic, cylindrical, 1/8in male BSPT. Package of 2. | Stock | 2 | 2.25
SPL-38N | NITRA pneumatic exhaust silencer, plastic, cylindrical, 3/8in male NPT. Package of 2. | Stock | 2.5 | 2.75
SPL-38R | NITRA pneumatic exhaust silencer, plastic, cylindrical, 3/8in male BSPT. Package of 2. | Stock | 2.5 | 2.75
SPR-111013 | IDEM safety switch set, non-contact magnetic, (2) N.C. safety output(s), (1) N.O. monitoring output(s), plastic housing, 50 x 25mm, pigtail, 6.5ft/2m cable length. | Stock | 106 | 113
SPR-111014 | IDEM safety switch set, non-contact magnetic, (2) N.C. safety output(s), (1) N.O. monitoring output(s), plastic housing, 50 x 25mm, pigtail, 16.4ft/5m cable length. | Stock | 113 | 122
SPR-111015 | IDEM safety switch set, non-contact magnetic, (2) N.C. safety output(s), (1) N.O. monitoring output(s), plastic housing, 50 x 25mm, pigtail, 32.8ft/10m cable length. | Stock | 127 | 136
SPR-111016 | IDEM safety switch set, non-contact magnetic, (2) N.C. safety output(s), (1) N.O. monitoring output(s), plastic housing, 50 x 25mm, 8-pin M12 quick-disconnect, 9.8in/250mm cable length. | Stock | 133 | 142
SPT25-10-0030A | ProSense pressure transmitter, 0 to 30 psig range, stainless steel sensing element, 0-10 VDC analog output, 1/4in male NPT process connection, 14 to 36 VDC operating voltage, 6.6ft cable. | Stock | 132 | 137
SPT25-10-0030D | ProSense pressure transmitter, 0 to 30 psig range, stainless steel sensing element, 0-10 VDC analog output, 1/4in male NPT process connection, 14 to 36 VDC operating voltage, DIN 175301-803C L-connector. | Stock | 126 | 131
SPT25-10-0060A | ProSense pressure transmitter, 0 to 60 psig range, stainless steel sensing element, 0-10 VDC analog output, 1/4in male NPT process connection, 14 to 36 VDC operating voltage, 6.6ft cable. | Stock | 132 | 137
SPT25-10-0060D | ProSense pressure transmitter, 0 to 60 psig range, stainless steel sensing element, 0-10 VDC analog output, 1/4in male NPT process connection, 14 to 36 VDC operating voltage, DIN 175301-803C L-connector. | Stock | 126 | 131
SPT25-10-0100A | ProSense pressure transmitter, 0 to 100 psig range, stainless steel sensing element, 0-10 VDC analog output, 1/4in male NPT process connection, 14 to 36 VDC operating voltage, 6.6ft cable. | Stock | 132 | 137
SPT25-10-0100D | ProSense pressure transmitter, 0 to 100 psig range, stainless steel sensing element, 0-10 VDC analog output, 1/4in male NPT process connection, 14 to 36 VDC operating voltage, DIN 175301-803C L-connector. | Stock | 126 | 131
SPT25-10-0150A | ProSense pressure transmitter, 0 to 150 psig range, stainless steel sensing element, 0-10 VDC analog output, 1/4in male NPT process connection, 14 to 36 VDC operating voltage, 6.6ft cable. | Stock | 132 | 137
SPT25-10-0150D | ProSense pressure transmitter, 0 to 150 psig range, stainless steel sensing element, 0-10 VDC analog output, 1/4in male NPT process connection, 14 to 36 VDC operating voltage, DIN 175301-803C L-connector. | Stock | 126 | 131
SPT25-10-0200A | ProSense pressure transmitter, 0 to 200 psig range, stainless steel sensing element, 0-10 VDC analog output, 1/4in male NPT process connection, 14 to 36 VDC operating voltage, 6.6ft cable. | Stock | 132 | 137
SPT25-10-0200D | ProSense pressure transmitter, 0 to 200 psig range, stainless steel sensing element, 0-10 VDC analog output, 1/4in male NPT process connection, 14 to 36 VDC operating voltage, DIN 175301-803C L-connector. | Stock | 126 | 131
SPT25-10-0300A | ProSense pressure transmitter, 0 to 300 psig range, stainless steel sensing element, 0-10 VDC analog output, 1/4in male NPT process connection, 14 to 36 VDC operating voltage, 6.6ft cable. | Stock | 132 | 137
SPT25-10-0300D | ProSense pressure transmitter, 0 to 300 psig range, stainless steel sensing element, 0-10 VDC analog output, 1/4in male NPT process connection, 14 to 36 VDC operating voltage, DIN 175301-803C L-connector. | Stock | 126 | 131
SPT25-10-0500A | ProSense pressure transmitter, 0 to 500 psig range, stainless steel sensing element, 0-10 VDC analog output, 1/4in male NPT process connection, 14 to 36 VDC operating voltage, 6.6ft cable. | Stock | 132 | 137
SPT25-10-0500D | ProSense pressure transmitter, 0 to 500 psig range, stainless steel sensing element, 0-10 VDC analog output, 1/4in male NPT process connection, 14 to 36 VDC operating voltage, DIN 175301-803C L-connector. | Stock | 126 | 131
SPT25-10-1000A | ProSense pressure transmitter, 0 to 1000 psig range, stainless steel sensing element, 0-10 VDC analog output, 1/4in male NPT process connection, 14 to 36 VDC operating voltage, 6.6ft cable. | Stock | 132 | 137
SPT25-10-1000D | ProSense pressure transmitter, 0 to 1000 psig range, stainless steel sensing element, 0-10 VDC analog output, 1/4in male NPT process connection, 14 to 36 VDC operating voltage, DIN 175301-803C L-connector. | Stock | 126 | 131
SPT25-10-1500A | ProSense pressure transmitter, 0 to 1500 psig range, stainless steel sensing element, 0-10 VDC analog output, 1/4in male NPT process connection, 14 to 36 VDC operating voltage, 6.6ft cable. | Stock | 132 | 137
SPT25-10-1500D | ProSense pressure transmitter, 0 to 1500 psig range, stainless steel sensing element, 0-10 VDC analog output, 1/4in male NPT process connection, 14 to 36 VDC operating voltage, DIN 175301-803C L-connector. | Stock | 126 | 131
SPT25-10-2000A | ProSense pressure transmitter, 0 to 2000 psig range, stainless steel sensing element, 0-10 VDC analog output, 1/4in male NPT process connection, 14 to 36 VDC operating voltage, 6.6ft cable. | Stock | 132 | 137
SPT25-10-2000D | ProSense pressure transmitter, 0 to 2000 psig range, stainless steel sensing element, 0-10 VDC analog output, 1/4in male NPT process connection, 14 to 36 VDC operating voltage, DIN 175301-803C L-connector. | Stock | 126 | 131
SPT25-10-3000A | ProSense pressure transmitter, 0 to 3000 psig range, stainless steel sensing element, 0-10 VDC analog output, 1/4in male NPT process connection, 14 to 36 VDC operating voltage, 6.6ft cable. | Stock | 132 | 137
SPT25-10-3000D | ProSense pressure transmitter, 0 to 3000 psig range, stainless steel sensing element, 0-10 VDC analog output, 1/4in male NPT process connection, 14 to 36 VDC operating voltage, DIN 175301-803C L-connector. | Stock | 126 | 131
SPT25-10-5000A | ProSense pressure transmitter, 0 to 5000 psig range, stainless steel sensing element, 0-10 VDC analog output, 1/4in male NPT process connection, 14 to 36 VDC operating voltage, 6.6ft cable. | Stock | 132 | 137
SPT25-10-5000D | ProSense pressure transmitter, 0 to 5000 psig range, stainless steel sensing element, 0-10 VDC analog output, 1/4in male NPT process connection, 14 to 36 VDC operating voltage, DIN 175301-803C L-connector. | Stock | 126 | 131
SPT25-10-V30A | ProSense pressure transmitter, -14.7 to 30 psig range, stainless steel sensing element, 0-10 VDC analog output, 1/4in male NPT process connection, 14 to 36 VDC operating voltage, 6.6ft cable. | Stock | 132 | 137
SPT25-10-V30D | ProSense pressure transmitter, -14.7 to 30 psig range, stainless steel sensing element, 0-10 VDC analog output, 1/4in male NPT process connection, 14 to 36 VDC operating voltage, DIN 175301-803C L-connector. | Stock | 126 | 131
SPT25-20-0030A | ProSense pressure transmitter, 0 to 30 psig range, stainless steel sensing element, 4-20 mA analog output, 1/4in male NPT process connection, 9 to 36 VDC operating voltage, 6.6ft cable. | Stock | 132 | 137
SPT25-20-0030D | ProSense pressure transmitter, 0 to 30 psig range, stainless steel sensing element, 4-20 mA analog output, 1/4in male NPT process connection, 9 to 36 VDC operating voltage, DIN 175301-803C L-connector. | Stock | 126 | 131
SPT25-20-0060A | ProSense pressure transmitter, 0 to 60 psig range, stainless steel sensing element, 4-20 mA analog output, 1/4in male NPT process connection, 9 to 36 VDC operating voltage, 6.6ft cable. | Stock | 132 | 137
SPT25-20-0060D | ProSense pressure transmitter, 0 to 60 psig range, stainless steel sensing element, 4-20 mA analog output, 1/4in male NPT process connection, 9 to 36 VDC operating voltage, DIN 175301-803C L-connector. | Stock | 126 | 131
SPT25-20-0100A | ProSense pressure transmitter, 0 to 100 psig range, stainless steel sensing element, 4-20 mA analog output, 1/4in male NPT process connection, 9 to 36 VDC operating voltage, 6.6ft cable. | Stock | 132 | 137
SPT25-20-0100D | ProSense pressure transmitter, 0 to 100 psig range, stainless steel sensing element, 4-20 mA analog output, 1/4in male NPT process connection, 9 to 36 VDC operating voltage, DIN 175301-803C L-connector. | Stock | 126 | 131
SPT25-20-0150A | ProSense pressure transmitter, 0 to 150 psig range, stainless steel sensing element, 4-20 mA analog output, 1/4in male NPT process connection, 9 to 36 VDC operating voltage, 6.6ft cable. | Stock | 132 | 137
SPT25-20-0150D | ProSense pressure transmitter, 0 to 150 psig range, stainless steel sensing element, 4-20 mA analog output, 1/4in male NPT process connection, 9 to 36 VDC operating voltage, DIN 175301-803C L-connector. | Stock | 126 | 131
SPT25-20-0200A | ProSense pressure transmitter, 0 to 200 psig range, stainless steel sensing element, 4-20 mA analog output, 1/4in male NPT process connection, 9 to 36 VDC operating voltage, 6.6ft cable. | Stock | 132 | 137
SPT25-20-0200D | ProSense pressure transmitter, 0 to 200 psig range, stainless steel sensing element, 4-20 mA analog output, 1/4in male NPT process connection, 9 to 36 VDC operating voltage, DIN 175301-803C L-connector. | Stock | 126 | 131
SPT25-20-0300A | ProSense pressure transmitter, 0 to 300 psig range, stainless steel sensing element, 4-20 mA analog output, 1/4in male NPT process connection, 9 to 36 VDC operating voltage, 6.6ft cable. | Stock | 132 | 137
SPT25-20-0300D | ProSense pressure transmitter, 0 to 300 psig range, stainless steel sensing element, 4-20 mA analog output, 1/4in male NPT process connection, 9 to 36 VDC operating voltage, DIN 175301-803C L-connector. | Stock | 126 | 131
SPT25-20-0500A | ProSense pressure transmitter, 0 to 500 psig range, stainless steel sensing element, 4-20 mA analog output, 1/4in male NPT process connection, 9 to 36 VDC operating voltage, 6.6ft cable. | Stock | 132 | 137
SPT25-20-0500D | ProSense pressure transmitter, 0 to 500 psig range, stainless steel sensing element, 4-20 mA analog output, 1/4in male NPT process connection, 9 to 36 VDC operating voltage, DIN 175301-803C L-connector. | Stock | 126 | 131
SPT25-20-1000A | ProSense pressure transmitter, 0 to 1000 psig range, stainless steel sensing element, 4-20 mA analog output, 1/4in male NPT process connection, 9 to 36 VDC operating voltage, 6.6ft cable. | Stock | 132 | 137
SPT25-20-1000D | ProSense pressure transmitter, 0 to 1000 psig range, stainless steel sensing element, 4-20 mA analog output, 1/4in male NPT process connection, 9 to 36 VDC operating voltage, DIN 175301-803C L-connector. | Stock | 126 | 131
SPT25-20-1500A | ProSense pressure transmitter, 0 to 1500 psig range, stainless steel sensing element, 4-20 mA analog output, 1/4in male NPT process connection, 9 to 36 VDC operating voltage, 6.6ft cable. | Stock | 132 | 137
SPT25-20-1500D | ProSense pressure transmitter, 0 to 1500 psig range, stainless steel sensing element, 4-20 mA analog output, 1/4in male NPT process connection, 9 to 36 VDC operating voltage, DIN 175301-803C L-connector. | Stock | 126 | 131
SPT25-20-2000A | ProSense pressure transmitter, 0 to 2000 psig range, stainless steel sensing element, 4-20 mA analog output, 1/4in male NPT process connection, 9 to 36 VDC operating voltage, 6.6ft cable. | Stock | 132 | 137
SPT25-20-2000D | ProSense pressure transmitter, 0 to 2000 psig range, stainless steel sensing element, 4-20 mA analog output, 1/4in male NPT process connection, 9 to 36 VDC operating voltage, DIN 175301-803C L-connector. | Stock | 126 | 131
SPT25-20-3000A | ProSense pressure transmitter, 0 to 3000 psig range, stainless steel sensing element, 4-20 mA analog output, 1/4in male NPT process connection, 9 to 36 VDC operating voltage, 6.6ft cable. | Stock | 132 | 137
SPT25-20-3000D | ProSense pressure transmitter, 0 to 3000 psig range, stainless steel sensing element, 4-20 mA analog output, 1/4in male NPT process connection, 9 to 36 VDC operating voltage, DIN 175301-803C L-connector. | Stock | 126 | 131
SPT25-20-5000A | ProSense pressure transmitter, 0 to 5000 psig range, stainless steel sensing element, 4-20 mA analog output, 1/4in male NPT process connection, 9 to 36 VDC operating voltage, 6.6ft cable. | Stock | 132 | 137
SPT25-20-5000D | ProSense pressure transmitter, 0 to 5000 psig range, stainless steel sensing element, 4-20 mA analog output, 1/4in male NPT process connection, 9 to 36 VDC operating voltage, DIN 175301-803C L-connector. | Stock | 126 | 131
SPT25-20-V30A | ProSense pressure transmitter, -14.7 to 30 psig range, stainless steel sensing element, 4-20 mA analog output, 1/4in male NPT process connection, 9 to 36 VDC operating voltage, 6.6ft cable. | Stock | 132 | 137
SPT25-20-V30D | ProSense pressure transmitter, -14.7 to 30 psig range, stainless steel sensing element, 4-20 mA analog output, 1/4in male NPT process connection, 9 to 36 VDC operating voltage, DIN 175301-803C L-connector. | Stock | 126 | 131
SPTD25-20-0100H | ProSense pressure transmitter, 0 to 100 psig range, stainless steel sensing element, 4-20 mA analog output, 1/4in male NPT process connection, 8.5 to 36 VDC operating voltage, 4-pin M12 quick-disconnect. | Stock | 106 | 114
SPTD25-20-0200H | ProSense pressure transmitter, 0 to 200 psig range, stainless steel sensing element, 4-20 mA analog output, 1/4in male NPT process connection, 8.5 to 36 VDC operating voltage, 4-pin M12 quick-disconnect. | Stock | 106 | 114
SPTD25-20-0300H | ProSense pressure transmitter, 0 to 300 psig range, stainless steel sensing element, 4-20 mA analog output, 1/4in male NPT process connection, 8.5 to 36 VDC operating voltage, 4-pin M12 quick-disconnect. | Stock | 106 | 114
SPTD25-20-0500H | ProSense pressure transmitter, 0 to 500 psig range, stainless steel sensing element, 4-20 mA analog output, 1/4in male NPT process connection, 8.5 to 36 VDC operating voltage, 4-pin M12 quick-disconnect. | Stock | 106 | 114
SPTD25-20-1000H | ProSense pressure transmitter, 0 to 1000 psig range, stainless steel sensing element, 4-20 mA analog output, 1/4in male NPT process connection, 8.5 to 36 VDC operating voltage, 4-pin M12 quick-disconnect. | Stock | 106 | 114
SPTD25-20-3000H | ProSense pressure transmitter, 0 to 3000 psig range, stainless steel sensing element, 4-20 mA analog output, 1/4in male NPT process connection, 8.5 to 36 VDC operating voltage, 4-pin M12 quick-disconnect. | Stock | 106 | 114
SPTD25-20-5000H | ProSense pressure transmitter, 0 to 5000 psig range, stainless steel sensing element, 4-20 mA analog output, 1/4in male NPT process connection, 8.5 to 36 VDC operating voltage, 4-pin M12 quick-disconnect. | Stock | 106 | 114
SQD20L050AF-JA | SureMotion timing pulley, steel, 3/8in L pitch, 20 tooth, 2.387in pitch diameter, no hub with flanges. For use with 1/2in wide belt. Requires JA series QD style bushing. | Stock | 32 | 35.5
SQD20L100AF-JA | SureMotion timing pulley, steel, 3/8in L pitch, 20 tooth, 2.387in pitch diameter, no hub with flanges. For use with 1in wide belt. Requires JA series QD style bushing. | Stock | 37 | 41
SQD22L050AF-JA | SureMotion timing pulley, steel, 3/8in L pitch, 22 tooth, 2.626in pitch diameter, no hub with flanges. For use with 1/2in wide belt. Requires JA series QD style bushing. | Stock | 33 | 36.5
SQD22L100AF-JA | SureMotion timing pulley, steel, 3/8in L pitch, 22 tooth, 2.626in pitch diameter, no hub with flanges. For use with 1in wide belt. Requires JA series QD style bushing. | Stock | 39 | 43
SQD24L050AF-SH | SureMotion timing pulley, steel, 3/8in L pitch, 24 tooth, 2.865in pitch diameter, no hub with flanges. For use with 1/2in wide belt. Requires SH series QD style bushing. | Stock | 33 | 36.5
SQD24L100AF-SH | SureMotion timing pulley, steel, 3/8in L pitch, 24 tooth, 2.865in pitch diameter, no hub with flanges. For use with 1in wide belt. Requires SH series QD style bushing. | Stock | 40.5 | 45
SQD26L050AF-SH | SureMotion timing pulley, steel, 3/8in L pitch, 26 tooth, 3.104in pitch diameter, no hub with flanges. For use with 1/2in wide belt. Requires SH series QD style bushing. | Stock | 33.5 | 37
SQD26L100AF-SH | SureMotion timing pulley, steel, 3/8in L pitch, 26 tooth, 3.104in pitch diameter, no hub with flanges. For use with 1in wide belt. Requires SH series QD style bushing. | Stock | 40.5 | 45
SQD28L050AF-SH | SureMotion timing pulley, ductile iron, 3/8in L pitch, 28 tooth, 3.342in pitch diameter, no hub with flanges. For use with 1/2in wide belt. Requires SH series QD style bushing. | Stock | 35.5 | 39
SQD28L100AF-SH | SureMotion timing pulley, ductile iron, 3/8in L pitch, 28 tooth, 3.342in pitch diameter, no hub with flanges. For use with 1in wide belt. Requires SH series QD style bushing. | Stock | 43.5 | 48
SQD30L050AF-SDS | SureMotion timing pulley, ductile iron, 3/8in L pitch, 30 tooth, 3.581in pitch diameter, no hub with flanges. For use with 1/2in wide belt. Requires SDS series QD style bushing. | Stock | 39 | 43
SQD30L100AF-SDS | SureMotion timing pulley, ductile iron, 3/8in L pitch, 30 tooth, 3.581in pitch diameter, no hub with flanges. For use with 1in wide belt. Requires SDS series QD style bushing. | Stock | 46.5 | 51
SQD32L050AF-SDS | SureMotion timing pulley, ductile iron, 3/8in L pitch, 32 tooth, 3.82in pitch diameter, no hub with flanges. For use with 1/2in wide belt. Requires SDS series QD style bushing. | Stock | 39 | 43
SQD32L100AF-SDS | SureMotion timing pulley, ductile iron, 3/8in L pitch, 32 tooth, 3.82in pitch diameter, no hub with flanges. For use with 1in wide belt. Requires SDS series QD style bushing. | Stock | 50 | 55
SQD36L050AF-SDS | SureMotion timing pulley, ductile iron, 3/8in L pitch, 36 tooth, 4.297in pitch diameter, no hub with flanges. For use with 1/2in wide belt. Requires SDS series QD style bushing. | Stock | 67 | 74
SQD36L100AF-SDS | SureMotion timing pulley, ductile iron, 3/8in L pitch, 36 tooth, 4.297in pitch diameter, no hub with flanges. For use with 1in wide belt. Requires SDS series QD style bushing. | Stock | 77 | 85
SQD40L050AF-SDS | SureMotion timing pulley, ductile iron, 3/8in L pitch, 40 tooth, 4.775in pitch diameter, no hub with flanges. For use with 1/2in wide belt. Requires SDS series QD style bushing. | Stock | 84 | 93
SQD40L100AF-SDS | SureMotion timing pulley, ductile iron, 3/8in L pitch, 40 tooth, 4.775in pitch diameter, no hub with flanges. For use with 1in wide belt. Requires SDS series QD style bushing. | Stock | 88 | 97
SQD44L050AF-SDS | SureMotion timing pulley, ductile iron, 3/8in L pitch, 44 tooth, 5.252in pitch diameter, no hub with flanges. For use with 1/2in wide belt. Requires SDS series QD style bushing. | Stock | 77 | 85
SQD44L100AF-SDS | SureMotion timing pulley, ductile iron, 3/8in L pitch, 44 tooth, 5.252in pitch diameter, no hub with flanges. For use with 1in wide belt. Requires SDS series QD style bushing. | Stock | 89 | 98
SQD48L050AF-SDS | SureMotion timing pulley, ductile iron, 3/8in L pitch, 48 tooth, 5.73in pitch diameter, no hub with flanges. For use with 1/2in wide belt. Requires SDS series QD style bushing. | Stock | 88 | 97
SQD48L100AF-SDS | SureMotion timing pulley, ductile iron, 3/8in L pitch, 48 tooth, 5.73in pitch diameter, no hub with flanges. For use with 1in wide belt. Requires SDS series QD style bushing. | Stock | 93 | 103
SQD60L050AF-SD | SureMotion timing pulley, cast iron, 3/8in L pitch, 60 tooth, 7.162in pitch diameter, no hub without flanges. For use with 1/2in wide belt. Requires SD series QD style bushing. | Stock | 91 | 101
SQD60L100AF-SD | SureMotion timing pulley, cast iron, 3/8in L pitch, 60 tooth, 7.162in pitch diameter, no hub without flanges. For use with 1in wide belt. Requires SD series QD style bushing. | Stock | 94 | 104
SQD72L050AF-SD | SureMotion timing pulley, cast iron, 3/8in L pitch, 72 tooth, 8.594in pitch diameter, no hub without flanges. For use with 1/2in wide belt. Requires SD series QD style bushing. | Stock | 93 | 103
SQD72L100AF-SD | SureMotion timing pulley, cast iron, 3/8in L pitch, 72 tooth, 8.594in pitch diameter, no hub without flanges. For use with 1in wide belt. Requires SD series QD style bushing. | Stock | 103 | 114
SQD84L050AF-SD | SureMotion timing pulley, cast iron, 3/8in L pitch, 84 tooth, 10.027in pitch diameter, no hub without flanges. For use with 1/2in wide belt. Requires SD series QD style bushing. | Stock | 100 | 111
SQD84L100AF-SD | SureMotion timing pulley, cast iron, 3/8in L pitch, 84 tooth, 10.027in pitch diameter, no hub without flanges. For use with 1in wide belt. Requires SD series QD style bushing. | Stock | 101 | 112
SR22-05 | Stellar SR22 series compact soft starter, 5A, 110-240 VAC at 1-phase/208-460 VAC at 3-phase, Trip Class 2/10, rated for 10 start/hour, internally bypassed. | Stock | 128 | 133
SR22-07 | Stellar SR22 series compact soft starter, 7A, 110-240 VAC at 1-phase/208-460 VAC at 3-phase, Trip Class 10/20, rated for 10 start/hour, internally bypassed. | Stock | 141 | 147
SR22-09 | Stellar SR22 series compact soft starter, 9A, 110-240 VAC at 1-phase/208-460 VAC at 3-phase, Trip Class 2/10/20/30, rated for 10 start/hour, internally bypassed. | Stock | 152 | 158
SR22-12 | Stellar SR22 series compact soft starter, 12A, 110-240 VAC at 1-phase/208-460 VAC at 3-phase, Trip Class 2/10/20/30, rated for 10 start/hour, internally bypassed. | Stock | 184 | 191
SR22-16 | Stellar SR22 series compact soft starter, 16A, 110-240 VAC at 1-phase/208-460 VAC at 3-phase, Trip Class 2/10/20/30, rated for 10 start/hour, internally bypassed. | Stock | 206 | 214
SR22-22 | Stellar SR22 series compact soft starter, 22A, 110-240 VAC at 1-phase/208-460 VAC at 3-phase, Trip Class 2/10/20/30, rated for 10 start/hour, internally bypassed. | Stock | 243 | 253
SR22-30 | Stellar SR22 series compact soft starter, 30A, 110-240 VAC at 1-phase/208-460 VAC at 3-phase, Trip Class 2/30, rated for 10 start/hour, internally bypassed. | Stock | 327 | 340
SR22-36 | Stellar SR22 series compact soft starter, 36A, 110-240 VAC at 1-phase/208-460 VAC at 3-phase, Trip Class 2/10/20, rated for 10 start/hour, internally bypassed. | Stock | 406 | 422
SR22-40 | Stellar SR22 series compact soft starter, 40A, 110-240 VAC at 1-phase/208-460 VAC at 3-phase, Trip Class 2/10/20/30, rated for 10 start/hour, internally bypassed. | Stock | 489 | 509
SR22-FAN-45 | Stellar SR22 series main cooling fan, 25 x 25 x 10mm, 12 VDC, increases duty cycle to 60 starts/hour. For use with SR22-05, SR22-07, SR22-09, SR22-12 and SR22-16 soft starters. | Stock | 48.5 | 50
SR22-FAN-55 | Stellar SR22 series main cooling fan, 40 x 40 x 20mm, 24 VDC, increases duty cycle to 60 starts/hour. For use with SR22-22, SR22-30, SR22-36 and SR22-40 soft starters. | Stock | 48.5 | 50
SR33-HS1 | Stellar SR33 series heat shrink insulation, 1in x 24in. For use with Stellar SR33 series soft starters. Required for UL installation of SR33-132, SR33-160, SR33-195, SR33-241, SR33-280 soft starters. | Stock | 8.75 | 9
SR35-017 | Stellar SR35 series basic soft starter, 17A, 110-240 VAC at 1-phase/208-460 VAC at 3-phase, Trip Class 10/20/30, rated for 5 start/hour, internally bypassed. | from vendor up to 1 business day | 387 | 402
SR35-022 | Stellar SR35 series basic soft starter, 22A, 110-240 VAC at 1-phase/208-460 VAC at 3-phase, Trip Class 10/20/30, rated for 5 start/hour, internally bypassed. | from vendor up to 1 business day | 412 | 428
SR35-027 | Stellar SR35 series basic soft starter, 27A, 110-240 VAC at 1-phase/208-460 VAC at 3-phase, Trip Class 10/20/30, rated for 5 start/hour, internally bypassed. | from vendor up to 1 business day | 448 | 466
SR35-034 | Stellar SR35 series basic soft starter, 34A, 110-240 VAC at 1-phase/208-460 VAC at 3-phase, Trip Class 10/20/30, rated for 5 start/hour, internally bypassed. | from vendor up to 1 business day | 469 | 488
SR35-041 | Stellar SR35 series basic soft starter, 41A, 110-240 VAC at 1-phase/208-460 VAC at 3-phase, Trip Class 10/20/30, rated for 5 start/hour, internally bypassed. | from vendor up to 1 business day | 524 | 545
SR35-052 | Stellar SR35 series basic soft starter, 52A, 110-240 VAC at 1-phase/208-460 VAC at 3-phase, Trip Class 10/20/30, rated for 5 start/hour, internally bypassed. | from vendor up to 1 business day | 595 | 619
SR35-065 | Stellar SR35 series basic soft starter, 65A, 110-240 VAC at 1-phase/208-460 VAC at 3-phase, Trip Class 10/20/30, rated for 5 start/hour, internally bypassed. | from vendor up to 1 business day | 632 | 657
SR35-077 | Stellar SR35 series basic soft starter, 77A, 110-240 VAC at 1-phase/208-460 VAC at 3-phase, Trip Class 10/20/30, rated for 5 start/hour, internally bypassed. | from vendor up to 1 business day | 750 | 780
SR35-100 | Stellar SR35 series basic soft starter, 100A, 110-240 VAC at 1-phase/208-460 VAC at 3-phase, Trip Class 10/20/30, rated for 5 start/hour, internally bypassed. | from vendor up to 1 business day | 850 | 884
SR35-125 | Stellar SR35 series basic soft starter, 125A, 110-240 VAC at 1-phase/208-460 VAC at 3-phase, Trip Class 10/20/30, rated for 5 start/hour, internally bypassed. | from vendor up to 1 business day | 1143 | 1189
SR35-156 | Stellar SR35 series basic soft starter, 156A, 110-240 VAC at 1-phase/208-460 VAC at 3-phase, Trip Class 10/20/30, rated for 5 start/hour, internally bypassed. | from vendor up to 1 business day | 1813 | 1886
SR35-192 | Stellar SR35 series basic soft starter, 192A, 110-240 VAC at 1-phase/208-460 VAC at 3-phase, Trip Class 10/20/30, rated for 5 start/hour, internally bypassed. | from vendor up to 1 business day | 1911 | 1987
SR35-1XX | Stellar SR35 series soft starter base unit. | Stock | 387 | 402
SR35-242 | Stellar SR35 series basic soft starter, 242A, 110-240 VAC at 1-phase/208-460 VAC at 3-phase, Trip Class 10/20/30, rated for 3 start/hour, internally bypassed. | from vendor up to 1 business day | 2200 | 2288
SR35-2XX | Stellar SR35 series soft starter base unit. | Stock | 750 | 780
SR35-302 | Stellar SR35 series basic soft starter, 302A, 110-240 VAC at 1-phase/208-460 VAC at 3-phase, Trip Class 10/20/30, rated for 3 start/hour, internally bypassed. | from vendor up to 1 business day | 2546 | 2648
SR35-361 | Stellar SR35 series basic soft starter, 361A, 110-240 VAC at 1-phase/208-460 VAC at 3-phase, Trip Class 10/20/30, rated for 3 start/hour, internally bypassed. | from vendor up to 1 business day | 2719 | 2828
SR35-3XX | Stellar SR35 series soft starter base unit. | Stock | 2200 | 2288
SR35-AUX-IO | Stellar SR35 series temperature combo module, thermistor, 1-channel input, 2-point input, 110-230 VAC/24 VDC, 2-point output, 250 VAC, (2) Form A (SPST) relays. For use with Stellar SR35 series soft starters. (1) 500mm ribbon cable included. | Stock | 84 | 87
SR35-FAN-1 | Stellar SR35 series main cooling fan, 36 x 222 x 90mm, 24 VDC. For use with size 1 Stellar SR35 series soft starters. Electrical connector included. | Stock | 54 | 56
SR35-FAN-2 | Stellar SR35 series main cooling fan, 68 x 297 x 102mm, 12 VDC. For use with size 2 Stellar SR35 series soft starters. Electrical connector included. | Stock | 57 | 59
SR35-FG-1 | Stellar SR35 series finger guards, replacement. Package of 2. For use with size 1 Stellar SR35 series soft starters. Provides IP20 protection rating. | Stock | 24 | 25
SR35-FG-2 | Stellar SR35 series finger guards, replacement. Package of 2. For use with size 2 Stellar SR35 series soft starters. Provides IP20 protection rating. | Stock | 24 | 25
SR35-KPD-REM | Stellar SR35 series remote keypad, for use with Stellar SR35 series soft starters. | Stock | 172 | 179
SR35-PSU | Stellar SR35 series switching power supply, 24 VDC output, 1A, 120W, 120/240 VAC nominal input, automatic selectable, 1-phase, enclosed, plastic housing, direct mount. | Stock | 90 | 94
SR35-TC-3 | Stellar SR35 series finger guards, package of 6. For use with size 3 Stellar SR35 series soft starters. | Stock | 202 | 210
SR44-485HD15-CBL-2 | ZIPLink soft starter cable, 6-pin RJ45 to 15-pin D-sub HD15 male, shielded, twisted pair, RS-485, 6.5ft/2m cable length. For use with Stellar soft starters. | Stock | 13.5 | 14
SR44-485RJ45-CBL-2 | ZIPLink soft starter cable, 6-pin RJ45 to 6-pin RJ12, shielded, twisted pair, RS-485, 6.5ft/2m cable length. For use with Stellar soft starters. | Stock | 11 | 11.5
SR55-017 | Stellar SR55 series full-featured soft starter, 17A, 200-480 VAC at 3-phase, Trip Class 10, rated for 5 start/hour, internally bypassed. Optional EtherNet/IP and Modbus TCP cards available. | Stock | 911 | 947
SR55-021 | Stellar SR55 series full-featured soft starter, 21A, 200-480 VAC at 3-phase, Trip Class 10/20, rated for 5 start/hour, internally bypassed. Optional EtherNet/IP and Modbus TCP cards available. | Stock | 936 | 973
SR55-027 | Stellar SR55 series full-featured soft starter, 27A, 200-480 VAC at 3-phase, Trip Class 10/20/30, rated for 5 start/hour, internally bypassed. Optional EtherNet/IP and Modbus TCP cards available. | Stock | 946 | 984
SR55-034 | Stellar SR55 series full-featured soft starter, 34A, 200-480 VAC at 3-phase, Trip Class 10/20/30, rated for 5 start/hour, internally bypassed. Optional EtherNet/IP and Modbus TCP cards available. | Stock | 979 | 1018
SR55-040 | Stellar SR55 series full-featured soft starter, 40A, 200-480 VAC at 3-phase, Trip Class 10/20/30, rated for 5 start/hour, internally bypassed. Optional EtherNet/IP and Modbus TCP cards available. | Stock | 1054 | 1096
SR55-052 | Stellar SR55 series full-featured soft starter, 52A, 200-480 VAC at 3-phase, Trip Class 10/20/30, rated for 5 start/hour, internally bypassed. Optional EtherNet/IP and Modbus TCP cards available. | Stock | 1141 | 1187
SR55-065 | Stellar SR55 series full-featured soft starter, 65A, 200-480 VAC at 3-phase, Trip Class 10/20/30, rated for 5 start/hour, internally bypassed. Optional EtherNet/IP and Modbus TCP cards available. | Stock | 1217 | 1266
SR55-077 | Stellar SR55 series full-featured soft starter, 77A, 200-480 VAC at 3-phase, Trip Class 10/20/30, rated for 5 start/hour, internally bypassed. Optional EtherNet/IP and Modbus TCP cards available. | Stock | 1360 | 1414
SR55-096 | Stellar SR55 series full-featured soft starter, 96A, 200-480 VAC at 3-phase, Trip Class 10/20/30, rated for 5 start/hour, internally bypassed. Optional EtherNet/IP and Modbus TCP cards available. | Stock | 1393 | 1449
SR55-124 | Stellar SR55 series full-featured soft starter, 124A, 200-480 VAC at 3-phase, Trip Class 10/20/30, rated for 5 start/hour, internally bypassed. Optional EtherNet/IP and Modbus TCP cards available. | Stock | 1527 | 1588
SR55-156 | Stellar SR55 series full-featured soft starter, 156A, 200-480 VAC at 3-phase, Trip Class 10/20/30, rated for 5 start/hour, internally bypassed. Optional EtherNet/IP and Modbus TCP cards available. | Stock | 2157 | 2243
SR55-180 | Stellar SR55 series full-featured soft starter, 180A, 200-480 VAC at 3-phase, Trip Class 10/20/30, rated for 3 start/hour, internally bypassed. Optional EtherNet/IP and Modbus TCP cards available. | Stock | 2357 | 2451
SR55-242 | Stellar SR55 series full-featured soft starter, 242A, 200-480 VAC at 3-phase, Trip Class 10/20/30, rated for 3 start/hour, internally bypassed. Optional EtherNet/IP and Modbus TCP cards available. | Stock | 2395 | 2491
SR55-302 | Stellar SR55 series full-featured soft starter, 302A, 200-480 VAC at 3-phase, Trip Class 10/20/30, rated for 3 start/hour, internally bypassed. Optional EtherNet/IP and Modbus TCP cards available. | Stock | 2567 | 2670
SR55-361 | Stellar SR55 series full-featured soft starter, 361A, 200-480 VAC at 3-phase, Trip Class 10/20/30, rated for 3 start/hour, internally bypassed. Optional EtherNet/IP and Modbus TCP cards available. | Stock | 3013 | 3134
SR55-414 | Stellar SR55 series full-featured soft starter, 414A, 200-480 VAC at 3-phase, Trip Class 10/20/30, rated for 3 start/hour, internally bypassed. Optional EtherNet/IP and Modbus TCP cards available. | Stock | 3779 | 3930
SR55-477 | Stellar SR55 series full-featured soft starter, 477A, 200-480 VAC at 3-phase, Trip Class 10/20/30, rated for 3 start/hour, internally bypassed. Optional EtherNet/IP and Modbus TCP cards available. | Stock | 4320 | 4493
SR55-CM-ENETIP | Stellar SR55 series communication module, EtherNet/IP, 2 ports, (2) Ethernet (RJ45 full duplex) port(s). For use with Stellar SR55 series soft starters. | Stock | 356 | 370
SR55-CM-ENETIP2 | Stellar SR55 series communication module, EtherNet/IP, 2 ports, (2) Ethernet (RJ45 full duplex) port(s). For use with Stellar SR55 series soft starters. | Stock | 432 | 449
SR55-CM-MODTCP | Stellar SR55 series communication module, Modbus TCP, 2 ports, (2) Ethernet (RJ45 full duplex) port(s). For use with Stellar SR55 series soft starters. | Stock | 356 | 370
SR55-FAN-2 | Stellar SR55 series main cooling fan, replacement, 60 x 60 x 15mm, 24 VDC. For use with size 1 Stellar SR55 series soft starters. Electrical connector included. | Stock | 14.5 | 15
SR55-FAN-3 | Stellar SR55 series main cooling fan, replacement, 80 x 80 x 15mm, 24 VDC. For use with size 2 Stellar SR55 series soft starters. Electrical connector included. | Stock | 16.5 | 17
SR55-FAN-6 | Stellar SR55 series main cooling fan, replacement, 80 x 80 x 20mm, 12 VDC. For use with size 2 Stellar SR55 series soft starters. Electrical connector included. | Stock | 16.5 | 17
SR55-FAN-7 | Stellar SR55 series main cooling fan, replacement, 120 x 120 x 25mm, 24 VDC. For use with size 3 Stellar SR55 series soft starters. Push rivets for fan guards and electrical connector included. | Stock | 38 | 39.5
SR55-FAN-8 | Stellar SR55 series main cooling fan, replacement, 171 x 151 x 151mm, 115 VAC. For use with size 3 Stellar SR55 series soft starters. | Stock | 100 | 104
SR55-FG-1 | Stellar SR55 series finger guards, replacement. Package of 2. For use with size 1 Stellar SR55 series soft starters. Provides IP20 protection rating. | Stock | 25.5 | 26.5
SR55-FG-2 | Stellar SR55 series finger guards, replacement. Package of 2. For use with size 2 Stellar SR55 series soft starters. Provides IP20 protection rating. | Stock | 25.5 | 26.5
SR55-KPD | Stellar SR55 series touchscreen, replacement. For use with Stellar SR55 series soft starters. Replacement bezel included. | Stock | 91 | 95
SR55-KPD-REM | Stellar SR55 series touchscreen, for use with Stellar SR55 series soft starters. (1) optional remote, (1) 9.8ft/3m Cat5e cable and (1) SR55-RJ45-RJ12 adapter included. Rated for NEMA 4/4X enclosures, no external power wiring required. | Stock | 325 | 338
SR55-RJ45-RJ12 | Stellar SR55 series RJ45 female to RJ12 male adapter, for use with Stellar SR55 series soft starters. | Stock | 5.5 | 5.75
SR55-SPLT | Stellar SR55 series communication splitter, 3 ports, (3) RS-485 (RJ45) female port(s). For use with Stellar SR55 series soft starters. (1) SR55-RJ45-RJ12 adapter and (1) 9.8ft/3m Cat5e cable included. | Stock | 114 | 119
SRB-16C-4-4 | Sung-Il Machinery drive coupling, servo-beam, 7075-T6 aluminum alloy, clamp, size 16, 4 x 4mm bore. | Stock | 24
SRB-16C-4-5 | Sung-Il Machinery drive coupling, servo-beam, 7075-T6 aluminum alloy, clamp, size 16, 4 x 5mm bore. | Stock | 24
SRB-16C-4-6 | Sung-Il Machinery drive coupling, servo-beam, 7075-T6 aluminum alloy, clamp, size 16, 4 x 6mm bore. | Stock | 24
SRB-16C-5-5 | Sung-Il Machinery drive coupling, servo-beam, 7075-T6 aluminum alloy, clamp, size 16, 5 x 5mm bore. | Stock | 24
SRB-16C-5-6 | Sung-Il Machinery drive coupling, servo-beam, 7075-T6 aluminum alloy, clamp, size 16, 5 x 6mm bore. | Stock | 24
SRB-16C-6-6 | Sung-Il Machinery drive coupling, servo-beam, 7075-T6 aluminum alloy, clamp, size 16, 6 x 6mm bore. | Stock | 24
SRB-19C-5-5 | Sung-Il Machinery drive coupling, servo-beam, 7075-T6 aluminum alloy, clamp, size 19, 5 x 5mm bore. | Stock | 24
SRB-19C-5-6 | Sung-Il Machinery drive coupling, servo-beam, 7075-T6 aluminum alloy, clamp, size 19, 5 x 6mm bore. | Stock | 24
SRB-19C-5-6.35 | Sung-Il Machinery drive coupling, servo-beam, 7075-T6 aluminum alloy, clamp, size 19, 5 x 6.35mm (1/4in) bore. | Stock | 24
SRB-19C-5-8 | Sung-Il Machinery drive coupling, servo-beam, 7075-T6 aluminum alloy, clamp, size 19, 5 x 8mm bore. | Stock | 24
SRB-19C-6.35-6.35 | Sung-Il Machinery drive coupling, servo-beam, 7075-T6 aluminum alloy, clamp, size 19, 6.35 (1/4in) x 6.35mm (1/4in) bore. | Stock | 24
SRB-19C-6.35-8 | Sung-Il Machinery drive coupling, servo-beam, 7075-T6 aluminum alloy, clamp, size 19, 6.35 (1/4in) x 8mm bore. | Stock | 24
SRB-19C-6-6 | Sung-Il Machinery drive coupling, servo-beam, 7075-T6 aluminum alloy, clamp, size 19, 6 x 6mm bore. | Stock | 24
SRB-19C-6-6.35 | Sung-Il Machinery drive coupling, servo-beam, 7075-T6 aluminum alloy, clamp, size 19, 6 x 6.35mm (1/4in) bore. | Stock | 24
SRB-19C-6-8 | Sung-Il Machinery drive coupling, servo-beam, 7075-T6 aluminum alloy, clamp, size 19, 6 x 8mm bore. | Stock | 24
SRB-19C-8-8 | Sung-Il Machinery drive coupling, servo-beam, 7075-T6 aluminum alloy, clamp, size 19, 8 x 8mm bore. | Stock | 24
SRB-22C-10-10 | Sung-Il Machinery drive coupling, servo-beam, 7075-T6 aluminum alloy, clamp, size 22, 10 x 10mm bore. | Stock | 26
SRB-22C-5-10 | Sung-Il Machinery drive coupling, servo-beam, 7075-T6 aluminum alloy, clamp, size 22, 5 x 10mm bore. | Stock | 26
SRB-22C-5-5 | Sung-Il Machinery drive coupling, servo-beam, 7075-T6 aluminum alloy, clamp, size 22, 5 x 5mm bore. | Stock | 26
SRB-22C-5-6 | Sung-Il Machinery drive coupling, servo-beam, 7075-T6 aluminum alloy, clamp, size 22, 5 x 6mm bore. | Stock | 26
SRB-22C-5-6.35 | Sung-Il Machinery drive coupling, servo-beam, 7075-T6 aluminum alloy, clamp, size 22, 5 x 6.35mm (1/4in) bore. | Stock | 26
SRB-22C-5-8 | Sung-Il Machinery drive coupling, servo-beam, 7075-T6 aluminum alloy, clamp, size 22, 5 x 8mm bore. | Stock | 26
SRB-22C-5-9.525 | Sung-Il Machinery drive coupling, servo-beam, 7075-T6 aluminum alloy, clamp, size 22, 5 x 9.525mm (3/8in) bore. | Stock | 26
SRB-22C-6.35-10 | Sung-Il Machinery drive coupling, servo-beam, 7075-T6 aluminum alloy, clamp, size 22, 6.35 (1/4in) x 10mm bore. | Stock | 26
SRB-22C-6.35-6.35 | Sung-Il Machinery drive coupling, servo-beam, 7075-T6 aluminum alloy, clamp, size 22, 6.35 (1/4in) x 6.35mm (1/4in) bore. | Stock | 26
SRB-22C-6.35-8 | Sung-Il Machinery drive coupling, servo-beam, 7075-T6 aluminum alloy, clamp, size 22, 6.35 (1/4in) x 8mm bore. | Stock | 26
SRB-22C-6.35-9.525 | Sung-Il Machinery drive coupling, servo-beam, 7075-T6 aluminum alloy, clamp, size 22, 6.35 (1/4in) x 9.525mm (3/8in) bore. | Stock | 26
SRB-22C-6-10 | Sung-Il Machinery drive coupling, servo-beam, 7075-T6 aluminum alloy, clamp, size 22, 6 x 10mm bore. | Stock | 26
SRB-22C-6-6 | Sung-Il Machinery drive coupling, servo-beam, 7075-T6 aluminum alloy, clamp, size 22, 6 x 6mm bore. | Stock | 26
SRB-22C-6-6.35 | Sung-Il Machinery drive coupling, servo-beam, 7075-T6 aluminum alloy, clamp, size 22, 6 x 6.35mm (1/4in) bore. | Stock | 26
SRB-22C-6-8 | Sung-Il Machinery drive coupling, servo-beam, 7075-T6 aluminum alloy, clamp, size 22, 6 x 8mm bore. | Stock | 26
SRB-22C-6-9.525 | Sung-Il Machinery drive coupling, servo-beam, 7075-T6 aluminum alloy, clamp, size 22, 6 x 9.525mm (3/8in) bore. | Stock | 26
SRB-22C-8-10 | Sung-Il Machinery drive coupling, servo-beam, 7075-T6 aluminum alloy, clamp, size 22, 8 x 10mm bore. | Stock | 26
SRB-22C-8-8 | Sung-Il Machinery drive coupling, servo-beam, 7075-T6 aluminum alloy, clamp, size 22, 8 x 8mm bore. | Stock | 26
SRB-22C-8-9.525 | Sung-Il Machinery drive coupling, servo-beam, 7075-T6 aluminum alloy, clamp, size 22, 8 x 9.525mm (3/8in) bore. | Stock | 26
SRB-22C-9.525-10 | Sung-Il Machinery drive coupling, servo-beam, 7075-T6 aluminum alloy, clamp, size 22, 9.525 (3/8in) x 10mm bore. | Stock | 26
SRB-22C-9.525-9.525 | Sung-Il Machinery drive coupling, servo-beam, 7075-T6 aluminum alloy, clamp, size 22, 9.525 (3/8in) x 9.525mm (3/8in) bore. | Stock | 26
SRB-26C-10-10 | Sung-Il Machinery drive coupling, servo-beam, 7075-T6 aluminum alloy, clamp, size 26, 10 x 10mm bore. | Stock | 31
SRB-26C-10-12 | Sung-Il Machinery drive coupling, servo-beam, 7075-T6 aluminum alloy, clamp, size 26, 10 x 12mm bore. | Stock | 31
SRB-26C-12-12 | Sung-Il Machinery drive coupling, servo-beam, 7075-T6 aluminum alloy, clamp, size 26, 12 x 12mm bore. | Stock | 31
SRB-26C-6.35-10 | Sung-Il Machinery drive coupling, servo-beam, 7075-T6 aluminum alloy, clamp, size 26, 6.35 (1/4in) x 10mm bore. | Stock | 31
SRB-26C-6.35-12 | Sung-Il Machinery drive coupling, servo-beam, 7075-T6 aluminum alloy, clamp, size 26, 6.35 (1/4in) x 12mm bore. | Stock | 31
SRB-26C-6.35-6.35 | Sung-Il Machinery drive coupling, servo-beam, 7075-T6 aluminum alloy, clamp, size 26, 6.35 (1/4in) x 6.35mm (1/4in) bore. | Stock | 31
SRB-26C-6.35-8 | Sung-Il Machinery drive coupling, servo-beam, 7075-T6 aluminum alloy, clamp, size 26, 6.35 (1/4in) x 8mm bore. | Stock | 31
SRB-26C-6.35-9.525 | Sung-Il Machinery drive coupling, servo-beam, 7075-T6 aluminum alloy, clamp, size 26, 6.35 (1/4in) x 9.525mm (3/8in) bore. | Stock | 31
SRB-26C-6-10 | Sung-Il Machinery drive coupling, servo-beam, 7075-T6 aluminum alloy, clamp, size 26, 6 x 10mm bore. | Stock | 31
SRB-26C-6-12 | Sung-Il Machinery drive coupling, servo-beam, 7075-T6 aluminum alloy, clamp, size 26, 6 x 12mm bore. | Stock | 31
SRB-26C-6-6 | Sung-Il Machinery drive coupling, servo-beam, 7075-T6 aluminum alloy, clamp, size 26, 6 x 6mm bore. | Stock | 31
SRB-26C-6-6.35 | Sung-Il Machinery drive coupling, servo-beam, 7075-T6 aluminum alloy, clamp, size 26, 6 x 6.35mm (1/4in) bore. | Stock | 31
SRB-26C-6-8 | Sung-Il Machinery drive coupling, servo-beam, 7075-T6 aluminum alloy, clamp, size 26, 6 x 8mm bore. | Stock | 31
SRB-26C-6-9.525 | Sung-Il Machinery drive coupling, servo-beam, 7075-T6 aluminum alloy, clamp, size 26, 6 x 9.525mm (3/8in) bore. | Stock | 31
SRB-26C-8-10 | Sung-Il Machinery drive coupling, servo-beam, 7075-T6 aluminum alloy, clamp, size 26, 8 x 10mm bore. | Stock | 31
SRB-26C-8-12 | Sung-Il Machinery drive coupling, servo-beam, 7075-T6 aluminum alloy, clamp, size 26, 8 x 12mm bore. | Stock | 31
SRB-26C-8-8 | Sung-Il Machinery drive coupling, servo-beam, 7075-T6 aluminum alloy, clamp, size 26, 8 x 8mm bore. | Stock | 31
SRB-26C-8-9.525 | Sung-Il Machinery drive coupling, servo-beam, 7075-T6 aluminum alloy, clamp, size 26, 8 x 9.525mm (3/8in) bore. | Stock | 31
SRB-26C-9.525-10 | Sung-Il Machinery drive coupling, servo-beam, 7075-T6 aluminum alloy, clamp, size 26, 9.525 (3/8in) x 10mm bore. | Stock | 31
SRB-26C-9.525-12 | Sung-Il Machinery drive coupling, servo-beam, 7075-T6 aluminum alloy, clamp, size 26, 9.525 (3/8in) x 12mm bore. | Stock | 31
SRB-26C-9.525-9.525 | Sung-Il Machinery drive coupling, servo-beam, 7075-T6 aluminum alloy, clamp, size 26, 9.525 (3/8in) x 9.525mm (3/8in) bore. | Stock | 31
SRBA-32C-10-10 | Sung-Il Machinery drive coupling, servo-beam, 7075-T6 aluminum alloy, clamp, size 32, 10 x 10mm bore. | Stock | 37
SRBA-32C-10-12 | Sung-Il Machinery drive coupling, servo-beam, 7075-T6 aluminum alloy, clamp, size 32, 10 x 12mm bore. | Stock | 37
SRBA-32C-10-14 | Sung-Il Machinery drive coupling, servo-beam, 7075-T6 aluminum alloy, clamp, size 32, 10 x 14mm bore. | Stock | 37
SRBA-32C-8-10 | Sung-Il Machinery drive coupling, servo-beam, 7075-T6 aluminum alloy, clamp, size 32, 8 x 10mm bore. | Stock | 37
SRBA-32C-8-12 | Sung-Il Machinery drive coupling, servo-beam, 7075-T6 aluminum alloy, clamp, size 32, 8 x 12mm bore. | Stock | 37
SRBA-32C-8-14 | Sung-Il Machinery drive coupling, servo-beam, 7075-T6 aluminum alloy, clamp, size 32, 8 x 14mm bore. | Stock | 37
SRBA-32C-8-8 | Sung-Il Machinery drive coupling, servo-beam, 7075-T6 aluminum alloy, clamp, size 32, 8 x 8mm bore. | Stock | 37
SRBA-32C-8-9.525 | Sung-Il Machinery drive coupling, servo-beam, 7075-T6 aluminum alloy, clamp, size 32, 8 x 9.525mm (3/8in) bore. | Stock | 37
SRBA-32C-9.525-10 | Sung-Il Machinery drive coupling, servo-beam, 7075-T6 aluminum alloy, clamp, size 32, 9.525 (3/8in) x 10mm bore. | Stock | 37
SRBA-32C-9.525-12 | Sung-Il Machinery drive coupling, servo-beam, 7075-T6 aluminum alloy, clamp, size 32, 9.525 (3/8in) x 12mm bore. | Stock | 37
SRBA-32C-9.525-14 | Sung-Il Machinery drive coupling, servo-beam, 7075-T6 aluminum alloy, clamp, size 32, 9.525 (3/8in) x 14mm bore. | Stock | 37
SRBA-32C-9.525-9.525 | Sung-Il Machinery drive coupling, servo-beam, 7075-T6 aluminum alloy, clamp, size 32, 9.525 (3/8in) x 9.525mm (3/8in) bore. | Stock | 37
SRBA-39C-10-10 | Sung-Il Machinery drive coupling, servo-beam, 7075-T6 aluminum alloy, clamp, size 39, 10 x 10mm bore. | Stock | 65
SRBA-39C-10-12 | Sung-Il Machinery drive coupling, servo-beam, 7075-T6 aluminum alloy, clamp, size 39, 10 x 12mm bore. | Stock | 65
SRBA-39C-10-14 | Sung-Il Machinery drive coupling, servo-beam, 7075-T6 aluminum alloy, clamp, size 39, 10 x 14mm bore. | Stock | 65
SRBA-39C-10-16 | Sung-Il Machinery drive coupling, servo-beam, 7075-T6 aluminum alloy, clamp, size 39, 10 x 16mm bore. | Stock | 65
SRBA-39C-10-18 | Sung-Il Machinery drive coupling, servo-beam, 7075-T6 aluminum alloy, clamp, size 39, 10 x 18mm bore. | Stock | 65
SRBA-39C-10-19 | Sung-Il Machinery drive coupling, servo-beam, 7075-T6 aluminum alloy, clamp, size 39, 10 x 19mm bore. | Stock | 65
SRBA-39C-12-12 | Sung-Il Machinery drive coupling, servo-beam, 7075-T6 aluminum alloy, clamp, size 39, 12 x 12mm bore. | Stock | 65
SRBA-39C-12-14 | Sung-Il Machinery drive coupling, servo-beam, 7075-T6 aluminum alloy, clamp, size 39, 12 x 14mm bore. | Stock | 65
SRBA-39C-12-16 | Sung-Il Machinery drive coupling, servo-beam, 7075-T6 aluminum alloy, clamp, size 39, 12 x 16mm bore. | Stock | 65
SRBA-39C-12-18 | Sung-Il Machinery drive coupling, servo-beam, 7075-T6 aluminum alloy, clamp, size 39, 12 x 18mm bore. | Stock | 65
SRBA-39C-12-19 | Sung-Il Machinery drive coupling, servo-beam, 7075-T6 aluminum alloy, clamp, size 39, 12 x 19mm bore. | Stock | 65
SRBA-39C-14-14 | Sung-Il Machinery drive coupling, servo-beam, 7075-T6 aluminum alloy, clamp, size 39, 14 x 14mm bore. | Stock | 65
SRBA-39C-14-16 | Sung-Il Machinery drive coupling, servo-beam, 7075-T6 aluminum alloy, clamp, size 39, 14 x 16mm bore. | Stock | 65
SRBA-39C-14-18 | Sung-Il Machinery drive coupling, servo-beam, 7075-T6 aluminum alloy, clamp, size 39, 14 x 18mm bore. | Stock | 65
SRBA-39C-14-19 | Sung-Il Machinery drive coupling, servo-beam, 7075-T6 aluminum alloy, clamp, size 39, 14 x 19mm bore. | Stock | 65
SRBA-39C-16-16 | Sung-Il Machinery drive coupling, servo-beam, 7075-T6 aluminum alloy, clamp, size 39, 16 x 16mm bore. | Stock | 65
SRBA-39C-16-18 | Sung-Il Machinery drive coupling, servo-beam, 7075-T6 aluminum alloy, clamp, size 39, 16 x 18mm bore. | Stock | 65
SRBA-39C-16-19 | Sung-Il Machinery drive coupling, servo-beam, 7075-T6 aluminum alloy, clamp, size 39, 16 x 19mm bore. | Stock | 65
SRBA-39C-18-18 | Sung-Il Machinery drive coupling, servo-beam, 7075-T6 aluminum alloy, clamp, size 39, 18 x 18mm bore. | Stock | 65
SRBA-39C-18-19 | Sung-Il Machinery drive coupling, servo-beam, 7075-T6 aluminum alloy, clamp, size 39, 18 x 19mm bore. | Stock | 65
SRBA-39C-19-19 | Sung-Il Machinery drive coupling, servo-beam, 7075-T6 aluminum alloy, clamp, size 39, 19 x 19mm bore. | Stock | 65
SRBA-49C-12-12 | Sung-Il Machinery drive coupling, servo-beam, 7075-T6 aluminum alloy, clamp, size 49, 12 x 12mm bore. | Stock | 109
SRBA-49C-12-14 | Sung-Il Machinery drive coupling, servo-beam, 7075-T6 aluminum alloy, clamp, size 49, 12 x 14mm bore. | Stock | 109
SRBA-49C-12-16 | Sung-Il Machinery drive coupling, servo-beam, 7075-T6 aluminum alloy, clamp, size 49, 12 x 16mm bore. | Stock | 109
SRBA-49C-12-18 | Sung-Il Machinery drive coupling, servo-beam, 7075-T6 aluminum alloy, clamp, size 49, 12 x 18mm bore. | Stock | 109
SRBA-49C-12-19 | Sung-Il Machinery drive coupling, servo-beam, 7075-T6 aluminum alloy, clamp, size 49, 12 x 19mm bore. | Stock | 109
SRBA-49C-12-20 | Sung-Il Machinery drive coupling, servo-beam, 7075-T6 aluminum alloy, clamp, size 49, 12 x 20mm bore. | Stock | 109
SRBA-49C-14-14 | Sung-Il Machinery drive coupling, servo-beam, 7075-T6 aluminum alloy, clamp, size 49, 14 x 14mm bore. | Stock | 109
SRBA-49C-14-16 | Sung-Il Machinery drive coupling, servo-beam, 7075-T6 aluminum alloy, clamp, size 49, 14 x 16mm bore. | Stock | 109
SRBA-49C-14-18 | Sung-Il Machinery drive coupling, servo-beam, 7075-T6 aluminum alloy, clamp, size 49, 14 x 18mm bore. | Stock | 109
SRBA-49C-14-19 | Sung-Il Machinery drive coupling, servo-beam, 7075-T6 aluminum alloy, clamp, size 49, 14 x 19mm bore. | Stock | 109
SRBA-49C-14-20 | Sung-Il Machinery drive coupling, servo-beam, 7075-T6 aluminum alloy, clamp, size 49, 14 x 20mm bore. | Stock | 109
SRBA-49C-16-16 | Sung-Il Machinery drive coupling, servo-beam, 7075-T6 aluminum alloy, clamp, size 49, 16 x 16mm bore. | Stock | 109
SRBA-49C-16-18 | Sung-Il Machinery drive coupling, servo-beam, 7075-T6 aluminum alloy, clamp, size 49, 16 x 18mm bore. | Stock | 109
SRBA-49C-16-19 | Sung-Il Machinery drive coupling, servo-beam, 7075-T6 aluminum alloy, clamp, size 49, 16 x 19mm bore. | Stock | 109
SRBA-49C-16-20 | Sung-Il Machinery drive coupling, servo-beam, 7075-T6 aluminum alloy, clamp, size 49, 16 x 20mm bore. | Stock | 109
SRBA-49C-18-18 | Sung-Il Machinery drive coupling, servo-beam, 7075-T6 aluminum alloy, clamp, size 49, 18 x 18mm bore. | Stock | 109
SRBA-49C-18-19 | Sung-Il Machinery drive coupling, servo-beam, 7075-T6 aluminum alloy, clamp, size 49, 18 x 19mm bore. | Stock | 109
SRBA-49C-18-20 | Sung-Il Machinery drive coupling, servo-beam, 7075-T6 aluminum alloy, clamp, size 49, 18 x 20mm bore. | Stock | 109
SRBA-49C-19-19 | Sung-Il Machinery drive coupling, servo-beam, 7075-T6 aluminum alloy, clamp, size 49, 19 x 19mm bore. | Stock | 109
SRBA-49C-19-20 | Sung-Il Machinery drive coupling, servo-beam, 7075-T6 aluminum alloy, clamp, size 49, 19 x 20mm bore. | Stock | 109
SRBA-49C-20-20 | Sung-Il Machinery drive coupling, servo-beam, 7075-T6 aluminum alloy, clamp, size 49, 20 x 20mm bore. | Stock | 109
SRBA-60C-16-16 | Sung-Il Machinery drive coupling, servo-beam, 7075-T6 aluminum alloy, clamp, size 60, 16 x 16mm bore. | Stock | 130
SRBA-60C-16-18 | Sung-Il Machinery drive coupling, servo-beam, 7075-T6 aluminum alloy, clamp, size 60, 16 x 18mm bore. | Stock | 130
SRBA-60C-16-19 | Sung-Il Machinery drive coupling, servo-beam, 7075-T6 aluminum alloy, clamp, size 60, 16 x 19mm bore. | Stock | 130
SRBA-60C-16-20 | Sung-Il Machinery drive coupling, servo-beam, 7075-T6 aluminum alloy, clamp, size 60, 16 x 20mm bore. | Stock | 130
SRBA-60C-16-22 | Sung-Il Machinery drive coupling, servo-beam, 7075-T6 aluminum alloy, clamp, size 60, 16 x 22mm bore. | Stock | 130
SRBA-60C-16-24 | Sung-Il Machinery drive coupling, servo-beam, 7075-T6 aluminum alloy, clamp, size 60, 16 x 24mm bore. | Stock | 130
SRBA-60C-18-18 | Sung-Il Machinery drive coupling, servo-beam, 7075-T6 aluminum alloy, clamp, size 60, 18 x 18mm bore. | Stock | 130
SRBA-60C-18-19 | Sung-Il Machinery drive coupling, servo-beam, 7075-T6 aluminum alloy, clamp, size 60, 18 x 19mm bore. | Stock | 130
SRBA-60C-18-20 | Sung-Il Machinery drive coupling, servo-beam, 7075-T6 aluminum alloy, clamp, size 60, 18 x 20mm bore. | Stock | 130
SRBA-60C-18-22 | Sung-Il Machinery drive coupling, servo-beam, 7075-T6 aluminum alloy, clamp, size 60, 18 x 22mm bore. | Stock | 130
SRBA-60C-18-24 | Sung-Il Machinery drive coupling, servo-beam, 7075-T6 aluminum alloy, clamp, size 60, 18 x 24mm bore. | Stock | 130
SRBA-60C-19-19 | Sung-Il Machinery drive coupling, servo-beam, 7075-T6 aluminum alloy, clamp, size 60, 19 x 19mm bore. | Stock | 130
SRBA-60C-19-20 | Sung-Il Machinery drive coupling, servo-beam, 7075-T6 aluminum alloy, clamp, size 60, 19 x 20mm bore. | Stock | 130
SRBA-60C-19-22 | Sung-Il Machinery drive coupling, servo-beam, 7075-T6 aluminum alloy, clamp, size 60, 19 x 22mm bore. | Stock | 130
SRBA-60C-19-24 | Sung-Il Machinery drive coupling, servo-beam, 7075-T6 aluminum alloy, clamp, size 60, 19 x 24mm bore. | Stock | 130
SRBA-60C-20-20 | Sung-Il Machinery drive coupling, servo-beam, 7075-T6 aluminum alloy, clamp, size 60, 20 x 20mm bore. | Stock | 130
SRBA-60C-20-22 | Sung-Il Machinery drive coupling, servo-beam, 7075-T6 aluminum alloy, clamp, size 60, 20 x 22mm bore. | Stock | 130
SRBA-60C-20-24 | Sung-Il Machinery drive coupling, servo-beam, 7075-T6 aluminum alloy, clamp, size 60, 20 x 24mm bore. | Stock | 130
SRBA-60C-22-22 | Sung-Il Machinery drive coupling, servo-beam, 7075-T6 aluminum alloy, clamp, size 60, 22 x 22mm bore. | Stock | 130
SRBA-60C-22-24 | Sung-Il Machinery drive coupling, servo-beam, 7075-T6 aluminum alloy, clamp, size 60, 22 x 24mm bore. | Stock | 130
SRBA-60C-24-24 | Sung-Il Machinery drive coupling, servo-beam, 7075-T6 aluminum alloy, clamp, size 60, 24 x 24mm bore. | Stock | 130
SRMPD51 | WEG Electric field installable shunt trip, right side mount, 20-24 VAC (50/60Hz) coil voltage, screw terminal. For use with MPW40 series manual motor protectors. | Stock | 21.5 | 22.5
SRMPD59 | WEG Electric field installable shunt trip, right side mount, 100-127 VAC (50/60Hz) coil voltage, screw terminal. For use with MPW40 series manual motor protectors. | Stock | 21.5 | 22.5
SRMPD65 | WEG Electric field installable shunt trip, right side mount, 200-240 VAC (50/60Hz) coil voltage, screw terminal. For use with MPW40 series manual motor protectors. | Stock | 21.5 | 22.5
SRR773B | Quadritalia enclosure latch handle, replacement, keylocking, foldaway. (1) Yale-type key included. | Stock | 58 | 78
SS2-0N-4A | AutomationDirect photoelectric sensor, tubular, threaded, diffuse, infrared light emission, 100mm sensing distance, selectable light-on/dark-on, NPN, 250 Hz switching frequency, plastic housing, pigtail. | Stock | 36.5 | 38
SS2-0N-4E | AutomationDirect photoelectric sensor, tubular, threaded, diffuse, infrared light emission, 100mm sensing distance, selectable light-on/dark-on, NPN, 250 Hz switching frequency, plastic housing, 4-pin M12 quick-disconnect. | Stock | 36.5 | 38
SS2-0P-4A | AutomationDirect photoelectric sensor, tubular, threaded, diffuse, infrared light emission, 100mm sensing distance, selectable light-on/dark-on, PNP, 250 Hz switching frequency, plastic housing, pigtail. | Stock | 36.5 | 38
SS2-0P-4E | AutomationDirect photoelectric sensor, tubular, threaded, diffuse, infrared light emission, 100mm sensing distance, selectable light-on/dark-on, PNP, 250 Hz switching frequency, plastic housing, 4-pin M12 quick-disconnect. | Stock | 36.5 | 38
SS5-0N-4A | AutomationDirect photoelectric sensor, tubular, threaded, diffuse, infrared light emission, 200mm sensing distance, selectable light-on/dark-on, NPN, 250 Hz switching frequency, plastic housing, pigtail. | Stock | 36.5 | 38
SS5-0N-4E | AutomationDirect photoelectric sensor, tubular, threaded, diffuse, infrared light emission, 200mm sensing distance, selectable light-on/dark-on, NPN, 250 Hz switching frequency, plastic housing, 4-pin M12 quick-disconnect. | Stock | 36.5 | 38
SS5-0P-4A | AutomationDirect photoelectric sensor, tubular, threaded, diffuse, infrared light emission, 200mm sensing distance, selectable light-on/dark-on, PNP, 250 Hz switching frequency, plastic housing, pigtail. | Stock | 36.5 | 38
SS5-0P-4E | AutomationDirect photoelectric sensor, tubular, threaded, diffuse, infrared light emission, 200mm sensing distance, selectable light-on/dark-on, PNP, 250 Hz switching frequency, plastic housing, 4-pin M12 quick-disconnect. | Stock | 36.5 | 38
SS6-0N-4A | AutomationDirect photoelectric sensor, tubular, threaded, diffuse, infrared light emission, 400mm sensing distance, selectable light-on/dark-on, NPN, 250 Hz switching frequency, plastic housing, pigtail. | Stock | 36.5 | 38
SS6-0N-4E | AutomationDirect photoelectric sensor, tubular, threaded, diffuse, infrared light emission, 400mm sensing distance, selectable light-on/dark-on, NPN, 250 Hz switching frequency, plastic housing, 4-pin M12 quick-disconnect. | Stock | 36.5 | 38
SS6-0P-4A | AutomationDirect photoelectric sensor, tubular, threaded, diffuse, infrared light emission, 400mm sensing distance, selectable light-on/dark-on, PNP, 250 Hz switching frequency, plastic housing, pigtail. | Stock | 36.5 | 38
SS6-0P-4E | AutomationDirect photoelectric sensor, tubular, threaded, diffuse, infrared light emission, 400mm sensing distance, selectable light-on/dark-on, PNP, 250 Hz switching frequency, plastic housing, 4-pin M12 quick-disconnect. | Stock | 36.5 | 38
SS7 | Bryant cover plate, stainless steel. For use with 15A and 20A single receptacles in 1 gang electrical boxes. | Stock | 2.75 | 3
SS703 | Cover plate, stainless steel. For use with 30A single receptacles in 2 gang electrical boxes. | Stock | 8 | 8.75
SS720 | Cover plate, stainless steel. For use with 20A and 30A single receptacles in 1 gang electrical boxes. | Stock | 3.75 | 4
SS723 | Cover plate, stainless steel. For use with 30A single receptacles in 1 gang electrical boxes. | Stock | 4.75 | 5.25
SS8 | Bryant cover plate, stainless steel. For use with 15A and 20A duplex receptacles in 1 gang electrical boxes. | Stock | 2.25 | 2.5
SSDK12 | Wiegmann enclosure drip shield, 12in length, 304 stainless steel, grained finish. (2) stainless steel door clamps, integral gasket and mounting hardware included. | from vendor up to 0 business day | 125 | 128
SSDK16 | Wiegmann enclosure drip shield, 16in length, 304 stainless steel, grained finish. (2) stainless steel door clamps, integral gasket and mounting hardware included. | from vendor up to 10 business days | 137 | 140
SSDK20 | Wiegmann enclosure drip shield, 20in length, 304 stainless steel, grained finish. (2) stainless steel door clamps, integral gasket and mounting hardware included. | from vendor up to 5 business days | 149 | 152
SSDK24 | Wiegmann enclosure drip shield, 24in length, 304 stainless steel, grained finish. (3) stainless steel door clamps, integral gasket and mounting hardware included. | from vendor up to 10 business days | 161 | 165
SSDK30 | Wiegmann enclosure drip shield, 30in length, 304 stainless steel, grained finish. (3) stainless steel door clamps, integral gasket and mounting hardware included. | from vendor up to 10 business days | 179 | 183
SSDK36 | Wiegmann enclosure drip shield, 36in length, 304 stainless steel, grained finish. (3) stainless steel door clamps, integral gasket and mounting hardware included. | from vendor up to 10 business days | 197 | 201
SSE-00-4A | AutomationDirect photoelectric sensor, tubular, threaded, plastic housing, through-beam emitter, infrared light emission, 8m sensing distance, 10-30 VDC operating voltage, 2-wire, pigtail. | Stock | 24.5 | 25.5
SSE-00-4E | AutomationDirect photoelectric sensor, tubular, threaded, plastic housing, through-beam emitter, infrared light emission, 8m sensing distance, 10-30 VDC operating voltage, 2-wire, 4-pin M12 quick-disconnect. | Stock | 24.5 | 25.5
SSF-0N-0A | Micro Detectors fiber amplifier, tubular, 1-channel, pushbutton user interface, NPN, selectable light-on/dark-on, 10-30 VDC operating voltage, pigtail. | Stock | 49 | 51
SSF-0N-0E | Micro Detectors fiber amplifier, tubular, 1-channel, pushbutton user interface, NPN, selectable light-on/dark-on, 10-30 VDC operating voltage, 4-pin M12 quick-disconnect. | Stock | 49 | 51
SSF-0P-0A | Micro Detectors fiber amplifier, tubular, 1-channel, pushbutton user interface, PNP, selectable light-on/dark-on, 10-30 VDC operating voltage, pigtail. | Stock | 49 | 51
SSF-0P-0E | Micro Detectors fiber amplifier, tubular, 1-channel, pushbutton user interface, PNP, selectable light-on/dark-on, 10-30 VDC operating voltage, 4-pin M12 quick-disconnect. | Stock | 49 | 51
SSFK0608 | Wiegmann floor stand kit, 6in height, 304 stainless steel. For use with 8in deep enclosures. Includes (2) floor stands and mounting hardware. | from vendor up to 7 business days | 550 | 563
SSFK0610 | Wiegmann floor stand kit, 6in height, 304 stainless steel. For use with 10in deep enclosures. Includes (2) floor stands and mounting hardware. | from vendor up to 7 business days | 603 | 617
SSFK0612 | Wiegmann floor stand kit, 6in height, 304 stainless steel. For use with 12in deep enclosures. Includes (2) floor stands and mounting hardware. | from vendor up to 7 business days | 573 | 587
SSFK0618 | Wiegmann floor stand kit, 6in height, 304 stainless steel. For use with 18in deep enclosures. Includes (2) floor stands and mounting hardware. | from vendor up to 7 business days | 657 | 673
SSFK0624 | Wiegmann floor stand kit, 6in height, 304 stainless steel. For use with 24in deep enclosures. Includes (2) floor stands and mounting hardware. | from vendor up to 7 business days | 898 | 920
SSFK1208 | Wiegmann floor stand kit, 12in height, 304 stainless steel. For use with 8in deep enclosures. Includes (2) floor stands and mounting hardware. | from vendor up to 7 business days | 623 | 638
SSFK1210 | Wiegmann floor stand kit, 12in height, 304 stainless steel. For use with 10in deep enclosures. Includes (2) floor stands and mounting hardware. | from vendor up to 7 business days | 670 | 686
SSFK1212 | Wiegmann floor stand kit, 12in height, 304 stainless steel. For use with 12in deep enclosures. Includes (2) floor stands and mounting hardware. | from vendor up to 0 business day | 632 | 647
SSFK1216 | Wiegmann floor stand kit, 12in height, 304 stainless steel. For use with 16in deep enclosures. Includes (2) floor stands and mounting hardware. | from vendor up to 7 business days | 811 | 830
SSFK1218 | Wiegmann floor stand kit, 12in height, 304 stainless steel. For use with 18in deep enclosures. Includes (2) floor stands and mounting hardware. | from vendor up to 7 business days | 891 | 913
SSFK1220 | Wiegmann floor stand kit, 12in height, 304 stainless steel. For use with 20in deep enclosures. Includes (2) floor stands and mounting hardware. | from vendor up to 7 business days | 1034 | 1059
SSFK1224 | Wiegmann floor stand kit, 12in height, 304 stainless steel. For use with 24in deep enclosures. Includes (2) floor stands and mounting hardware. | from vendor up to 7 business days | 1058 | 1084
SSFK2410 | Wiegmann floor stand kit, 24in height, 304 stainless steel. For use with 10in deep enclosures. Includes (2) floor stands and mounting hardware. | from vendor up to 7 business days | 952 | 975
SSFK2412 | Wiegmann floor stand kit, 24in height, 304 stainless steel. For use with 12in deep enclosures. Includes (2) floor stands and mounting hardware. | from vendor up to 0 business day | 998 | 1022
SSLKIT | AttaBox quick-release latch, replacement, 304 stainless steel. For use with Centurion series enclosures. Mounting hardware included. | Stock | 28.5 | 33.5
SSLL-KIT-P10 | Integra quick-release latch, 304 stainless steel. For use with Premium series polycarbonate enclosures. | Stock | 20.5 | 22
SSN4161206 | Wiegmann enclosure, NEMA 4/4X/12/13, 16 x 12 x 6in (HxWxD), wall mount, 304 stainless steel, No. 3 intermediate polished finish, single-door, (4) stainless steel clamps, padlock hasp and staple. | from vendor up to 0 business day | 664 | 680
SSN4161206A | Wiegmann enclosure, NEMA 4/4X/12/13, 16 x 12 x 6in (HxWxD), wall mount, 316L stainless steel, No. 3 intermediate polished finish, single-door, (4) stainless steel clamps, padlock hasp and staple. | from vendor up to 0 business day | 758 | 776
SSN4161208 | Wiegmann enclosure, NEMA 4/4X/12/13, 16 x 12 x 8in (HxWxD), wall mount, 304 stainless steel, No. 3 intermediate polished finish, single-door, (4) stainless steel clamps, padlock hasp and staple. | from vendor up to 0 business day | 710 | 727
SSN4161208A | Wiegmann enclosure, NEMA 4/4X/12/13, 16 x 12 x 8in (HxWxD), wall mount, 316L stainless steel, No. 3 intermediate polished finish, single-door, (4) stainless steel clamps, padlock hasp and staple. | from vendor up to 0 business day | 862 | 883
SSN4161606 | Wiegmann enclosure, NEMA 4/4X/12/13, 16 x 16 x 6in (HxWxD), wall mount, 304 stainless steel, No. 3 intermediate polished finish, single-door, (4) stainless steel clamps, padlock hasp and staple. | from vendor up to 0 business day | 736 | 754
SSN4161606A | Wiegmann enclosure, NEMA 4/4X/12/13, 16 x 16 x 6in (HxWxD), wall mount, 316L stainless steel, No. 3 intermediate polished finish, single-door, (4) stainless steel clamps, padlock hasp and staple. | from vendor up to 0 business day | 894 | 915
SSN4162006 | Wiegmann enclosure, NEMA 4/4X/12/13, 16 x 20 x 6in (HxWxD), wall mount, 304 stainless steel, No. 3 intermediate polished finish, single-door, (4) stainless steel clamps, padlock hasp and staple. | from vendor up to 0 business day | 808 | 827
SSN4162006A | Wiegmann enclosure, NEMA 4/4X/12/13, 16 x 20 x 6in (HxWxD), wall mount, 316L stainless steel, No. 3 intermediate polished finish, single-door, (4) stainless steel clamps, padlock hasp and staple. | from vendor up to 10 business days | 981 | 1005
SSN4201606 | Wiegmann enclosure, NEMA 4/4X/12/13, 20 x 16 x 6in (HxWxD), wall mount, 304 stainless steel, No. 3 intermediate polished finish, single-door, (4) stainless steel clamps, padlock hasp and staple. | from vendor up to 0 business day | 808 | 827
SSN4201606A | Wiegmann enclosure, NEMA 4/4X/12/13, 20 x 16 x 6in (HxWxD), wall mount, 316L stainless steel, No. 3 intermediate polished finish, single-door, (4) stainless steel clamps, padlock hasp and staple. | from vendor up to 0 business day | 917 | 939
SSN4201608 | Wiegmann enclosure, NEMA 4/4X/12/13, 20 x 16 x 8in (HxWxD), wall mount, 304 stainless steel, No. 3 intermediate polished finish, single-door, (4) stainless steel clamps, padlock hasp and staple. | from vendor up to 0 business day | 866 | 887
SSN4201608A | Wiegmann enclosure, NEMA 4/4X/12/13, 20 x 16 x 8in (HxWxD), wall mount, 316L stainless steel, No. 3 intermediate polished finish, single-door, (4) stainless steel clamps, padlock hasp and staple. | from vendor up to 0 business day | 1122 | 1149
SSN4201610 | Wiegmann enclosure, NEMA 4/4X/12/13, 20 x 16 x 10in (HxWxD), wall mount, 304 stainless steel, No. 3 intermediate polished finish, single-door, (4) stainless steel clamps, padlock hasp and staple. | from vendor up to 0 business day | 925 | 947
SSN4201610A | Wiegmann enclosure, NEMA 4/4X/12/13, 20 x 16 x 10in (HxWxD), wall mount, 316L stainless steel, No. 3 intermediate polished finish, single-door, (4) stainless steel clamps, padlock hasp and staple. | from vendor up to 0 business day | 1125 | 1152
SSN4202006 | Wiegmann enclosure, NEMA 4/4X/12/13, 20 x 20 x 6in (HxWxD), wall mount, 304 stainless steel, No. 3 intermediate polished finish, single-door, (4) stainless steel clamps, padlock hasp and staple. | from vendor up to 0 business day | 892 | 914
SSN4202006A | Wiegmann enclosure, NEMA 4/4X/12/13, 20 x 20 x 6in (HxWxD), wall mount, 316L stainless steel, No. 3 intermediate polished finish, single-door, (4) stainless steel clamps, padlock hasp and staple. | from vendor up to 0 business day | 1231 | 1261
SSN4202008A | Wiegmann enclosure, NEMA 4/4X/12/13, 20 x 20 x 8in (HxWxD), wall mount, 316L stainless steel, No. 3 intermediate polished finish, single-door, (4) stainless steel clamps, padlock hasp and staple. | from vendor up to 0 business day | 1155 | 1183
SSN4202408 | Wiegmann enclosure, NEMA 4/4X/12/13, 20 x 24 x 8in (HxWxD), wall mount, 304 stainless steel, No. 3 intermediate polished finish, single-door, (6) stainless steel clamps, padlock hasp and staple. | from vendor up to 0 business day | 1045 | 1070
SSN4202408A | Wiegmann enclosure, NEMA 4/4X/12/13, 20 x 24 x 8in (HxWxD), wall mount, 316L stainless steel, No. 3 intermediate polished finish, single-door, (6) stainless steel clamps, padlock hasp and staple. | from vendor up to 10 business days | 1447 | 1482
SSN4241608 | Wiegmann enclosure, NEMA 4/4X/12/13, 24 x 16 x 8in (HxWxD), wall mount, 304 stainless steel, No. 3 intermediate polished finish, single-door, (5) stainless steel clamps, padlock hasp and staple. | from vendor up to 0 business day | 945 | 968
SSN4241608A | Wiegmann enclosure, NEMA 4/4X/12/13, 24 x 16 x 8in (HxWxD), wall mount, 316L stainless steel, No. 3 intermediate polished finish, single-door, (5) stainless steel clamps, padlock hasp and staple. | from vendor up to 10 business days | 1149 | 1177
SSN4242006 | Wiegmann enclosure, NEMA 4/4X/12/13, 24 x 20 x 6in (HxWxD), wall mount, 304 stainless steel, No. 3 intermediate polished finish, single-door, (5) stainless steel clamps, padlock hasp and staple. | from vendor up to 0 business day | 978 | 1002
SSN42420063PT | Wiegmann enclosure, NEMA 4/4X/12/13, 24 x 20 x 6in (HxWxD), wall mount, 304 stainless steel, No. 3 intermediate polished finish, single-door, 3-point 316L padlocking handle. | from vendor up to 10 business days | 1157 | 1185
SSN4242006A | Wiegmann enclosure, NEMA 4/4X/12/13, 24 x 20 x 6in (HxWxD), wall mount, 316L stainless steel, No. 3 intermediate polished finish, single-door, (5) stainless steel clamps, padlock hasp and staple. | from vendor up to 0 business day | 1348 | 1381
SSN4242008 | Wiegmann enclosure, NEMA 4/4X/12/13, 24 x 20 x 8in (HxWxD), wall mount, 304 stainless steel, No. 3 intermediate polished finish, single-door, (5) stainless steel clamps, padlock hasp and staple. | from vendor up to 0 business day | 1093 | 1119
SSN42420083PT | Wiegmann enclosure, NEMA 4/4X/12/13, 24 x 20 x 8in (HxWxD), wall mount, 304 stainless steel, No. 3 intermediate polished finish, single-door, 3-point 316L padlocking handle. | from vendor up to 10 business days | 1094 | 1120
SSN42420083PTA | Wiegmann enclosure, NEMA 4/4X/12/13, 24 x 20 x 8in (HxWxD), wall mount, 316L stainless steel, No. 3 intermediate polished finish, single-door, 3-point 316L padlocking handle. | from vendor up to 10 business days | 1250 | 1280
SSN4242008A | Wiegmann enclosure, NEMA 4/4X/12/13, 24 x 20 x 8in (HxWxD), wall mount, 316L stainless steel, No. 3 intermediate polished finish, single-door, (5) stainless steel clamps, padlock hasp and staple. | from vendor up to 0 business day | 1199 | 1228
SSN4242010 | Wiegmann enclosure, NEMA 4/4X/12/13, 24 x 20 x 10in (HxWxD), wall mount, 304 stainless steel, No. 3 intermediate polished finish, single-door, (5) stainless steel clamps, padlock hasp and staple. | from vendor up to 0 business day | 1123 | 1150
SSN42420103PT | Wiegmann enclosure, NEMA 4/4X/12/13, 24 x 20 x 10in (HxWxD), wall mount, 304 stainless steel, No. 3 intermediate polished finish, single-door, 3-point 316L padlocking handle. | from vendor up to 10 business days | 1329 | 1361
SSN42420103PTA | Wiegmann enclosure, NEMA 4/4X/12/13, 24 x 20 x 10in (HxWxD), wall mount, 316L stainless steel, No. 3 intermediate polished finish, single-door, 3-point 316L padlocking handle. | from vendor up to 10 business days | 1612 | 1650
SSN4242010A | Wiegmann enclosure, NEMA 4/4X/12/13, 24 x 20 x 10in (HxWxD), wall mount, 316L stainless steel, No. 3 intermediate polished finish, single-door, (5) stainless steel clamps, padlock hasp and staple. | from vendor up to 10 business days | 1546 | 1583
SSN4242406A | Wiegmann enclosure, NEMA 4/4X/12/13, 24 x 24 x 6in (HxWxD), wall mount, 316L stainless steel, No. 3 intermediate polished finish, single-door, (7) stainless steel clamps, padlock hasp and staple. | from vendor up to 0 business day | 1486 | 1522
SSN4242408 | Wiegmann enclosure, NEMA 4/4X/12/13, 24 x 24 x 8in (HxWxD), wall mount, 304 stainless steel, No. 3 intermediate polished finish, single-door, (7) stainless steel clamps, padlock hasp and staple. | from vendor up to 0 business day | 1155 | 1183
SSN42424083PT | Wiegmann enclosure, NEMA 4/4X/12/13, 24 x 24 x 8in (HxWxD), wall mount, 304 stainless steel, No. 3 intermediate polished finish, single-door, 3-point 316L padlocking handle. | from vendor up to 10 business days | 1204 | 1232
SSN42424083PTA | Wiegmann enclosure, NEMA 4/4X/12/13, 24 x 24 x 8in (HxWxD), wall mount, 316L stainless steel, No. 3 intermediate polished finish, single-door, 3-point 316L padlocking handle. | from vendor up to 10 business days | 1374 | 1407
SSN42424083PTW | Wiegmann enclosure, NEMA 4/4X/12/13, 24 x 24 x 8in (HxWxD), wall mount, 304 stainless steel, white, powder coat finish, single-door, 3-point padlocking handle. | from vendor up to 10 business days | 1366 | 1398
SSN4242408A | Wiegmann enclosure, NEMA 4/4X/12/13, 24 x 24 x 8in (HxWxD), wall mount, 316L stainless steel, No. 3 intermediate polished finish, single-door, (7) stainless steel clamps, padlock hasp and staple. | from vendor up to 0 business day | 1319 | 1351
SSN4242412 | Wiegmann enclosure, NEMA 4/4X/12/13, 24 x 24 x 12in (HxWxD), wall mount, 304 stainless steel, No. 3 intermediate polished finish, single-door, (7) stainless steel clamps, padlock hasp and staple. | from vendor up to 0 business day | 1313 | 1344
SSN42424123PT | Wiegmann enclosure, NEMA 4/4X/12/13, 24 x 24 x 12in (HxWxD), wall mount, 304 stainless steel, No. 3 intermediate polished finish, single-door, 3-point 316L padlocking handle. | from vendor up to 10 business days | 1368 | 1400
SSN42424123PTA | Wiegmann enclosure, NEMA 4/4X/12/13, 24 x 24 x 12in (HxWxD), wall mount, 316L stainless steel, No. 3 intermediate polished finish, single-door, 3-point 316L padlocking handle. | from vendor up to 10 business days | 1660 | 1700
SSN42424123PTW | Wiegmann enclosure, NEMA 4/4X/12/13, 24 x 24 x 12in (HxWxD), wall mount, 304 stainless steel, white, powder coat finish, single-door, 3-point padlocking handle. | from vendor up to 10 business days | 1368 | 1400
SSN4242412A | Wiegmann enclosure, NEMA 4/4X/12/13, 24 x 24 x 12in (HxWxD), wall mount, 316L stainless steel, No. 3 intermediate polished finish, single-door, (7) stainless steel clamps, padlock hasp and staple. | from vendor up to 0 business day | 1807 | 1851
SSN4243008 | Wiegmann enclosure, NEMA 4/4X/12/13, 24 x 30 x 8in (HxWxD), wall mount, 304 stainless steel, No. 3 intermediate polished finish, single-door, (7) stainless steel clamps, padlock hasp and staple. | from vendor up to 0 business day | 1489 | 1525
SSN4243008A | Wiegmann enclosure, NEMA 4/4X/12/13, 24 x 30 x 8in (HxWxD), wall mount, 316L stainless steel, No. 3 intermediate polished finish, single-door, (7) stainless steel clamps, padlock hasp and staple. | from vendor up to 10 business days | 1593 | 1631
SSN4244208WF3PT | Wiegmann enclosure, NEMA 4/4X/12, 24 x 42 x 8in (HxWxD), wall mount, 304 stainless steel, No. 3 intermediate polished finish, 2-door, 3-point 316L padlocking handle. | from vendor up to 10 business days | 2812 | 2880
SSN4244808WF3PT | Wiegmann enclosure, NEMA 4/4X/12, 24 x 48 x 8in (HxWxD), wall mount, 304 stainless steel, No. 3 intermediate polished finish, 2-door, 3-point 316L padlocking handle. | from vendor up to 10 business days | 3028 | 3101
SSN4302008 | Wiegmann enclosure, NEMA 4/4X/12/13, 30 x 20 x 8in (HxWxD), wall mount, 304 stainless steel, No. 3 intermediate polished finish, single-door, (5) stainless steel clamps, padlock hasp and staple. | from vendor up to 0 business day | 1188 | 1217
SSN4302008A | Wiegmann enclosure, NEMA 4/4X/12/13, 30 x 20 x 8in (HxWxD), wall mount, 316L stainless steel, No. 3 intermediate polished finish, single-door, (5) stainless steel clamps, padlock hasp and staple. | from vendor up to 0 business day | 1441 | 1475
SSN4302408 | Wiegmann enclosure, NEMA 4/4X/12/13, 30 x 24 x 8in (HxWxD), wall mount, 304 stainless steel, No. 3 intermediate polished finish, single-door, (7) stainless steel clamps, padlock hasp and staple. | from vendor up to 0 business day | 1313 | 1344
SSN43024083PT | Wiegmann enclosure, NEMA 4/4X/12/13, 30 x 24 x 8in (HxWxD), wall mount, 304 stainless steel, No. 3 intermediate polished finish, single-door, 3-point 316L padlocking handle. | from vendor up to 10 business days | 1368 | 1400
SSN43024083PTA | Wiegmann enclosure, NEMA 4/4X/12/13, 30 x 24 x 8in (HxWxD), wall mount, 316L stainless steel, No. 3 intermediate polished finish, single-door, 3-point 316L padlocking handle. | from vendor up to 10 business days | 1560 | 1597
SSN43024083PTW | Wiegmann enclosure, NEMA 4/4X/12/13, 30 x 24 x 8in (HxWxD), wall mount, 304 stainless steel, white, powder coat finish, single-door, 3-point padlocking handle. | from vendor up to 10 business days | 1368 | 1400
SSN4302408A | Wiegmann enclosure, NEMA 4/4X/12/13, 30 x 24 x 8in (HxWxD), wall mount, 316L stainless steel, No. 3 intermediate polished finish, single-door, (7) stainless steel clamps, padlock hasp and staple. | from vendor up to 10 business days | 1497 | 1533
SSN4302410 | Wiegmann enclosure, NEMA 4/4X/12/13, 30 x 24 x 10in (HxWxD), wall mount, 304 stainless steel, No. 3 intermediate polished finish, single-door, (7) stainless steel clamps, padlock hasp and staple. | from vendor up to 0 business day | 1466 | 1501
SSN4302410A | Wiegmann enclosure, NEMA 4/4X/12/13, 30 x 24 x 10in (HxWxD), wall mount, 316L stainless steel, No. 3 intermediate polished finish, single-door, (7) stainless steel clamps, padlock hasp and staple. | from vendor up to 0 business day | 1916 | 1962
SSN4302412 | Wiegmann enclosure, NEMA 4/4X/12/13, 30 x 24 x 12in (HxWxD), wall mount, 304 stainless steel, No. 3 intermediate polished finish, single-door, (7) stainless steel clamps, padlock hasp and staple. | from vendor up to 0 business day | 1488 | 1523
SSN43024123PT | Wiegmann enclosure, NEMA 4/4X/12/13, 30 x 24 x 12in (HxWxD), wall mount, 304 stainless steel, No. 3 intermediate polished finish, single-door, 3-point 316L padlocking handle. | from vendor up to 10 business days | 1550 | 1588
SSN43024123PTA | Wiegmann enclosure, NEMA 4/4X/12/13, 30 x 24 x 12in (HxWxD), wall mount, 316L stainless steel, No. 3 intermediate polished finish, single-door, 3-point 316L padlocking handle. | from vendor up to 10 business days | 1768 | 1810
SSN4302412A | Wiegmann enclosure, NEMA 4/4X/12/13, 30 x 24 x 12in (HxWxD), wall mount, 316L stainless steel, No. 3 intermediate polished finish, single-door, (7) stainless steel clamps, padlock hasp and staple. | from vendor up to 10 business days | 1926 | 1972
SSN4302416 | Wiegmann enclosure, NEMA 4/4X/12/13, 30 x 24 x 16in (HxWxD), wall mount, 304 stainless steel, No. 3 intermediate polished finish, single-door, (7) stainless steel clamps, padlock hasp and staple. | from vendor up to 0 business day | 1886 | 1932
SSN4302416A | Wiegmann enclosure, NEMA 4/4X/12/13, 30 x 24 x 16in (HxWxD), wall mount, 316L stainless steel, No. 3 intermediate polished finish, single-door, (7) stainless steel clamps, padlock hasp and staple. | from vendor up to 10 business days | 2241 | 2295
SSN4303008 | Wiegmann enclosure, NEMA 4/4X/12/13, 30 x 30 x 8in (HxWxD), wall mount, 304 stainless steel, No. 3 intermediate polished finish, single-door, (7) stainless steel clamps, padlock hasp and staple. | from vendor up to 0 business day | 1497 | 1533
SSN43030083PT | Wiegmann enclosure, NEMA 4/4X/12/13, 30 x 30 x 8in (HxWxD), wall mount, 304 stainless steel, No. 3 intermediate polished finish, single-door, 3-point 316L padlocking handle. | from vendor up to 10 business days | 1770 | 1812
SSN43030083PTA | Wiegmann enclosure, NEMA 4/4X/12/13, 30 x 30 x 8in (HxWxD), wall mount, 316L stainless steel, No. 3 intermediate polished finish, single-door, 3-point 316L padlocking handle. | from vendor up to 10 business days | 2149 | 2200
SSN4303008A | Wiegmann enclosure, NEMA 4/4X/12/13, 30 x 30 x 8in (HxWxD), wall mount, 316L stainless steel, No. 3 intermediate polished finish, single-door, (7) stainless steel clamps, padlock hasp and staple. | from vendor up to 0 business day | 2062 | 2112
SSN4304210WF3PT | Wiegmann enclosure, NEMA 4/4X/12, 30 x 42 x 10in (HxWxD), wall mount, 304 stainless steel, No. 3 intermediate polished finish, 2-door, 3-point 316L padlocking handle. | from vendor up to 0 business day | 2898 | 2967
SSN4304810WF3PT | Wiegmann enclosure, NEMA 4/4X/12, 30 x 48 x 10in (HxWxD), wall mount, 304 stainless steel, No. 3 intermediate polished finish, 2-door, 3-point 316L padlocking handle. | from vendor up to 0 business day | 3118 | 3192
SSN4306010WF3PT | Wiegmann enclosure, NEMA 4/4X/12, 30 x 60 x 10in (HxWxD), wall mount, 304 stainless steel, No. 3 intermediate polished finish, 2-door, 3-point 316L padlocking handle. | from vendor up to 0 business day | 4023 | 4120
SSN4362408 | Wiegmann enclosure, NEMA 4/4X/12/13, 36 x 24 x 8in (HxWxD), wall mount, 304 stainless steel, No. 3 intermediate polished finish, single-door, (7) stainless steel clamps, padlock hasp and staple. | from vendor up to 0 business day | 1470 | 1505
SSN43624083PT | Wiegmann enclosure, NEMA 4/4X/12/13, 36 x 24 x 8in (HxWxD), wall mount, 304 stainless steel, No. 3 intermediate polished finish, single-door, 3-point 316L padlocking handle. | from vendor up to 10 business days | 1737 | 1778
SSN43624083PTA | Wiegmann enclosure, NEMA 4/4X/12/13, 36 x 24 x 8in (HxWxD), wall mount, 316L stainless steel, No. 3 intermediate polished finish, single-door, 3-point 316L padlocking handle. | from vendor up to 10 business days | 1853 | 1898
SSN4362408A | Wiegmann enclosure, NEMA 4/4X/12/13, 36 x 24 x 8in (HxWxD), wall mount, 316L stainless steel, No. 3 intermediate polished finish, single-door, (7) stainless steel clamps, padlock hasp and staple. | from vendor up to 0 business day | 2020 | 2068
SSN4362410 | Wiegmann enclosure, NEMA 4/4X/12/13, 36 x 24 x 10in (HxWxD), wall mount, 304 stainless steel, No. 3 intermediate polished finish, single-door, (7) stainless steel clamps, padlock hasp and staple. | from vendor up to 0 business day | 1566 | 1604
SSN4362410A | Wiegmann enclosure, NEMA 4/4X/12/13, 36 x 24 x 10in (HxWxD), wall mount, 316L stainless steel, No. 3 intermediate polished finish, single-door, (7) stainless steel clamps, padlock hasp and staple. | from vendor up to 10 business days | 2157 | 2208
SSN4363008 | Wiegmann enclosure, NEMA 4/4X/12/13, 36 x 30 x 8in (HxWxD), wall mount, 304 stainless steel, No. 3 intermediate polished finish, single-door, (7) stainless steel clamps, padlock hasp and staple. | from vendor up to 0 business day | 1684 | 1724
SSN43630083PT | Wiegmann enclosure, NEMA 4/4X/12/13, 36 x 30 x 8in (HxWxD), wall mount, 304 stainless steel, No. 3 intermediate polished finish, single-door, 3-point 316L padlocking handle. | from vendor up to 10 business days | 1754 | 1796
SSN43630083PTA | Wiegmann enclosure, NEMA 4/4X/12/13, 36 x 30 x 8in (HxWxD), wall mount, 316L stainless steel, No. 3 intermediate polished finish, single-door, 3-point 316L padlocking handle. | from vendor up to 10 business days | 2302 | 2357
SSN4363008A | Wiegmann enclosure, NEMA 4/4X/12/13, 36 x 30 x 8in (HxWxD), wall mount, 316L stainless steel, No. 3 intermediate polished finish, single-door, (7) stainless steel clamps, padlock hasp and staple. | from vendor up to 0 business day | 2179 | 2232
SSN4363010 | Wiegmann enclosure, NEMA 4/4X/12/13, 36 x 30 x 10in (HxWxD), wall mount, 304 stainless steel, No. 3 intermediate polished finish, single-door, (7) stainless steel clamps, padlock hasp and staple. | from vendor up to 0 business day | 1790 | 1833
SSN43630103PT | Wiegmann enclosure, NEMA 4/4X/12/13, 36 x 30 x 10in (HxWxD), wall mount, 304 stainless steel, No. 3 intermediate polished finish, single-door, 3-point 316L padlocking handle. | from vendor up to 10 business days | 2114 | 2165
SSN43630103PTA | Wiegmann enclosure, NEMA 4/4X/12/13, 36 x 30 x 10in (HxWxD), wall mount, 316L stainless steel, No. 3 intermediate polished finish, single-door, 3-point 316L padlocking handle. | from vendor up to 10 business days | 2567 | 2629
SSN4363010A | Wiegmann enclosure, NEMA 4/4X/12/13, 36 x 30 x 10in (HxWxD), wall mount, 316L stainless steel, No. 3 intermediate polished finish, single-door, (7) stainless steel clamps, padlock hasp and staple. | from vendor up to 0 business day | 2173 | 2225
SSN4363012 | Wiegmann enclosure, NEMA 4/4X/12/13, 36 x 30 x 12in (HxWxD), wall mount, 304 stainless steel, No. 3 intermediate polished finish, single-door, (7) stainless steel clamps, padlock hasp and staple. | from vendor up to 0 business day | 1899 | 1944
SSN43630123PT | Wiegmann enclosure, NEMA 4/4X/12/13, 36 x 30 x 12in (HxWxD), wall mount, 304 stainless steel, No. 3 intermediate polished finish, single-door, 3-point 316L padlocking handle. | from vendor up to 10 business days | 2243 | 2297
SSN43630123PTA | Wiegmann enclosure, NEMA 4/4X/12/13, 36 x 30 x 12in (HxWxD), wall mount, 316L stainless steel, No. 3 intermediate polished finish, single-door, 3-point 316L padlocking handle. | from vendor up to 10 business days | 2400 | 2458
SSN43630123PTW | Wiegmann enclosure, NEMA 4/4X/12/13, 36 x 30 x 12in (HxWxD), wall mount, 304 stainless steel, white, powder coat finish, single-door, 3-point padlocking handle. | from vendor up to 15 business days | 2243 | 2297
SSN4363012A | Wiegmann enclosure, NEMA 4/4X/12/13, 36 x 30 x 12in (HxWxD), wall mount, 316L stainless steel, No. 3 intermediate polished finish, single-door, (7) stainless steel clamps, padlock hasp and staple. | from vendor up to 10 business days | 2458 | 2517
SSN4363016 | Wiegmann enclosure, NEMA 4/4X/12/13, 36 x 30 x 16in (HxWxD), wall mount, 304 stainless steel, No. 3 intermediate polished finish, single-door, (7) stainless steel clamps, padlock hasp and staple. | from vendor up to 0 business day | 2112 | 2163
SSN4363016A | Wiegmann enclosure, NEMA 4/4X/12/13, 36 x 30 x 16in (HxWxD), wall mount, 316L stainless steel, No. 3 intermediate polished finish, single-door, (7) stainless steel clamps, padlock hasp and staple. | from vendor up to 10 business days | 2911 | 2980
SSN4363612 | Wiegmann enclosure, NEMA 4/4X/12/13, 36 x 36 x 12in (HxWxD), wall mount, 304 stainless steel, No. 3 intermediate polished finish, single-door, (9) stainless steel clamps, padlock hasp and staple. | from vendor up to 0 business day | 2133 | 2184
SSN43636123PT | Wiegmann enclosure, NEMA 4/4X/12/13, 36 x 36 x 12in (HxWxD), wall mount, 304 stainless steel, No. 3 intermediate polished finish, single-door, 3-point 316L padlocking handle. | from vendor up to 10 business days | 2222 | 2275
SSN43636123PTA | Wiegmann enclosure, NEMA 4/4X/12/13, 36 x 36 x 12in (HxWxD), wall mount, 316L stainless steel, No. 3 intermediate polished finish, single-door, 3-point 316L padlocking handle. | from vendor up to 10 business days | 2696 | 2761
SSN43636123PTW | Wiegmann enclosure, NEMA 4/4X/12/13, 36 x 36 x 12in (HxWxD), wall mount, 304 stainless steel, white, powder coat finish, single-door, 3-point padlocking handle. | from vendor up to 10 business days | 2222 | 2275
SSN4363612A | Wiegmann enclosure, NEMA 4/4X/12/13, 36 x 36 x 12in (HxWxD), wall mount, 316L stainless steel, No. 3 intermediate polished finish, single-door, (9) stainless steel clamps, padlock hasp and staple. | from vendor up to 10 business days | 2938 | 3008
SSN4364212WF3PT | Wiegmann enclosure, NEMA 4/4X/12, 36 x 42 x 12in (HxWxD), wall mount, 304 stainless steel, No. 3 intermediate polished finish, 2-door, 3-point 316L padlocking handle. | from vendor up to 10 business days | 3356 | 3436
SSN4364812WF3PT | Wiegmann enclosure, NEMA 4/4X/12, 36 x 48 x 12in (HxWxD), wall mount, 304 stainless steel, No. 3 intermediate polished finish, 2-door, 3-point 316L padlocking handle. | from vendor up to 0 business day | 3641 | 3728
SSN4366012WF3PT | Wiegmann enclosure, NEMA 4/4X/12, 36 x 60 x 12in (HxWxD), wall mount, 304 stainless steel, No. 3 intermediate polished finish, 2-door, 3-point 316L padlocking handle. | from vendor up to 0 business day | 4716 | 4829
SSN4423010 | Wiegmann enclosure, NEMA 4/4X/12/13, 42 x 30 x 10in (HxWxD), wall mount, 304 stainless steel, No. 3 intermediate polished finish, single-door, (8) stainless steel clamps, padlock hasp and staple. | from vendor up to 0 business day | 2253 | 2307
SSN4423010A | Wiegmann enclosure, NEMA 4/4X/12/13, 42 x 30 x 10in (HxWxD), wall mount, 316L stainless steel, No. 3 intermediate polished finish, single-door, (8) stainless steel clamps, padlock hasp and staple. | from vendor up to 10 business days | 2355 | 2412
SSN4423608 | Wiegmann enclosure, NEMA 4/4X/12/13, 42 x 36 x 8in (HxWxD), wall mount, 304 stainless steel, No. 3 intermediate polished finish, single-door, (10) stainless steel clamps, padlock hasp and staple. | from vendor up to 0 business day | 2396 | 2454
SSN4423608A | Wiegmann enclosure, NEMA 4/4X/12/13, 42 x 36 x 8in (HxWxD), wall mount, 316L stainless steel, No. 3 intermediate polished finish, single-door, (10) stainless steel clamps, padlock hasp and staple. | from vendor up to 10 business days | 2565 | 2627
SSN44236123PTW | Wiegmann enclosure, NEMA 4/4X/12/13, 42 x 36 x 12in (HxWxD), wall mount, 304 stainless steel, white, powder coat finish, single-door, 3-point padlocking handle. | from vendor up to 10 business days | 2465 | 2524
SSN4424212WF3PT | Wiegmann enclosure, NEMA 4/4X/12, 42 x 42 x 12in (HxWxD), wall mount, 304 stainless steel, No. 3 intermediate polished finish, 2-door, 3-point 316L padlocking handle. | from vendor up to 10 business days | 4185 | 4285
SSN4424812WF3PT | Wiegmann enclosure, NEMA 4/4X/12, 42 x 48 x 12in (HxWxD), wall mount, 304 stainless steel, No. 3 intermediate polished finish, 2-door, 3-point 316L padlocking handle. | from vendor up to 10 business days | 4521 | 4629
SSN4426012WF3PT | Wiegmann enclosure, NEMA 4/4X/12, 42 x 60 x 12in (HxWxD), wall mount, 304 stainless steel, No. 3 intermediate polished finish, 2-door, 3-point 316L padlocking handle. | from vendor up to 0 business day | 4678 | 4790
SSN4483608 | Wiegmann enclosure, NEMA 4/4X/12/13, 48 x 36 x 8in (HxWxD), wall mount, 304 stainless steel, No. 3 intermediate polished finish, single-door, (10) stainless steel clamps, padlock hasp and staple. | from vendor up to 10 business days | 2642 | 2705
SSN4483608A | Wiegmann enclosure, NEMA 4/4X/12/13, 48 x 36 x 8in (HxWxD), wall mount, 316L stainless steel, No. 3 intermediate polished finish, single-door, (10) stainless steel clamps, padlock hasp and staple. | from vendor up to 0 business day | 2825 | 2893
SSN4483610 | Wiegmann enclosure, NEMA 4/4X/12/13, 48 x 36 x 10in (HxWxD), wall mount, 304 stainless steel, No. 3 intermediate polished finish, single-door, (10) stainless steel clamps, padlock hasp and staple. | from vendor up to 0 business day | 2474 | 2533
SSN4483610A | Wiegmann enclosure, NEMA 4/4X/12/13, 48 x 36 x 10in (HxWxD), wall mount, 316L stainless steel, No. 3 intermediate polished finish, single-door, (10) stainless steel clamps, padlock hasp and staple. | from vendor up to 10 business days | 3033 | 3106
SSN4483612 | Wiegmann enclosure, NEMA 4/4X/12/13, 48 x 36 x 12in (HxWxD), wall mount, 304 stainless steel, No. 3 intermediate polished finish, single-door, (10) stainless steel clamps, padlock hasp and staple. | from vendor up to 0 business day | 2602 | 2664
SSN44836123PTW | Wiegmann enclosure, NEMA 4/4X/12/13, 48 x 36 x 12in (HxWxD), wall mount, 304 stainless steel, white, powder coat finish, single-door, 3-point padlocking handle. | from vendor up to 10 business days | 3073 | 3146
SSN4483612A | Wiegmann enclosure, NEMA 4/4X/12/13, 48 x 36 x 12in (HxWxD), wall mount, 316L stainless steel, No. 3 intermediate polished finish, single-door, (10) stainless steel clamps, padlock hasp and staple. | from vendor up to 0 business day | 3584 | 3670
SSN4483616 | Wiegmann enclosure, NEMA 4/4X/12/13, 48 x 36 x 16in (HxWxD), wall mount, 304 stainless steel, No. 3 intermediate polished finish, single-door, (10) stainless steel clamps, padlock hasp and staple. | from vendor up to 0 business day | 3262 | 3340
SSN44836163PTW | Wiegmann enclosure, NEMA 4/4X/12/13, 48 x 36 x 16in (HxWxD), wall mount, 304 stainless steel, white, powder coat finish, single-door, 3-point padlocking handle. | from vendor up to 10 business days | 3397 | 3478
SSN4483616A | Wiegmann enclosure, NEMA 4/4X/12/13, 48 x 36 x 16in (HxWxD), wall mount, 316L stainless steel, No. 3 intermediate polished finish, single-door, (10) stainless steel clamps, padlock hasp and staple. | from vendor up to 10 business days | 3722 | 3811
SSN4484812WF3PT | Wiegmann enclosure, NEMA 4/4X/12, 48 x 48 x 12in (HxWxD), wall mount, 304 stainless steel, No. 3 intermediate polished finish, 2-door, 3-point 316L padlocking handle. | from vendor up to 0 business day | 4336 | 4440
SSN4603612 | Wiegmann enclosure, NEMA 4/4X/12/13, 60 x 36 x 12in (HxWxD), wall mount, 304 stainless steel, No. 3 intermediate polished finish, single-door, (11) stainless steel clamps, padlock hasp and staple. | from vendor up to 0 business day | 3485 | 3568
SSN46036123PTW | Wiegmann enclosure, NEMA 4/4X/12/13, 60 x 36 x 12in (HxWxD), wall mount, 304 stainless steel, white, powder coat finish, single-door, 3-point padlocking handle. | from vendor up to 15 business days | 3627 | 3714
SSN4603612A | Wiegmann enclosure, NEMA 4/4X/12/13, 60 x 36 x 12in (HxWxD), wall mount, 316L stainless steel, No. 3 intermediate polished finish, single-door, (11) stainless steel clamps, padlock hasp and staple. | from vendor up to 15 business days | 4229 | 4330
SSN4603616 | Wiegmann enclosure, NEMA 4/4X/12/13, 60 x 36 x 16in (HxWxD), wall mount, 304 stainless steel, No. 3 intermediate polished finish, single-door, (11) stainless steel clamps, padlock hasp and staple. | from vendor up to 0 business day | 3932 | 4026
SSN4603616A | Wiegmann enclosure, NEMA 4/4X/12/13, 60 x 36 x 16in (HxWxD), wall mount, 316L stainless steel, No. 3 intermediate polished finish, single-door, (11) stainless steel clamps, padlock hasp and staple. | from vendor up to 15 business days | 4702 | 4815
SSN4D624812 | Wiegmann enclosure, NEMA 4/4X/12, 62 x 48 x 12in (HxWxD), floor mount, 304 stainless steel, No. 3 intermediate polished finish, 2-door, (18) stainless steel clamps, padlock hasp and staple. | from vendor up to 15 business days | 7856 | 8045
SSN4D6248123PT | Wiegmann enclosure, NEMA 4/4X/12, 62 x 48 x 12in (HxWxD), floor mount, 304 stainless steel, No. 3 intermediate polished finish, 2-door, 3-point 316L padlocking handle. | from vendor up to 0 business day | 7091 | 7261
SSN4D6248123PTA | Wiegmann enclosure, NEMA 4/4X/12, 62 x 48 x 12in (HxWxD), floor mount, 316L stainless steel, No. 3 intermediate polished finish, 2-door, 3-point 316L padlocking handle. | from vendor up to 15 business days | 7119 | 7290
SSN4D6248183PT | Wiegmann enclosure, NEMA 4/4X/12, 62 x 48 x 18in (HxWxD), floor mount, 304 stainless steel, No. 3 intermediate polished finish, 2-door, 3-point 316L padlocking handle. | from vendor up to 15 business days | 6555 | 6712
SSN4D6248183PTA | Wiegmann enclosure, NEMA 4/4X/12, 62 x 48 x 18in (HxWxD), floor mount, 316L stainless steel, No. 3 intermediate polished finish, 2-door, 3-point 316L padlocking handle. | from vendor up to 15 business days | 8933 | 9147
SSN4D626012 | Wiegmann enclosure, NEMA 4/4X/12, 62 x 60 x 12in (HxWxD), floor mount, 304 stainless steel, No. 3 intermediate polished finish, 2-door, (22) stainless steel clamps, padlock hasp and staple. | from vendor up to 15 business days | 7954 | 8145
SSN4D6260123PT | Wiegmann enclosure, NEMA 4/4X/12, 62 x 60 x 12in (HxWxD), floor mount, 304 stainless steel, No. 3 intermediate polished finish, 2-door, 3-point 316L padlocking handle. | from vendor up to 15 business days | 7954 | 8145
SSN4D6260123PTA | Wiegmann enclosure, NEMA 4/4X/12, 62 x 60 x 12in (HxWxD), floor mount, 316L stainless steel, No. 3 intermediate polished finish, 2-door, 3-point 316L padlocking handle. | from vendor up to 15 business days | 7987 | 8179
SSN4D746012 | Wiegmann enclosure, NEMA 4/4X/12, 74 x 60 x 12in (HxWxD), floor mount, 304 stainless steel, No. 3 intermediate polished finish, 2-door, (24) stainless steel clamps, padlock hasp and staple. | from vendor up to 15 business days | 9416 | 9642
SSN4D7460123PT | Wiegmann enclosure, NEMA 4/4X/12, 74 x 60 x 12in (HxWxD), floor mount, 304 stainless steel, No. 3 intermediate polished finish, 2-door, 3-point 316L padlocking handle. | from vendor up to 15 business days | 9068 | 9286
SSN4D7460123PTA | Wiegmann enclosure, NEMA 4/4X/12, 74 x 60 x 12in (HxWxD), floor mount, 316L stainless steel, No. 3 intermediate polished finish, 2-door, 3-point 316L padlocking handle. | from vendor up to 15 business days | 10885 | 11146
SSN4D747212 | Wiegmann enclosure, NEMA 4/4X/12, 74 x 72 x 12in (HxWxD), floor mount, 304 stainless steel, No. 3 intermediate polished finish, 2-door, (24) stainless steel clamps, padlock hasp and staple. | from vendor up to 15 business days | 9802 | 10037
SSN4D7472123PT | Wiegmann enclosure, NEMA 4/4X/12, 74 x 72 x 12in (HxWxD), floor mount, 304 stainless steel, No. 3 intermediate polished finish, 2-door, 3-point 316L padlocking handle. | from vendor up to 15 business days | 9802 | 10037
SSN4D7472123PTA | Wiegmann enclosure, NEMA 4/4X/12, 74 x 72 x 12in (HxWxD), floor mount, 316L stainless steel, No. 3 intermediate polished finish, 2-door, 3-point 316L padlocking handle. | from vendor up to 15 business days | 11174 | 11442
SSN4D747224 | Wiegmann enclosure, NEMA 4/4X/12, 74 x 72 x 24in (HxWxD), floor mount, 304 stainless steel, No. 3 intermediate polished finish, 2-door, (24) stainless steel clamps, padlock hasp and staple. | from vendor up to 0 business day | 12494 | 12794
SSN4D7472243PT | Wiegmann enclosure, NEMA 4/4X/12, 74 x 72 x 24in (HxWxD), floor mount, 304 stainless steel, No. 3 intermediate polished finish, 2-door, 3-point 316L padlocking handle. | from vendor up to 15 business days | 11012 | 11276
SSN4D7472243PTA | Wiegmann enclosure, NEMA 4/4X/12, 74 x 72 x 24in (HxWxD), floor mount, 316L stainless steel, No. 3 intermediate polished finish, 2-door, 3-point 316L padlocking handle. | from vendor up to 15 business days | 14227 | 14569
SSN4X242108 | Wiegmann disconnect enclosure, NEMA 4/4X/12/13, right flange, 24 x 21 x 8in (HxWxD), wall mount, 304 stainless steel, No. 3 intermediate polished finish, single-door, (7) stainless steel clamps, purchase subpanel separately. | from vendor up to 10 business days | 1251 | 1281
SSN4X242108A | Wiegmann disconnect enclosure, NEMA 4/4X/12/13, right flange, 24 x 21 x 8in (HxWxD), wall mount, 316L stainless steel, No. 3 intermediate polished finish, single-door, (7) stainless steel clamps, purchase subpanel separately. | from vendor up to 10 business days | 1817 | 1861
SSN4X242508 | Wiegmann disconnect enclosure, NEMA 4/4X/12/13, right flange, 24 x 25 x 8in (HxWxD), wall mount, 304 stainless steel, No. 3 intermediate polished finish, single-door, (7) stainless steel clamps, purchase subpanel separately. | from vendor up to 10 business days | 1559 | 1596
SSN4X242508A | Wiegmann disconnect enclosure, NEMA 4/4X/12/13, right flange, 24 x 25 x 8in (HxWxD), wall mount, 316L stainless steel, No. 3 intermediate polished finish, single-door, (7) stainless steel clamps, purchase subpanel separately. | from vendor up to 10 business days | 1996 | 2043
SSN4X302508 | Wiegmann disconnect enclosure, NEMA 4/4X/12/13, right flange, 30 x 25 x 8in (HxWxD), wall mount, 304 stainless steel, No. 3 intermediate polished finish, single-door, (7) stainless steel clamps, purchase subpanel separately. | from vendor up to 10 business days | 1560 | 1598
SSN4X302508A | Wiegmann disconnect enclosure, NEMA 4/4X/12/13, right flange, 30 x 25 x 8in (HxWxD), wall mount, 316L stainless steel, No. 3 intermediate polished finish, single-door, (7) stainless steel clamps, purchase subpanel separately. | from vendor up to 10 business days | 2266 | 2320
SSN4X362508 | Wiegmann disconnect enclosure, NEMA 4/4X/12/13, right flange, 36 x 25 x 8in (HxWxD), wall mount, 304 stainless steel, No. 3 intermediate polished finish, single-door, (9) stainless steel clamps, purchase subpanel separately. | from vendor up to 10 business days | 1981 | 2029
SSN4X362508A | Wiegmann disconnect enclosure, NEMA 4/4X/12/13, right flange, 36 x 25 x 8in (HxWxD), wall mount, 316L stainless steel, No. 3 intermediate polished finish, single-door, (9) stainless steel clamps, purchase subpanel separately. | from vendor up to 10 business days | 2536 | 2597
SSN4X363108 | Wiegmann disconnect enclosure, NEMA 4/4X/12/13, right flange, 36 x 31 x 8in (HxWxD), wall mount, 304 stainless steel, No. 3 intermediate polished finish, single-door, (9) stainless steel clamps, purchase subpanel separately. | from vendor up to 10 business days | 2272 | 2326
SSN4X363108A | Wiegmann disconnect enclosure, NEMA 4/4X/12/13, right flange, 36 x 31 x 8in (HxWxD), wall mount, 316L stainless steel, No. 3 intermediate polished finish, single-door, (9) stainless steel clamps, purchase subpanel separately. | from vendor up to 10 business days | 2908 | 2978
SSN4X423112 | Wiegmann disconnect enclosure, NEMA 4/4X/12/13, right flange, 42 x 31 x 12in (HxWxD), wall mount, 304 stainless steel, No. 3 intermediate polished finish, single-door, (11) stainless steel clamps, purchase subpanel separately. | from vendor up to 10 business days | 2840 | 2908
SSN4X423112A | Wiegmann disconnect enclosure, NEMA 4/4X/12/13, right flange, 42 x 31 x 12in (HxWxD), wall mount, 316L stainless steel, No. 3 intermediate polished finish, single-door, (11) stainless steel clamps, purchase subpanel separately. | from vendor up to 10 business days | 3636 | 3723
SSN4X423712 | Wiegmann disconnect enclosure, NEMA 4/4X/12/13, right flange, 42 x 37 x 12in (HxWxD), wall mount, 304 stainless steel, No. 3 intermediate polished finish, single-door, (11) stainless steel clamps, purchase subpanel separately. | from vendor up to 10 business days | 3195 | 3272
SSN4X423712A | Wiegmann disconnect enclosure, NEMA 4/4X/12/13, right flange, 42 x 37 x 12in (HxWxD), wall mount, 316L stainless steel, No. 3 intermediate polished finish, single-door, (11) stainless steel clamps, purchase subpanel separately. | from vendor up to 10 business days | 4090 | 4188
SSN4X483712 | Wiegmann disconnect enclosure, NEMA 4/4X/12/13, right flange, 48 x 37 x 12in (HxWxD), wall mount, 304 stainless steel, No. 3 intermediate polished finish, single-door, (11) stainless steel clamps, purchase subpanel separately. | from vendor up to 15 business days | 3096 | 3170
SSN4X483712A | Wiegmann disconnect enclosure, NEMA 4/4X/12/13, right flange, 48 x 37 x 12in (HxWxD), wall mount, 316L stainless steel, No. 3 intermediate polished finish, single-door, (11) stainless steel clamps, purchase subpanel separately. | from vendor up to 15 business days | 4496 | 4604
SSN4X603712 | Wiegmann disconnect enclosure, NEMA 4/4X/12/13, right flange, 60 x 37 x 12in (HxWxD), wall mount, 304 stainless steel, No. 3 intermediate polished finish, single-door, (12) stainless steel clamps, purchase subpanel separately. | from vendor up to 15 business days | 4146 | 4245
SSN4X603712A | Wiegmann disconnect enclosure, NEMA 4/4X/12/13, right flange, 60 x 37 x 12in (HxWxD), wall mount, 316L stainless steel, No. 3 intermediate polished finish, single-door, (12) stainless steel clamps, purchase subpanel separately. | from vendor up to 15 business days | 5307 | 5434
SSP-0N-4A | AutomationDirect photoelectric sensor, tubular, threaded, polarized retroreflective, visible red light emission, 3m sensing distance, selectable light-on/dark-on, NPN, 4-wire, pigtail. | Stock | 41.5 | 43
SSP-0N-4E | AutomationDirect photoelectric sensor, tubular, threaded, polarized retroreflective, visible red light emission, 3m sensing distance, selectable light-on/dark-on, NPN, 4-wire, 4-pin M12 quick-disconnect. | Stock | 41.5 | 43
SSP-0P-4A | AutomationDirect photoelectric sensor, tubular, threaded, polarized retroreflective, visible red light emission, 3m sensing distance, selectable light-on/dark-on, PNP, 4-wire, pigtail. | Stock | 41.5 | 43
SSP-0P-4E | AutomationDirect photoelectric sensor, tubular, threaded, polarized retroreflective, visible red light emission, 3m sensing distance, selectable light-on/dark-on, PNP, 4-wire, 4-pin M12 quick-disconnect. | Stock | 41.5 | 43
SSP-2016-P10 | Integra subpanel, side mount, carbon steel, white, powder coat finish. For use with 20x16 (HxW) G201608E-P10 & G201608CE-P10 Genesis series enclosures. Requires GSR2016-P10 frame stiffener ring and KIT-GMMR8-P10 internal mounting rail kit. | Stock | 52 | 55
SSP-2424-P10 | Integra subpanel, side mount, carbon steel, white, powder coat finish. For use with 24x24 (HxW) G242410E-P10 & G242410CE-P10 Genesis series enclosures. Requires GSR2424-P10 frame stiffener ring and KIT-GMMR10-P10 internal mounting rail kit. | Stock | 81 | 85
SSR-0N-4A | AutomationDirect photoelectric sensor, tubular, threaded, plastic housing, through-beam receiver, 8m sensing distance, 10-30 VDC operating voltage, selectable light-on/dark-on, NPN, 4-wire, pigtail. | Stock | 31 | 32
SSR-0N-4E | AutomationDirect photoelectric sensor, tubular, threaded, plastic housing, through-beam receiver, 8m sensing distance, 10-30 VDC operating voltage, selectable light-on/dark-on, NPN, 4-wire, 4-pin M12 quick-disconnect. | Stock | 33.5 | 35
SSR-0P-4A | AutomationDirect photoelectric sensor, tubular, threaded, plastic housing, through-beam receiver, 8m sensing distance, 10-30 VDC operating voltage, selectable light-on/dark-on, PNP, 4-wire, pigtail. | Stock | 31 | 32
SSR-0P-4E | AutomationDirect photoelectric sensor, tubular, threaded, plastic housing, through-beam receiver, 8m sensing distance, 10-30 VDC operating voltage, selectable light-on/dark-on, PNP, 4-wire, 4-pin M12 quick-disconnect. | Stock | 33.5 | 35
SSW050010T2246TPZ | WEG Electric SSW05 series compact soft starter, 10A, 220/460 VAC at 3-phase, Trip Class 5, rated for 4 start/hour, internally bypassed. | Stock | 298 | 313
SSW050016T2246TPZ | WEG Electric SSW05 series compact soft starter, 16A, 220/460 VAC at 3-phase, Trip Class 5, rated for 4 start/hour, internally bypassed. | Stock | 338 | 356
SSW050023T2246TPZ | WEG Electric SSW05 series compact soft starter, 23A, 220/460 VAC at 3-phase, Trip Class 5, rated for 4 start/hour, internally bypassed. | Stock | 389 | 409
SSW050030T2246TPZ | WEG Electric SSW05 series compact soft starter, 30A, 220/460 VAC at 3-phase, Trip Class 5, rated for 4 start/hour, internally bypassed. | Stock | 422.25 | 445
SSW050045T2246TPZ | WEG Electric SSW05 series compact soft starter, 45A, 220/460 VAC at 3-phase, Trip Class 5, rated for 4 start/hour, internally bypassed. | Stock | 528.25 | 556
SSW050060T2246TPZ | WEG Electric SSW05 series compact soft starter, 60A, 220/460 VAC at 3-phase, Trip Class 5, rated for 4 start/hour, internally bypassed. | Stock | 636 | 670
SSW050085T2246TPZ | WEG Electric SSW05 series compact soft starter, 85A, 220/460 VAC at 3-phase, Trip Class 5, rated for 4 start/hour, internally bypassed. | Stock | 774 | 815
SSW05-07-08-CRS-3M | WEG Electric keypad mounting cable, 9.8ft/3m cable length. For use with WEG SSW05 and SSW07 series soft starter keypads. Mounting hardware included. | Stock | 23 | 24
SSW05-07-08-CRS-5M | WEG Electric keypad mounting cable, 16.4ft/5m cable length. For use with WEG SSW05 and SSW07 series soft starter keypads. Mounting hardware included. | Stock | 28.75 | 30
SSW05-HMI-RS | WEG Electric SSW05 series remote serial HMI keypad, for use with WEG SSW05 series soft starters. | Stock | 67.25 | 71
SSW070017T5SZ | WEG Electric SSW07 series full-featured soft starter, 17A, 220/460/575 VAC at 3-phase, Trip Class 5/10/20/30, rated for 10 start/hour, internally bypassed. Optional Modbus RTU cards available. | Stock | 649 | 683
SSW070024T5SZ | WEG Electric SSW07 series full-featured soft starter, 24A, 220/460/575 VAC at 3-phase, Trip Class 5/10/20/30, rated for 10 start/hour, internally bypassed. Optional Modbus RTU cards available. | Stock | 695 | 732
SSW070030T5SZ | WEG Electric SSW07 series full-featured soft starter, 30A, 220/460/575 VAC at 3-phase, Trip Class 5/10/20/30, rated for 10 start/hour, internally bypassed. Optional Modbus RTU cards available. | Stock | 718 | 756
SSW070045T5SZ | WEG Electric SSW07 series full-featured soft starter, 45A, 220/460/575 VAC at 3-phase, Trip Class 5/10/20/30, rated for 3 start/hour, internally bypassed. Optional Modbus RTU cards available. | Stock | 818.25 | 862
SSW070061T5SZ | WEG Electric SSW07 series full-featured soft starter, 61A, 220/460/575 VAC at 3-phase, Trip Class 5/10/20/30, rated for 3 start/hour, internally bypassed. Optional Modbus RTU cards available. | Stock | 922 | 971
SSW070085T5SZ | WEG Electric SSW07 series full-featured soft starter, 85A, 220/460/575 VAC at 3-phase, Trip Class 5/10/20/30, rated for 3 start/hour, internally bypassed. Optional Modbus RTU cards available. | Stock | 1116 | 1175
SSW070130T5SZ | WEG Electric SSW07 series full-featured soft starter, 130A, 220/460/575 VAC at 3-phase, Trip Class 5/10/20/30, rated for 3 start/hour, internally bypassed. Optional Modbus RTU cards available. | Stock | 1401 | 1476
SSW070171T5SZ | WEG Electric SSW07 series full-featured soft starter, 171A, 220/460/575 VAC at 3-phase, Trip Class 5/10/20/30, rated for 3 start/hour, internally bypassed. Optional Modbus RTU cards available. | Stock | 1779.25 | 1874
SSW070200T5SZ | WEG Electric SSW07 series full-featured soft starter, 200A, 220/460/575 VAC at 3-phase, Trip Class 5/10/20/30, rated for 3 start/hour, internally bypassed. Optional Modbus RTU cards available. | Stock | 2109 | 2222
SSW070255T5SH1Z | WEG Electric SSW07 series full-featured soft starter, 255A, 220/460/575 VAC at 3-phase, Trip Class 5/10/20/30, rated for 10 start/hour, internally bypassed. Optional Modbus RTU cards available. | Stock | 2575 | 2713
SSW070312T5SH1Z | WEG Electric SSW07 series full-featured soft starter, 312A, 220/460/575 VAC at 3-phase, Trip Class 5/10/20/30, rated for 10 start/hour, internally bypassed. Optional Modbus RTU cards available. | Stock | 2796 | 2945
SSW070365T5SH1Z | WEG Electric SSW07 series full-featured soft starter, 365A, 220/460/575 VAC at 3-phase, Trip Class 5/10/20/30, rated for 10 start/hour, internally bypassed. Optional Modbus RTU cards available. | Stock | 2905 | 3060
SSW070412T5SH1Z | WEG Electric SSW07 series full-featured soft starter, 412A, 220/460/575 VAC at 3-phase, Trip Class 5/10/20/30, rated for 10 start/hour, internally bypassed. Optional Modbus RTU cards available. | Stock | 3410 | 3592
SSW0708900-IP20-3C | WEG Electric SSW07 series touch shield, for use with WEG SSW07 series 130-200A soft starters. Mounting hardware included. Provides IP20 protection rating. | Stock | 34.75 | 37
SSW0708900-IP20-4D | WEG Electric SSW07 series touch shield, for use with WEG SSW07 series 255-412A soft starters. Mounting hardware included. Provides IP20 protection rating. | Stock | 73 | 77
SSW0708900-KVT-2B | WEG Electric SSW07 series main cooling fan, 109 x 45 x 38mm, 24 VDC. For use with WEG SSW07 series 45-105A soft starters. Electrical connector included. | Stock | 36.5 | 38.5
SSW0708900-KVT-3C | WEG Electric SSW07 series main cooling fan, 183 x 45 x 38mm, 24 VDC. For use with WEG SSW07 series 130-200A soft starters. Electrical connector included. | Stock | 53 | 55
SSW07-08-HMI-LOC | WEG Electric SSW07 series local HMI keypad, for use with WEG SSW07 series soft starters. | Stock | 97.5 | 103
SSW07-08-KPTC-MTR | WEG Electric SSW07 series PTC module, for use with WEG SSW07 series soft starters. | Stock | 69 | 73
SSW07-08-KRS-232 | WEG Electric SSW07 series communication module, Modbus RTU, 1 port, (1) RS-232 (RJ11) port(s). For use with WEG SSW07 series soft starters. | Stock | 68 | 71
SSW07-08-KRS-485 | WEG Electric SSW07 series communication module, Modbus RTU, 1 port, (1) RS-485 (5-pin terminal) port(s). For use with WEG SSW07 series soft starters. | Stock | 113 | 119
SSW07-HMI-REM | WEG Electric SSW07 series remote serial HMI keypad, for use with WEG SSW07 series soft starters. Remote keypad interface module included. | Stock | 191 | 201
SSW07-HMI-REM-485 | WEG Electric SSW07 series remote serial HMI keypad, for use with WEG SSW07 series soft starters. Remote keypad interface module with RS-485 communication included. | Stock | 239.25 | 252
SSWPK66-IMP-P10 | Integra swing panel, carbon steel, white, powder coat finish. For use with 6x6 (HxW) P6063-P10 & P6063C-P10 Impact series enclosures. | Stock | 30.5 | 32.5
SSWPK86-IMP-P10 | Integra swing panel, carbon steel, white, powder coat finish. For use with 8x6 (HxW) P8063-P10 & P8063C-P10 Impact series enclosures. | Stock | 33.5 | 35
SSW-SDG2 | WEG Electric Windows configuration software, USB or free download. For use with WEG SSW07 series soft starters. Requires PC USB port and SSW07-08-KRS-232 or SSW07-08-KRS-485 communication modules. | Stock | 9 | 9.25
ST02 | Micro Detectors mounting bracket, ball swivel, plastic. For use with 18mm sensors. | Stock | 9 | 9.25
ST03 | Micro Detectors right-angle beam adapter, for use with 18mm sensors (except diffuse reflection models), mirror allows 90 degree light detection. | Stock | 15 | 15.5
ST08A | Micro Detectors mounting bracket, axial, zinc plated steel. For use with 8mm sensors. | Stock | 2
ST08C | Micro Detectors mounting bracket, right-angle, zinc plated steel. For use with 8mm sensors. | Stock | 2
ST0S1 | Micro Detectors shutter, 1mm diameter. For use with 18mm sensors. Reduces emitted beam for small target detection. | Stock | 15 | 15.5
ST0S2 | Micro Detectors shutter, 2mm diameter. For use with 18mm sensors. Reduces emitted beam for small target detection. | Stock | 15 | 15.5
ST0S3 | Micro Detectors shutter, 3mm diameter. For use with 18mm sensors. Reduces emitted beam for small target detection. | Stock | 15 | 15.5
ST0S4 | Micro Detectors shutter, 4mm diameter. For use with 18mm sensors. Reduces emitted beam for small target detection. | Stock | 15 | 15.5
ST0S6 | Micro Detectors shutter, 6mm diameter. For use with 18mm sensors. Reduces emitted beam for small target detection. | Stock | 15 | 15.5
ST0S8 | Micro Detectors shutter, 8mm diameter. For use with 18mm sensors. Reduces emitted beam for small target detection. | Stock | 15 | 15.5
ST101 | Micro Detectors mounting bracket, right-angle vertical, 304 stainless steel. For use with QM & FM series photoelectric sensors. Mounting hardware included. | Stock | 3
ST102 | Micro Detectors mounting bracket, right-angle horizontal, 304 stainless steel. For use with QM & FM series photoelectric sensors. Mounting hardware included. | Stock | 3
ST103 | Micro Detectors mounting bracket, protective vertical, 304 stainless steel. For use with prewired QM series photoelectric sensors only. Mounting hardware included. | Stock | 4 | 4.25
ST104 | Micro Detectors mounting bracket, protective horizontal, 304 stainless steel. For use with prewired QM & FM series photoelectric sensors only. Mounting hardware included. | Stock | 4 | 4.25
ST12126LG | Hammond Eclipse series enclosure, slope top, NEMA 3R/4/12, 12 x 12 x 6in (HxWxD), wall mount, carbon steel, RAL 7035 light gray, powder coat finish, single-door, 1/4-turn semi-flush latch. | Stock | 253 | 283
ST12A | Micro Detectors mounting bracket, axial, zinc plated steel. For use with 12mm sensors. | Stock | 2
ST12A7W | Micro Detectors mounting bracket, axial, 316L stainless steel. For use with 12mm sensors. | Stock | 6.75 | 7
ST12C | Micro Detectors mounting bracket, right-angle, zinc plated steel. For use with 12mm sensors. | Stock | 2
ST12C7W | Micro Detectors mounting bracket, right-angle, 316L stainless steel. For use with 12mm sensors. | Stock | 6.75 | 7
ST151 | Micro Detectors mounting bracket, replacement, right-angle, zinc plated steel. Package of 2. For use with CX area sensors. | Stock | 7.75 | 8
ST161208SS | Hammond Eclipse series enclosure, slope top, NEMA 3R/4/4X/12/13, 16 x 12 x 8in (HxWxD), wall mount, 304 stainless steel, #4 brush finish, single-door, 1/4-turn semi-flush 316 stainless steel latch. | Stock | 682 | 733
ST16126LG | Hammond Eclipse series enclosure, slope top, NEMA 3R/4/12, 16 x 12 x 6in (HxWxD), wall mount, carbon steel, RAL 7035 light gray, powder coat finish, single-door, 1/4-turn semi-flush latch. | Stock | 271 | 304
ST161608SS | Hammond Eclipse series enclosure, slope top, NEMA 3R/4/4X/12/13, 16 x 16 x 8in (HxWxD), wall mount, 304 stainless steel, #4 brush finish, single-door, 1/4-turn semi-flush 316 stainless steel latch. | Stock | 750 | 806
ST16168LG | Hammond Eclipse series enclosure, slope top, NEMA 3R/4/12, 16 x 16 x 8in (HxWxD), wall mount, carbon steel, RAL 7035 light gray, powder coat finish, single-door, 1/4-turn semi-flush latch. | Stock | 306 | 343
ST18A | Micro Detectors mounting bracket, axial, zinc plated steel. For use with 18mm sensors. | Stock | 2
ST18A7W | Micro Detectors mounting bracket, axial, 316L stainless steel. For use with 18mm sensors. | Stock | 6.75 | 7
ST18C | Micro Detectors mounting bracket, right-angle, zinc plated steel. For use with 18mm sensors. | Stock | 2
ST18C7W | Micro Detectors mounting bracket, right-angle, 316L stainless steel. For use with 18mm sensors. | Stock | 6.75 | 7
ST1MFSS316 | Hammond wall-mounting standoff, 1in length, 316L stainless steel. Package of 4. | from vendor up to 15 business days | 80 | 86
ST201608SS | Hammond Eclipse series enclosure, slope top, NEMA 3R/4/4X/12/13, 20 x 16 x 8in (HxWxD), wall mount, 304 stainless steel, #4 brush finish, single-door, 1/4-turn semi-flush 316 stainless steel latch. | Stock | 829 | 891
ST201612SS | Hammond Eclipse series enclosure, slope top, NEMA 3R/4/4X/12/13, 20 x 16 x 12in (HxWxD), wall mount, 304 stainless steel, #4 brush finish, single-door, 1/4-turn semi-flush 316 stainless steel latch. | Stock | 930 | 999
ST20166LG | Hammond Eclipse series enclosure, slope top, NEMA 3R/4/12, 20 x 16 x 6in (HxWxD), wall mount, carbon steel, RAL 7035 light gray, powder coat finish, single-door, 1/4-turn semi-flush latch. | Stock | 312 | 350
ST20168LG | Hammond Eclipse series enclosure, slope top, NEMA 3R/4/12, 20 x 16 x 8in (HxWxD), wall mount, carbon steel, RAL 7035 light gray, powder coat finish, single-door, 1/4-turn semi-flush latch. | Stock | 329 | 368
ST202008SS | Hammond Eclipse series enclosure, slope top, NEMA 3R/4/4X/12/13, 20 x 20 x 8in (HxWxD), wall mount, 304 stainless steel, #4 brush finish, single-door, 1/4-turn semi-flush 316 stainless steel latch. | Stock | 947 | 1018
ST202012SS | Hammond Eclipse series enclosure, slope top, NEMA 3R/4/4X/12/13, 20 x 20 x 12in (HxWxD), wall mount, 304 stainless steel, #4 brush finish, single-door, 1/4-turn semi-flush 316 stainless steel latch. | Stock | 1087 | 1169
ST20206LG | Hammond Eclipse series enclosure, slope top, NEMA 3R/4/12, 20 x 20 x 6in (HxWxD), wall mount, carbon steel, RAL 7035 light gray, powder coat finish, single-door, 1/4-turn semi-flush latch. | from vendor up to 15 business days | 337 | 378
ST20208LG | Hammond Eclipse series enclosure, slope top, NEMA 3R/4/12, 20 x 20 x 8in (HxWxD), wall mount, carbon steel, RAL 7035 light gray, powder coat finish, single-door, 1/4-turn semi-flush latch. | Stock | 356 | 398
ST2311-C-ACTUATOR | Dold Safemaster series, actuator tongue (key), shock absorbing, 90 degree mounting tab mount, 316L stainless steel. For use with trapped key interlock systems. | Stock | 48.5 | 50
ST2312-CS-ACTUATOR | Dold Safemaster series, actuator tongue (key), 90 degree mounting tab mount, 316L stainless steel. For use with trapped key interlock systems. Flexible handle included. | Stock | 103 | 107
ST2317-T-ACTUATOR | Dold Safemaster series, actuator tongue (key), 90 degree mounting tab mount, 316 stainless steel. For use with trapped key interlock systems. | Stock | 13 | 13.5
ST2361100-PLATE-2 | Dold Safemaster series mounting plate, 316L stainless steel, 40mm x 231mm. For use with trapped key interlock systems. | Stock | 39.5 | 41
ST2362100-PLATE-3 | Dold Safemaster series mounting plate, 316L stainless steel, 40mm x 291mm. For use with trapped key interlock systems. | Stock | 43.5 | 45
ST2363100-PLATE-4 | Dold Safemaster series mounting plate, 316L stainless steel, 40mm x 351mm. For use with trapped key interlock systems. | Stock | 51 | 53
ST2364100-PLATE-5 | Dold Safemaster series mounting plate, 316L stainless steel, 40mm x 411mm. For use with trapped key interlock systems. | Stock | 53 | 55
ST2365100-PLATE-6 | Dold Safemaster series mounting plate, 316L stainless steel, 40mm x 471mm. For use with trapped key interlock systems. | Stock | 78 | 81
ST2366100-PLATE-7 | Dold Safemaster series mounting plate, 316L stainless steel, 40mm x 531mm. For use with trapped key interlock systems. | Stock | 98 | 102
ST2367100-PLATE-8 | Dold Safemaster series mounting plate, 316L stainless steel, 40mm x 591mm. For use with trapped key interlock systems. | Stock | 112 | 116
ST2368100-PLATE-9 | Dold Safemaster series mounting plate, 316L stainless steel, 40mm x 651mm. For use with trapped key interlock systems. | Stock | 118 | 123
ST242008SS | Hammond Eclipse series enclosure, slope top, NEMA 3R/4/4X/12/13, 24 x 20 x 8in (HxWxD), wall mount, 304 stainless steel, #4 brush finish, single-door, 1/4-turn semi-flush 316 stainless steel latch. | Stock | 1007 | 1083
ST24208LG | Hammond Eclipse series enclosure, slope top, NEMA 3R/4/12, 24 x 20 x 8in (HxWxD), wall mount, carbon steel, RAL 7035 light gray, powder coat finish, single-door, 1/4-turn semi-flush latch. | Stock | 381 | 427
ST242408SS | Hammond Eclipse series enclosure, slope top, NEMA 3R/4/4X/12/13, 24 x 24 x 8in (HxWxD), wall mount, 304 stainless steel, #4 brush finish, single-door, 1/4-turn semi-flush 316 stainless steel latch. | Stock | 1105 | 1188
ST242410LG | Hammond Eclipse series enclosure, slope top, NEMA 3R/4/12, 24 x 24 x 10in (HxWxD), wall mount, carbon steel, RAL 7035 light gray, powder coat finish, single-door, 1/4-turn semi-flush latch. | Stock | 424 | 474
ST242412LG | Hammond Eclipse series enclosure, slope top, NEMA 3R/4/12, 24 x 24 x 12in (HxWxD), wall mount, carbon steel, RAL 7035 light gray, powder coat finish, single-door, 1/4-turn semi-flush latch. | Stock | 459 | 514
ST242412SS | Hammond Eclipse series enclosure, slope top, NEMA 3R/4/4X/12/13, 24 x 24 x 12in (HxWxD), wall mount, 304 stainless steel, #4 brush finish, single-door, 1/4-turn semi-flush 316 stainless steel latch. | Stock | 1257 | 1352
ST24248LG | Hammond Eclipse series enclosure, slope top, NEMA 3R/4/12, 24 x 24 x 8in (HxWxD), wall mount, carbon steel, RAL 7035 light gray, powder coat finish, single-door, 1/4-turn semi-flush latch. | Stock | 413 | 461
ST29 | Micro Detectors hex nut, nickel plated brass, M18 x 1. Package of 2. For use with 18mm sensors. | Stock | 5.75 | 6
ST2MFSS316 | Hammond wall-mounting standoff, 2in length, 316L stainless steel. Package of 4. | from vendor up to 15 business days | 97 | 104
ST302408SS | Hammond Eclipse series enclosure, slope top, NEMA 3R/4/4X/12/13, 30 x 24 x 8in (HxWxD), wall mount, 304 stainless steel, #4 brush finish, single-door, 1/4-turn semi-flush 316 stainless steel latch. | Stock | 1140 | 1226
ST302410LG | Hammond Eclipse series enclosure, slope top, NEMA 3R/4/12, 30 x 24 x 10in (HxWxD), wall mount, carbon steel, RAL 7035 light gray, powder coat finish, single-door, 1/4-turn semi-flush latch. | Stock | 471 | 527
ST302412LG | Hammond Eclipse series enclosure, slope top, NEMA 3R/4/12, 30 x 24 x 12in (HxWxD), wall mount, carbon steel, RAL 7035 light gray, powder coat finish, single-door, 1/4-turn semi-flush latch. | Stock | 508 | 568
ST302412SS | Hammond Eclipse series enclosure, slope top, NEMA 3R/4/4X/12/13, 30 x 24 x 12in (HxWxD), wall mount, 304 stainless steel, #4 brush finish, single-door, 1/4-turn semi-flush 316 stainless steel latch. | Stock | 1425 | 1533
ST302420LG | Hammond Eclipse series enclosure, slope top, NEMA 3R/4/12, 30 x 24 x 20in (HxWxD), wall mount, carbon steel, RAL 7035 light gray, powder coat finish, single-door, 1/4-turn semi-flush latch. | from vendor up to 15 business days | 629 | 706
ST30248LG | Hammond Eclipse series enclosure, slope top, NEMA 3R/4/12, 30 x 24 x 8in (HxWxD), wall mount, carbon steel, RAL 7035 light gray, powder coat finish, single-door, 1/4-turn semi-flush latch. | Stock | 459 | 515
ST303008SS | Hammond Eclipse series enclosure, slope top, NEMA 3R/4/4X/12/13, 30 x 30 x 8in (HxWxD), wall mount, 304 stainless steel, #4 brush finish, single-door, 1/4-turn semi-flush 316 stainless steel latch. | Stock | 1432 | 1540
ST30308LG | Hammond Eclipse series enclosure, slope top, NEMA 3R/4/12, 30 x 30 x 8in (HxWxD), wall mount, carbon steel, RAL 7035 light gray, powder coat finish, single-door, 1/4-turn semi-flush latch. | Stock | 513 | 575
ST30A | Micro Detectors mounting bracket, axial, zinc plated steel. For use with 30mm sensors. | Stock | 2.25
ST30C | Micro Detectors mounting bracket, right-angle, zinc plated steel. For use with 30mm sensors. | Stock | 2.25
ST30C6W | AutomationDirect mounting bracket, right-angle, 304 stainless steel. For use with 30mm sensors. | Stock | 3.5 | 3.75
ST363008SS | Hammond Eclipse series enclosure, slope top, NEMA 3R/4/4X/12/13, 36 x 30 x 8in (HxWxD), wall mount, 304 stainless steel, #4 brush finish, single-door, 1/4-turn semi-flush 316 stainless steel latch. | Stock | 1613 | 1734
ST363010LG | Hammond Eclipse series enclosure, slope top, NEMA 3R/4/12, 36 x 30 x 10in (HxWxD), wall mount, carbon steel, RAL 7035 light gray, powder coat finish, single-door, 1/4-turn semi-flush latch. | Stock | 582 | 651
ST363012LG | Hammond Eclipse series enclosure, slope top, NEMA 3R/4/12, 36 x 30 x 12in (HxWxD), wall mount, carbon steel, RAL 7035 light gray, powder coat finish, single-door, 1/4-turn semi-flush latch. | Stock | 628 | 702
ST363012SS | Hammond Eclipse series enclosure, slope top, NEMA 3R/4/4X/12/13, 36 x 30 x 12in (HxWxD), wall mount, 304 stainless steel, #4 brush finish, single-door, 1/4-turn semi-flush 316 stainless steel latch. | Stock | 1816 | 1953
ST363016LG | Hammond Eclipse series enclosure, slope top, NEMA 3R/4/12, 36 x 30 x 16in (HxWxD), wall mount, carbon steel, RAL 7035 light gray, powder coat finish, single-door, 1/4-turn semi-flush latch. | from vendor up to 15 business days | 713 | 799
ST363016SS | Hammond Eclipse series enclosure, slope top, NEMA 3R/4/4X/12/13, 36 x 30 x 16in (HxWxD), wall mount, 304 stainless steel, #4 brush finish, single-door, 1/4-turn semi-flush 316 stainless steel latch. | Stock | 2022 | 2174
ST36308LG | Hammond Eclipse series enclosure, slope top, NEMA 3R/4/12, 36 x 30 x 8in (HxWxD), wall mount, carbon steel, RAL 7035 light gray, powder coat finish, single-door, 1/4-turn semi-flush latch. | Stock | 568 | 637
ST363612LG | Hammond Eclipse series enclosure, slope top, NEMA 3R/4/12, 36 x 36 x 12in (HxWxD), wall mount, carbon steel, RAL 7035 light gray, powder coat finish, single-door, 1/4-turn semi-flush latch. | Stock | 697 | 782
ST363612SS | Hammond Eclipse series enclosure, slope top, NEMA 3R/4/4X/12/13, 36 x 36 x 12in (HxWxD), wall mount, 304 stainless steel, #4 brush finish, single-door, 1/4-turn semi-flush 316 stainless steel latch. | Stock | 2042 | 2196
ST483610LG | Hammond Eclipse series enclosure, slope top, NEMA 3R/4/12, 48 x 36 x 10in (HxWxD), wall mount, carbon steel, RAL 7035 light gray, powder coat finish, single-door, 3-point keylocking handle. | from vendor up to 15 business days | 801 | 898
ST483612LG | Hammond Eclipse series enclosure, slope top, NEMA 3R/4/12, 48 x 36 x 12in (HxWxD), wall mount, carbon steel, RAL 7035 light gray, powder coat finish, single-door, 3-point keylocking handle. | Stock | 836 | 937
ST483612SS | Hammond Eclipse series enclosure, slope top, NEMA 3R/4/4X/12/13, 48 x 36 x 12in (HxWxD), wall mount, 304 stainless steel, #4 brush finish, single-door, 1/4-turn semi-flush stainless steel. | from vendor up to 15 business days | 2470 | 2656
ST483616LG | Hammond Eclipse series enclosure, slope top, NEMA 3R/4/12, 48 x 36 x 16in (HxWxD), wall mount, carbon steel, RAL 7035 light gray, powder coat finish, single-door, 3-point keylocking handle. | Stock | 918 | 1029
ST483616SS | Hammond Eclipse series enclosure, slope top, NEMA 3R/4/4X/12/13, 48 x 36 x 16in (HxWxD), wall mount, 304 stainless steel, #4 brush finish, single-door, 1/4-turn semi-flush 316 stainless steel latch. | Stock | 2750 | 2957
ST4MFSS316 | Hammond wall-mounting standoff, 4in length, 316L stainless steel. Package of 4. | from vendor up to 15 business days | 128 | 138
ST4VS | Micro Detectors mounting bracket, right-angle, zinc plated steel, anti-vibration mount. Package of 4. For use with 160mm height CX area sensors. | Stock | 19.5 | 20.5
ST-5072 | Datalogic mounting bracket, right-angle, 304 stainless steel. For use with S8 series contrast sensors. | Stock | 11 | 11.5
ST603612LG | Hammond Eclipse series enclosure, slope top, NEMA 3R/4/12, 60 x 36 x 12in (HxWxD), wall mount, carbon steel, RAL 7035 light gray, powder coat finish, single-door, 3-point keylocking handle. | Stock | 975 | 1094
ST603612SS | Hammond Eclipse series enclosure, slope top, NEMA 3R/4/4X/12/13, 60 x 36 x 12in (HxWxD), wall mount, 304 stainless steel, #4 brush finish, single-door, 1/4-turn semi-flush stainless steel. | from vendor up to 15 business days | 3043 | 3272
ST603616SS | Hammond Eclipse series enclosure, slope top, NEMA 3R/4/4X/12/13, 60 x 36 x 16in (HxWxD), wall mount, 304 stainless steel, #4 brush finish, single-door, 1/4-turn semi-flush 316 stainless steel latch. | Stock | 3389 | 3644
ST6MFSS316 | Hammond wall-mounting standoff, 6in length, 316L stainless steel. Package of 4. | from vendor up to 15 business days | 160 | 172
ST7P-2A11N-ADC | Fuji Electric on-delay relay timer, LED indicator(s), 1 to 10 minutes selectable timing range, 100-120 VAC operating voltage, (1) DPDT timed relay output(s), socket mount, 8-pin. | Stock | 43 | 44.5
ST7P-2A13T-ADC | Fuji Electric on-delay relay timer, LED indicator(s), 2 to 30 seconds selectable timing range, 100-120 VAC operating voltage, (1) DPDT timed relay output(s), socket mount, 8-pin. | Stock | 43 | 44.5
ST7P-2A15S-ADC | Fuji Electric on-delay relay timer, LED indicator(s), 0.4 to 5 seconds selectable timing range, 100-120 VAC operating voltage, (1) DPDT timed relay output(s), socket mount, 8-pin. | Stock | 43 | 44.5
ST7P-2A16N-ADC | Fuji Electric on-delay relay timer, LED indicator(s), 4 to 60 minutes selectable timing range, 100-120 VAC operating voltage, (1) DPDT timed relay output(s), socket mount, 8-pin. | Stock | 43 | 44.5
ST7P-2A16T-ADC | Fuji Electric on-delay relay timer, LED indicator(s), 4 to 60 seconds selectable timing range, 100-120 VAC operating voltage, (1) DPDT timed relay output(s), socket mount, 8-pin. | Stock | 43 | 44.5
ST7P-2DE1N-ADC | Fuji Electric on-delay relay timer, LED indicator(s), 1 to 10 minutes selectable timing range, 24 VDC operating voltage, (1) DPDT timed relay output(s), socket mount, 8-pin. | Stock | 42 | 43.5
ST7P-2DE3T-ADC | Fuji Electric on-delay relay timer, LED indicator(s), 2 to 30 seconds selectable timing range, 24 VDC operating voltage, (1) DPDT timed relay output(s), socket mount, 8-pin. | Stock | 43 | 44.5
ST7P-2DE5S-ADC | Fuji Electric on-delay relay timer, LED indicator(s), 0.4 to 5 seconds selectable timing range, 24 VDC operating voltage, (1) DPDT timed relay output(s), socket mount, 8-pin. | Stock | 43 | 44.5
ST7P-2DE6N-ADC | Fuji Electric on-delay relay timer, LED indicator(s), 4 to 60 minutes selectable timing range, 24 VDC operating voltage, (1) DPDT timed relay output(s), socket mount, 8-pin. | Stock | 42 | 43.5
ST7P-2DE6T-ADC | Fuji Electric on-delay relay timer, LED indicator(s), 4 to 60 seconds selectable timing range, 24 VDC operating voltage, (1) DPDT timed relay output(s), socket mount, 8-pin. | Stock | 43 | 44.5
ST8VS | Micro Detectors mounting bracket, right-angle, zinc plated steel, anti-vibration mount. Package of 8. For use with 320-960mm height CX area sensors. | Stock | 25.5 | 26.5
STA074-1KJ | Gefran mounting brackets, for use with Gefran PZ12-S Series potentiometers. | Stock | 5
STE060PA-L | Metrol limit switch, stopper bolt, 6mm diameter, threaded, 1mm pitch, 31.7mm length, 3.4mm flat with hex head, stainless steel, 1.5mm plunger, 2N contact force, dry contact(s), N.O., 6.5ft/2m cable length, pigtail. | Stock | 42 | 43.5
STE080PA-L | Metrol limit switch, stopper bolt, 8mm diameter, threaded, 1.25mm pitch, 37.5mm length, 4.5mm flat with hex head, stainless steel, 1.5mm plunger, 2N contact force, dry contact(s), N.O., 6.5ft/2m cable length, pigtail. | Stock | 56 | 58
STE100PA-L | Metrol limit switch, stopper bolt, 10mm diameter, threaded, 1.5mm pitch, 37.5mm length, 4.5mm flat with hex head, stainless steel, 1.5mm plunger, 2N contact force, dry contact(s), N.O., 6.5ft/2m cable length, pigtail. | Stock | 56 | 58
STK445 | Quadritalia flanged mounting channel, 300mm length, galvanized steel. For use with 400mm width/depth enclosures. | Stock | 10 | 13.5
ST-K4AV | Datalogic anti-vibration mounting bracket, zinc plated steel, anti-vibration mount. Package of 4. For use with SG4 series light curtains. | Stock | 18.5 | 19
ST-K4OR | Datalogic mounting bracket, lateral orientable, zinc plated steel, lateral orientable mount. Package of 4. For use with SG4 series light curtains. | Stock | 43.5 | 45
ST-K4ROT | Datalogic mounting bracket, top and bottom, zinc plated steel, top and bottom mount. Package of 4. For use with SG4 series (-E) light curtains. | Stock | 18.5 | 19
STK645 | Quadritalia flanged mounting channel, 500mm length, galvanized steel. For use with 600mm width/depth enclosures. | Stock | 12 | 16
STK845 | Quadritalia flanged mounting channel, 700mm length, galvanized steel. For use with 800mm width/depth enclosures. | Stock | 13 | 17.5
STKA45 | Quadritalia flanged mounting channel, 900mm length, galvanized steel. For use with 1000mm width/depth enclosures. | Stock | 16.5 | 22.5
ST-KSTD | Datalogic mounting bracket, replacement, standard, zinc plated steel, standard mount. Package of 4. For use with SG4 series light curtains. | Stock | 9.25 | 9.5
STL20L050AF-1108 | SureMotion timing pulley, steel, 3/8in L pitch, 20 tooth, 2.387in pitch diameter, no hub with flanges. For use with 1/2in wide belt. Requires 1108 series Taper-Lock style bushing. | Stock | 39 | 43
STL20L100AF-1108 | SureMotion timing pulley, steel, 3/8in L pitch, 20 tooth, 2.387in pitch diameter, no hub with flanges. For use with 1in wide belt. Requires 1108 series Taper-Lock style bushing. | Stock | 46.5 | 51
STL22L050AF-1108 | SureMotion timing pulley, steel, 3/8in L pitch, 22 tooth, 2.626in pitch diameter, no hub with flanges. For use with 1/2in wide belt. Requires 1108 series Taper-Lock style bushing. | Stock | 45.5 | 50
STL22L100AF-1108 | SureMotion timing pulley, steel, 3/8in L pitch, 22 tooth, 2.626in pitch diameter, no hub with flanges. For use with 1in wide belt. Requires 1108 series Taper-Lock style bushing. | Stock | 49 | 54
STL24L050AF-1210 | SureMotion timing pulley, steel, 3/8in L pitch, 24 tooth, 2.865in pitch diameter, no hub with flanges. For use with 1/2in wide belt. Requires 1210 series Taper-Lock style bushing. | Stock | 48 | 53
STL24L100AF-1210 | SureMotion timing pulley, steel, 3/8in L pitch, 24 tooth, 2.865in pitch diameter, no hub with flanges. For use with 1in wide belt. Requires 1210 series Taper-Lock style bushing. | Stock | 51 | 56
STL26L050AF-1210 | SureMotion timing pulley, steel, 3/8in L pitch, 26 tooth, 3.104in pitch diameter, no hub with flanges. For use with 1/2in wide belt. Requires 1210 series Taper-Lock style bushing. | Stock | 50 | 55
STL26L100AF-1210 | SureMotion timing pulley, steel, 3/8in L pitch, 26 tooth, 3.104in pitch diameter, no hub with flanges. For use with 1in wide belt. Requires 1210 series Taper-Lock style bushing. | Stock | 58 | 64
STL28L050AF-1210 | SureMotion timing pulley, ductile iron, 3/8in L pitch, 28 tooth, 3.342in pitch diameter, no hub with flanges. For use with 1/2in wide belt. Requires 1210 series Taper-Lock style bushing. | Stock | 52 | 57
STL28L100AF-1610 | SureMotion timing pulley, ductile iron, 3/8in L pitch, 28 tooth, 3.342in pitch diameter, no hub with flanges. For use with 1in wide belt. Requires 1610 series Taper-Lock style bushing. | Stock | 65 | 72
STL30L050AF-1610 | SureMotion timing pulley, ductile iron, 3/8in L pitch, 30 tooth, 3.581in pitch diameter, no hub with flanges. For use with 1/2in wide belt. Requires 1610 series Taper-Lock style bushing. | Stock | 54 | 60
STL30L100AF-1610 | SureMotion timing pulley, ductile iron, 3/8in L pitch, 30 tooth, 3.581in pitch diameter, no hub with flanges. For use with 1in wide belt. Requires 1610 series Taper-Lock style bushing. | Stock | 69 | 76
STL32L050AF-1610 | SureMotion timing pulley, ductile iron, 3/8in L pitch, 32 tooth, 3.82in pitch diameter, no hub with flanges. For use with 1/2in wide belt. Requires 1610 series Taper-Lock style bushing. | Stock | 57 | 63
STL32L100AF-1610 | SureMotion timing pulley, ductile iron, 3/8in L pitch, 32 tooth, 3.82in pitch diameter, no hub with flanges. For use with 1in wide belt. Requires 1610 series Taper-Lock style bushing. | Stock | 86 | 95
STL36L050AF-1610 | SureMotion timing pulley, ductile iron, 3/8in L pitch, 36 tooth, 4.297in pitch diameter, no hub with flanges. For use with 1/2in wide belt. Requires 1610 series Taper-Lock style bushing. | Stock | 74 | 82
STL36L100AF-1610 | SureMotion timing pulley, ductile iron, 3/8in L pitch, 36 tooth, 4.297in pitch diameter, no hub with flanges. For use with 1in wide belt. Requires 1610 series Taper-Lock style bushing. | Stock | 93 | 103
STL40L050AF-2012 | SureMotion timing pulley, ductile iron, 3/8in L pitch, 40 tooth, 4.775in pitch diameter, no hub with flanges. For use with 1/2in wide belt. Requires 2012 series Taper-Lock style bushing. | Stock | 88 | 97
STL40L100AF-2012 | SureMotion timing pulley, ductile iron, 3/8in L pitch, 40 tooth, 4.775in pitch diameter, no hub with flanges. For use with 1in wide belt. Requires 2012 series Taper-Lock style bushing. | Stock | 93 | 103
STL48L050AF-2012 | SureMotion timing pulley, ductile iron, 3/8in L pitch, 48 tooth, 5.73in pitch diameter, no hub with flanges. For use with 1/2in wide belt. Requires 2012 series Taper-Lock style bushing. | Stock | 107 | 118
STL48L100AF-2012 | SureMotion timing pulley, ductile iron, 3/8in L pitch, 48 tooth, 5.73in pitch diameter, no hub with flanges. For use with 1in wide belt. Requires 2012 series Taper-Lock style bushing. | Stock | 114 | 126
STL60L050A-2012 | SureMotion timing pulley, cast iron, 3/8in L pitch, 60 tooth, 7.162in pitch diameter, no hub without flanges. For use with 1/2in wide belt. Requires 2012 series Taper-Lock style bushing. | Stock | 155 | 171
STL60L100A-2012 | SureMotion timing pulley, cast iron, 3/8in L pitch, 60 tooth, 7.162in pitch diameter, no hub without flanges. For use with 1in wide belt. Requires 2012 series Taper-Lock style bushing. | Stock | 175 | 193
STL72L050A-2012 | SureMotion timing pulley, cast iron, 3/8in L pitch, 72 tooth, 8.594in pitch diameter, no hub without flanges. For use with 1/2in wide belt. Requires 2012 series Taper-Lock style bushing. | Stock | 159 | 176
STL72L100A-2012 | SureMotion timing pulley, cast iron, 3/8in L pitch, 72 tooth, 8.594in pitch diameter, no hub without flanges. For use with 1in wide belt. Requires 2012 series Taper-Lock style bushing. | Stock | 182 | 201
STL84L050A-2517 | SureMotion timing pulley, cast iron, 3/8in L pitch, 84 tooth, 10.027in pitch diameter, no hub without flanges. For use with 1/2in wide belt. Requires 2517 series Taper-Lock style bushing. | Stock | 174 | 192
STL84L100A-2517 | SureMotion timing pulley, cast iron, 3/8in L pitch, 84 tooth, 10.027in pitch diameter, no hub without flanges. For use with 1in wide belt. Requires 2517 series Taper-Lock style bushing. | Stock | 196 | 217
STM13A | Metrol limit switch, stopper, 10mm diameter, smooth, 8mm length, 8mm flat head, stainless steel, 3mm plunger, 0.8N contact force, dry contact(s), N.O., 1.6ft/0.5m cable length, core wire. | Stock | 37 | 38.5
STM14A-L | Metrol limit switch, stopper, 10mm diameter, smooth, 15.5mm length, 8mm flat head, stainless steel, 3mm plunger, 0.8N contact force, dry contact(s), N.O., 6.5ft/2m cable length, pigtail. | Stock | 51 | 53
STM31A | Metrol limit switch, stopper, 10mm diameter, threaded, 0.75mm pitch, 8.5mm length, 8mm flat head, stainless steel, 3mm plunger, 0.8N contact force, dry contact(s), N.O., 1.6ft/0.5m cable length, core wire. | Stock | 38 | 39.5
STM32A-L | Metrol limit switch, stopper, 10mm diameter, threaded, 0.75mm pitch, 15.5mm length, 8mm flat head, stainless steel, 3mm plunger, 0.8N contact force, dry contact(s), N.O., 6.5ft/2m cable length, pigtail. | Stock | 56 | 58
STM33A | Metrol limit switch, stopper, 10mm diameter, threaded, 1.5mm pitch, 8.5mm length, 13mm flat head, stainless steel, 3mm plunger, 0.8N contact force, dry contact(s), N.O., 1.6ft/0.5m cable length, core wire. | Stock | 40.5 | 42
STM34A-L | Metrol limit switch, stopper, 10mm diameter, threaded, 1.5mm pitch, 15.5mm length, 13mm flat head, stainless steel, 3mm plunger, 0.8N contact force, dry contact(s), N.O., 6.5ft/2m cable length, pigtail. | Stock | 57 | 59
STM63A | Metrol limit switch, stopper, 11mm diameter, smooth, 11.8mm length, 2.5mm radius head, stainless steel, 3mm plunger with boot, 1N contact force, dry contact(s), N.O., 1.6ft/0.5m cable length, core wire. | Stock | 48.5 | 50
STM64A-L | Metrol limit switch, stopper, 11mm diameter, smooth, 18.8mm length, 2.5mm radius head, stainless steel, 3mm plunger with boot, 1N contact force, dry contact(s), N.O., 6.5ft/2m cable length, pigtail. | Stock | 61 | 63
STM81A | Metrol limit switch, stopper, 10mm diameter, threaded, 0.75mm pitch, 11.8mm length, 2.5mm radius head, stainless steel, 3mm plunger with boot, 1N contact force, dry contact(s), N.O., 1.6ft/0.5m cable length, core wire. | Stock | 51 | 53
STM82A-HT2 | Metrol limit switch, high temperature, stopper, 10mm diameter, threaded, 0.75mm pitch, 19.5mm length, 2.5mm radius head, stainless steel, 3mm plunger with boot, 1N contact force, dry contact(s), N.O., 6.5ft/2m cable length, pigtail. | Stock | 162 | 168
STM82A-L | Metrol limit switch, stopper, 10mm diameter, threaded, 0.75mm pitch, 19.8mm length, 2.5mm radius head, stainless steel, 3mm plunger with boot, 1N contact force, dry contact(s), N.O., 6.5ft/2m cable length, pigtail. | Stock | 65 | 68
STM83A | Metrol limit switch, stopper, 10mm diameter, threaded, 1.5mm pitch, 12.8mm length, 2.5mm radius head, stainless steel, 3mm plunger with boot, 1N contact force, dry contact(s), N.O., 1.6ft/0.5m cable length, core wire. | Stock | 48.5 | 50
STM84A-L | Metrol limit switch, stopper, 10mm diameter, threaded, 1.5mm pitch, 19.8mm length, 2.5mm radius head, stainless steel, 3mm plunger with boot, 1N contact force, dry contact(s), N.O., 6.5ft/2m cable length, pigtail. | Stock | 68 | 71
STP100DA-L | Metrol limit switch, stopper bolt, 10mm diameter, threaded, 1.5mm pitch, 55.4mm length, 5mm radius head, stainless steel, 5.5mm plunger with downward cover, 4N contact force, dry contact(s), N.O., 6.5ft/2m cable length, pigtail. | Stock | 63 | 66
STP100UA-L | Metrol limit switch, stopper bolt, 10mm diameter, threaded, 1.5mm pitch, 55.4mm length, 5mm radius head, stainless steel, 5.5mm plunger with upward cover, 4N contact force, dry contact(s), N.O., 6.5ft/2m cable length, pigtail. | Stock | 63 | 66
STP-232HD15-CBL-2 | ZIPLink stepper cable, 6P4C RJ11 to 15-pin D-sub HD15 male, shielded, twisted pair, RS-232, 6.5ft/2m cable length. For use with SureStep drives. | Stock | 14 | 14.5
STP-232RJ11-CBL | SureStep programming/communication spare cable, 9-pin D-sub female to 6P4C RJ11, 10ft cable length. For use with SureStep STP-DRV-80100 and STP-DRV-4850 drives. | Stock | 9.75 | 10
STP-232RJ12-CBL-2 | ZIPLink stepper cable, 6P4C RJ11 to 6-pin RJ12, RS-232, 6.5ft/2m cable length. For use with SureStep drives. | Stock | 8.5 | 8.75
STP-485DB9-CBL-2 | SureStep communication cable, 9-pin female D-sub to 5-pin connector, 6.5ft/2m cable length. For use with SureStep STP-MTRD-xxxxxR integrated stepper motor/drives. | Stock | 38 | 39.5
STP-CBL-CA10 | SureStep control cable, 11-pin connector to pigtail, 10ft cable length. For use with SureStep STP-MTRD-17038 and STP-MTRD-17038E integrated stepper motor/drives. | Stock | 20.5 | 21.5
STP-CBL-CA20 | SureStep control cable, 11-pin connector to pigtail, 20ft cable length. For use with SureStep STP-MTRD-17038 and STP-MTRD-17038E integrated stepper motor/drives. | Stock | 30 | 31
STP-CBL-CA6 | SureStep control cable, 11-pin connector to pigtail, 6ft cable length. For use with SureStep STP-MTRD-17038 and STP-MTRD-17038E integrated stepper motor/drives. | Stock | 17.5 | 18
STP-CBL-EA10 | SureStep encoder cable, 10-pin connector to pigtail, 10ft cable length. For use with SureStep integrated stepper motor/drives with external encoder. | Stock | 20.5 | 21.5
STP-CBL-EA20 | SureStep encoder cable, 10-pin connector to pigtail, 20ft cable length. For use with SureStep integrated stepper motor/drives with external encoder. | Stock | 30 | 31
STP-CBL-EA6 | SureStep encoder cable, 10-pin connector to pigtail, 6ft cable length. For use with SureStep integrated stepper motor/drives with external encoder. | Stock | 17.5 | 18
STP-CBL-EB10 | SureStep encoder cable, 17-pin connector to pigtail, 10ft cable length. For use with SureStep stepper encoder with 17-pin male connectors. | Stock | 66 | 69
STP-CBL-EB20 | SureStep encoder cable, 17-pin connector to pigtail, 20ft cable length. For use with SureStep stepper encoder with 17-pin male connectors. | Stock | 123 | 128
STP-CBL-EB3 | SureStep encoder cable, 17-pin connector to pigtail, 3ft cable length. For use with SureStep stepper encoder with 17-pin male connectors. | Stock | 29 | 30
STP-CBL-EB6 | SureStep encoder cable, 17-pin connector to pigtail, 6ft cable length. For use with SureStep stepper encoder with 17-pin male connectors. | Stock | 44.5 | 46.5
STP-CBL-ED10 | SureStep encoder cable, 5-pin connector to pigtail, 10ft cable length. For use with SureStep stepper encoders with 5-pin male connectors. | Stock | 21.5 | 22.5
STP-CBL-ED20 | SureStep encoder cable, 5-pin connector to pigtail, 20ft cable length. For use with SureStep stepper encoders with 5-pin male connectors. | Stock | 31.5 | 33
STP-CBL-ED6 | SureStep encoder cable, 5-pin connector to pigtail, 6ft cable length. For use with SureStep stepper encoders with 5-pin male connectors. | Stock | 18 | 18.5
STP-CON-1 | SureStep connector kit, replacement, includes (1) drive/motor power connector and (1) control signal connector. For use with SureStep STP-DRV-4845 and STP-DRV-6575 microstepping drives. | Stock | 16 | 16.5
STP-CON-2 | SureStep connector kit, replacement, includes (1) drive/motor power connector, (1) analog signal connector and (1) input signal connector. For use with SureStep STP-DRV-4850 and STP-DRV-80100 advanced microstepping drives. | Stock | 16.5 | 17
STP-CON-3 | SureStep connector kit, replacement, includes (1) power connector, (1) RS-485 signal connector and (2) control signal connectors. For use with SureStep STP-MTRD integrated stepper motor/drives except STP-MTRD-17038 and STP-MTRD-17038E. | Stock | 32.5 | 34
STP-CON-4 | SureStep connector kit, replacement, includes (1) input power connector and (1) drive output power connector. For use with SureStep STP-DRVA-RC-050A regen clamp. | Stock | 15 | 15.5
STP-CON-5 | SureStep connector kit, replacement, includes (1) drive power connector, (1) motor power connector and (1) control signal connector. For use with SureStep STP-DRV-4830 microstepping drive. | Stock | 15 | 15.5
STP-CON-6 | SureStep connector kit, replacement, includes (1) input power connector, (1) motor power connector and (1) control signal connector. For use with SureStep STP-DRV-4845 and STP-DRVAC-24025 microstepping drives. | Stock | 21 | 22
STP-DRV-4035 | SureStep DC microstepping stepper drive, 3.5A per phase, 2-phase output, 12-32 VDC, bipolar, velocity and position mode, 400 to 20000 steps per revolution. | Stock | 178 | 185
STP-DRV-4830 | SureStep DC microstepping stepper drive, 3A per phase, 2-phase output, 12-48 VDC, bipolar, velocity and position mode, 200 to 25600 steps per revolution. | Stock | 69 | 72
STP-DRV-4845 | SureStep DC microstepping stepper drive, 4.5A per phase, 2-phase output, 24-48 VDC, bipolar, velocity and position mode, 200 to 20000 steps per revolution. | Stock | 79 | 82
STP-DRV-4850 | SureStep DC advanced microstepping stepper drive, 5A per phase, 2-phase output, 24-48 VDC, bipolar, velocity and position mode, 200 to 51200 steps per revolution, (1) RS-232 (RJ11) port(s). | Stock | 249 | 259
STP-DRV-6575 | SureStep DC microstepping stepper drive, 7.5A per phase, 2-phase output, 24-75 VDC, bipolar, velocity and position mode, 200 to 20000 steps per revolution. | Stock | 96 | 100
STP-DRV-80100 | SureStep DC advanced microstepping stepper drive, 10A per phase, 2-phase output, 24-80 VDC, bipolar, velocity and position mode, 200 to 51200 steps per revolution, (1) RS-232 (RJ11) port(s). | Stock | 298 | 310
STP-DRVA-BR-100 | SureStep braking resistor, 100W, 10 ohm, encapsulated. For use with multiple stepper drives. Requires STP-DRV-RC-050 regen clamp. | Stock | 70 | 73
STP-DRVAC-24025 | SureStep AC microstepping stepper drive, 2.5A per phase, 2-phase output, 90-240 VAC, bipolar, velocity and position mode, 200 to 25600 steps per revolution. | Stock | 199 | 207
STP-DRVA-RC-050A | SureStep regen clamp, 50W, 10-80 VDC, 10 ohm, enclosed. For use with DC input stepper and servo drives. | Stock | 55 | 57
STP-EXT-006 | SureStep extension cable, 4-pin connector to pigtail, 6ft cable length. For use with SureStep MTR series stepper motors. | Stock | 12 | 12.5
STP-EXT-010 | SureStep extension cable, 4-pin connector to pigtail, 10ft cable length. For use with SureStep MTR series stepper motors. | Stock | 13.5 | 14
STP-EXT-020 | SureStep extension cable, mating connectors, 20ft cable length. For use with SureStep MTR series stepper motors. | Stock | 17.5 | 18
STP-EXT42-006 | SureStep extension cable, 10-pin connector to pigtail, shielded, 6ft cable length. For use with SureStep NEMA 42 MTRAC series stepper motors. | Stock | 25
STP-EXT42-010 | SureStep extension cable, 10-pin connector to pigtail, shielded, 10ft cable length. For use with SureStep NEMA 42 MTRAC series stepper motors. | Stock | 30
STP-EXT42-020 | SureStep extension cable, 10-pin connector to pigtail, shielded, 20ft cable length. For use with SureStep NEMA 42 MTRAC series stepper motors. | Stock | 43
STP-EXT42H-006 | SureStep extension cable, 10-pin connector to pigtail, shielded, 6ft cable length. For use with SureStep NEMA 42 MTRACH series stepper motors. | Stock | 25
STP-EXT42H-010 | SureStep extension cable, 10-pin connector to pigtail, shielded, 10ft cable length. For use with SureStep NEMA 42 MTRACH series stepper motors. | Stock | 30
STP-EXT42H-020 | SureStep extension cable, 10-pin connector to pigtail, shielded, 20ft cable length. For use with SureStep NEMA 42 MTRACH series stepper motors. | Stock | 43
STP-EXTH-006 | SureStep extension cable, 4-pin connector to pigtail, 6ft cable length. For use with SureStep MTRH series stepper motors. | Stock | 24.5 | 25.5
STP-EXTH-010 | SureStep extension cable, 4-pin connector to pigtail, 10ft cable length. For use with SureStep MTRH series stepper motors. | Stock | 29.5 | 30.5
STP-EXTH-020 | SureStep extension cable, mating connectors, 20ft cable length. For use with SureStep MTRH series stepper motors. | Stock | 35 | 36.5
STP-EXTHW-006 | SureStep extension cable, 6-pin connector to pigtail, 6ft cable length. For use with SureStep MTRH series IP65 stepper motors. | Stock | 46.5 | 48.5
STP-EXTHW-010 | SureStep extension cable, 6-pin connector to pigtail, 10ft cable length. For use with SureStep MTRH series IP65 stepper motors. | Stock | 51 | 53
STP-EXTHW-020 | SureStep extension cable, 6-pin connector to pigtail, 20ft cable length. For use with SureStep MTRH series IP65 stepper motors. | Stock | 65 | 68
STP-EXTL-006 | SureStep extension cable, 4-pin connector to pigtail, 6ft cable length. For use with SureStep MTRL series stepper motors. | Stock | 10.5 | 11
STP-EXTL-010 | SureStep extension cable, 4-pin connector to pigtail, 10ft cable length. For use with SureStep MTRL series stepper motors. | Stock | 13.5 | 14
STP-EXTL-020 | SureStep extension cable, 4-pin connector to pigtail, 20ft cable length. For use with SureStep MTRL series stepper motors. | Stock | 17 | 17.5
STP-EXTW-006 | SureStep extension cable, 6-pin connector to pigtail, 6ft cable length. For use with SureStep MTR series IP65 stepper motors. | Stock | 46.5 | 48.5
STP-EXTW-010 | SureStep extension cable, 6-pin connector to pigtail, 10ft cable length. For use with SureStep MTR series IP65 stepper motors. | Stock | 51 | 53
STP-EXTW-020 | SureStep extension cable, 6-pin connector to pigtail, 20ft cable length. For use with SureStep MTR series IP65 stepper motors. | Stock | 65 | 68
STP-LA-EXT17-006 | SureStep extension cable, 6-pin (4-wire) connector to pigtail, 6ft cable length. For use with SureStep NEMA 17 STP-LE series linear actuators. | Stock | 23 | 24
STP-LA-EXT17-010 | SureStep extension cable, 6-pin (4-wire) connector to pigtail, 10ft cable length. For use with SureStep NEMA 17 STP-LE series linear actuators. | Stock | 30 | 31
STP-LA-EXT17-020 | SureStep extension cable, 6-pin (4-wire) connector to pigtail, 20ft cable length. For use with SureStep NEMA 17 STP-LE series linear actuators. | Stock | 49 | 51
STP-LA-EXT23-006 | SureStep extension cable, 6-pin (4-wire) connector to pigtail, 6ft cable length. For use with SureStep NEMA 23 STP-LE series linear actuators. | Stock | 26 | 27
STP-LA-EXT23-010 | SureStep extension cable, 6-pin (4-wire) connector to pigtail, 10ft cable length. For use with SureStep NEMA 23 STP-LE series linear actuators. | Stock | 34 | 35.5
STP-LA-EXT23-020 | SureStep extension cable, 6-pin (4-wire) connector to pigtail, 20ft cable length. For use with SureStep NEMA 23 STP-LE series linear actuators. | Stock | 53 | 55
STP-LA-NRFA | SureStep lead screw flange nut, round, 0.25in/rev, 0.25in lead screw diameter. For use with SureStep STP-LE series screw code A linear actuators. | Stock | 19 | 20
STP-LA-NRFB | SureStep lead screw flange nut, round, 0.5in/rev, 0.25in lead screw diameter. For use with SureStep STP-LE series screw code B linear actuators. | Stock | 19 | 20
STP-LA-NRFC | SureStep lead screw flange nut, round, 3mm/rev, 6.5mm lead screw diameter. For use with SureStep STP-LE series screw code C linear actuators. | Stock | 19 | 20
STP-LA-NRFD | SureStep lead screw flange nut, round, 1.25mm/rev, 8mm lead screw diameter. For use with SureStep STP-LE series screw code D linear actuators. | Stock | 19 | 20
STP-LA-NRFE | SureStep lead screw flange nut, round, 8mm/rev, 8mm lead screw diameter. For use with SureStep STP-LE series screw code E linear actuators. | Stock | 19 | 20
STP-LA-NRFF | SureStep lead screw flange nut, round, 10.5mm/rev, 10mm lead screw diameter. For use with SureStep STP-LE series screw code F linear actuators. | Stock | 22 | 23
STP-LA-NRFG | SureStep lead screw flange nut, round, 2mm/rev, 12mm lead screw diameter. For use with SureStep STP-LE series screw code G linear actuators. | Stock | 34 | 35.5
STP-LA-NRFH | SureStep lead screw flange nut, round, 6mm/rev, 12mm lead screw diameter. For use with SureStep STP-LE series screw code H linear actuators. | Stock | 34 | 35.5
STP-LA-NRFK | SureStep lead screw flange nut, round, 1in/rev, 0.5in lead screw diameter. For use with SureStep STP-LE series screw code K linear actuators. | Stock | 34 | 35.5
STP-LA-NTFA | SureStep lead screw flange nut, replacement, triangular, 0.25in/rev, 0.25in lead screw diameter. For use with SureStep STP-LE series screw code A linear actuators. | Stock | 19 | 20
STP-LA-NTFB | SureStep lead screw flange nut, replacement, triangular, 0.5in/rev, 0.25in lead screw diameter. For use with SureStep STP-LE series screw code B linear actuators. | Stock | 19 | 20
STP-LA-NTFC | SureStep lead screw flange nut, replacement, triangular, 3mm/rev, 6.5mm lead screw diameter. For use with SureStep STP-LE series screw code C linear actuators. | Stock | 19 | 20
STP-LA-NTFD | SureStep lead screw flange nut, replacement, triangular, 1.25mm/rev, 8mm lead screw diameter. For use with SureStep STP-LE series screw code D linear actuators. | Stock | 19 | 20
STP-LA-NTFE | SureStep lead screw flange nut, replacement, triangular, 8mm/rev, 8mm lead screw diameter. For use with SureStep STP-LE series screw code E linear actuators. | Stock | 19 | 20
STP-LA-NTFF | SureStep lead screw flange nut, replacement, triangular, 10.5mm/rev, 10mm lead screw diameter. For use with SureStep STP-LE series screw code F linear actuators. | Stock | 22 | 23
STP-LA-NTFG | SureStep lead screw flange nut, replacement, triangular, 2mm/rev, 12mm lead screw diameter. For use with SureStep STP-LE series screw code G linear actuators. | Stock | 34 | 35.5
STP-LA-NTFH | SureStep lead screw flange nut, replacement, triangular, 6mm/rev, 12mm lead screw diameter. For use with SureStep STP-LE series screw code H linear actuators. | Stock | 34 | 35.5
STP-LA-NTFK | SureStep lead screw flange nut, replacement, triangular, 1in/rev, 0.5in lead screw diameter. For use with SureStep STP-LE series screw code K linear actuators. | Stock | 34 | 35.5
STP-LE17-2A06ADJ | SureStep stepper motor linear actuator, external nut, encoder ready, NEMA 17 frame, IP40, double stack, 2A, 6in lead screw length, 0.25in/rev, 0.25in lead screw diameter, screw code A, journal and groove end machining. | Stock | 112 | 116
STP-LE17-2A06ANN | SureStep stepper motor linear actuator, external nut, NEMA 17 frame, IP40, double stack, 2A, 6in lead screw length, 0.25in/rev, 0.25in lead screw diameter, screw code A, no end machining. | Stock | 96 | 100
STP-LE17-2A09ADJ | SureStep stepper motor linear actuator, external nut, encoder ready, NEMA 17 frame, IP40, double stack, 2A, 9in lead screw length, 0.25in/rev, 0.25in lead screw diameter, screw code A, journal and groove end machining. | Stock | 115 | 120
STP-LE17-2A09ANN | SureStep stepper motor linear actuator, external nut, NEMA 17 frame, IP40, double stack, 2A, 9in lead screw length, 0.25in/rev, 0.25in lead screw diameter, screw code A, no end machining. | Stock | 102 | 106
STP-LE17-2A12ADJ | SureStep stepper motor linear actuator, external nut, encoder ready, NEMA 17 frame, IP40, double stack, 2A, 12in lead screw length, 0.25in/rev, 0.25in lead screw diameter, screw code A, journal and groove end machining. | Stock | 118 | 123
STP-LE17-2A12ANN | SureStep stepper motor linear actuator, external nut, NEMA 17 frame, IP40, double stack, 2A, 12in lead screw length, 0.25in/rev, 0.25in lead screw diameter, screw code A, no end machining. | Stock | 105 | 109
STP-LE17-2C06ADJ | SureStep stepper motor linear actuator, external nut, encoder ready, NEMA 17 frame, IP40, double stack, 2A, 6in lead screw length, 3mm/rev, 6.5mm lead screw diameter, screw code C, journal and groove end machining. | Stock | 110 | 114
STP-LE17-2C06ANN | SureStep stepper motor linear actuator, external nut, NEMA 17 frame, IP40, double stack, 2A, 6in lead screw length, 3mm/rev, 6.5mm lead screw diameter, screw code C, no end machining. | Stock | 97 | 101
STP-LE17-2C09ADJ | SureStep stepper motor linear actuator, external nut, encoder ready, NEMA 17 frame, IP40, double stack, 2A, 9in lead screw length, 3mm/rev, 6.5mm lead screw diameter, screw code C, journal and groove end machining. | Stock | 111 | 115
STP-LE17-2C09ANN | SureStep stepper motor linear actuator, external nut, NEMA 17 frame, IP40, double stack, 2A, 9in lead screw length, 3mm/rev, 6.5mm lead screw diameter, screw code C, no end machining. | Stock | 99 | 103
STP-LE17-2C12ADJ | SureStep stepper motor linear actuator, external nut, encoder ready, NEMA 17 frame, IP40, double stack, 2A, 12in lead screw length, 3mm/rev, 6.5mm lead screw diameter, screw code C, journal and groove end machining. | Stock | 113 | 118
STP-LE17-2C12ANN | SureStep stepper motor linear actuator, external nut, NEMA 17 frame, IP40, double stack, 2A, 12in lead screw length, 3mm/rev, 6.5mm lead screw diameter, screw code C, no end machining. | Stock | 101 | 105
STP-LE17-2D06ADJ | SureStep stepper motor linear actuator, external nut, encoder ready, NEMA 17 frame, IP40, double stack, 2A, 6in lead screw length, 1.25mm/rev, 8mm lead screw diameter, screw code D, journal and groove end machining. | Stock | 111 | 115
STP-LE17-2D06ANN | SureStep stepper motor linear actuator, external nut, NEMA 17 frame, IP40, double stack, 2A, 6in lead screw length, 1.25mm/rev, 8mm lead screw diameter, screw code D, no end machining. | Stock | 99 | 103
STP-LE17-2D09ADJ | SureStep stepper motor linear actuator, external nut, encoder ready, NEMA 17 frame, IP40, double stack, 2A, 9in lead screw length, 1.25mm/rev, 8mm lead screw diameter, screw code D, journal and groove end machining. | Stock | 114 | 119
STP-LE17-2D09ANN | SureStep stepper motor linear actuator, external nut, NEMA 17 frame, IP40, double stack, 2A, 9in lead screw length, 1.25mm/rev, 8mm lead screw diameter, screw code D, no end machining. | Stock | 101 | 105
STP-LE17-2D12ADJ | SureStep stepper motor linear actuator, external nut, encoder ready, NEMA 17 frame, IP40, double stack, 2A, 12in lead screw length, 1.25mm/rev, 8mm lead screw diameter, screw code D, journal and groove end machining. | Stock | 116 | 121
STP-LE17-2D12ANN | SureStep stepper motor linear actuator, external nut, NEMA 17 frame, IP40, double stack, 2A, 12in lead screw length, 1.25mm/rev, 8mm lead screw diameter, screw code D, no end machining. | Stock | 103 | 107
STP-LE17-3A06ADJ | SureStep stepper motor linear actuator, external nut, encoder ready, NEMA 17 frame, IP40, triple stack, 2A, 6in lead screw length, 0.25in/rev, 0.25in lead screw diameter, screw code A, journal and groove end machining. | Stock | 121 | 126
STP-LE17-3A06ANN | SureStep stepper motor linear actuator, external nut, NEMA 17 frame, IP40, triple stack, 2A, 6in lead screw length, 0.25in/rev, 0.25in lead screw diameter, screw code A, no end machining. | Stock | 109 | 113
STP-LE17-3A09ADJ | SureStep stepper motor linear actuator, external nut, encoder ready, NEMA 17 frame, IP40, triple stack, 2A, 9in lead screw length, 0.25in/rev, 0.25in lead screw diameter, screw code A, journal and groove end machining. | Stock | 124 | 129
STP-LE17-3A09ANN | SureStep stepper motor linear actuator, external nut, NEMA 17 frame, IP40, triple stack, 2A, 9in lead screw length, 0.25in/rev, 0.25in lead screw diameter, screw code A, no end machining. | Stock | 112 | 116
STP-LE17-3A12ADJ | SureStep stepper motor linear actuator, external nut, encoder ready, NEMA 17 frame, IP40, triple stack, 2A, 12in lead screw length, 0.25in/rev, 0.25in lead screw diameter, screw code A, journal and groove end machining. | Stock | 127 | 132
STP-LE17-3A12ANN | SureStep stepper motor linear actuator, external nut, NEMA 17 frame, IP40, triple stack, 2A, 12in lead screw length, 0.25in/rev, 0.25in lead screw diameter, screw code A, no end machining. | Stock | 115 | 120
STP-LE17-3B06ADJ | SureStep stepper motor linear actuator, external nut, encoder ready, NEMA 17 frame, IP40, triple stack, 2A, 6in lead screw length, 0.5in/rev, 0.25in lead screw diameter, screw code B, journal and groove end machining. | Stock | 122 | 127
STP-LE17-3B06ANN | SureStep stepper motor linear actuator, external nut, NEMA 17 frame, IP40, triple stack, 2A, 6in lead screw length, 0.5in/rev, 0.25in lead screw diameter, screw code B, no end machining. | Stock | 109 | 113
STP-LE17-3B09ADJ | SureStep stepper motor linear actuator, external nut, encoder ready, NEMA 17 frame, IP40, triple stack, 2A, 9in lead screw length, 0.5in/rev, 0.25in lead screw diameter, screw code B, journal and groove end machining. | Stock | 124 | 129
STP-LE17-3B09ANN | SureStep stepper motor linear actuator, external nut, NEMA 17 frame, IP40, triple stack, 2A, 9in lead screw length, 0.5in/rev, 0.25in lead screw diameter, screw code B, no end machining. | Stock | 112 | 116
STP-LE17-3B12ADJ | SureStep stepper motor linear actuator, external nut, encoder ready, NEMA 17 frame, IP40, triple stack, 2A, 12in lead screw length, 0.5in/rev, 0.25in lead screw diameter, screw code B, journal and groove end machining. | Stock | 127 | 132
STP-LE17-3B12ANN | SureStep stepper motor linear actuator, external nut, NEMA 17 frame, IP40, triple stack, 2A, 12in lead screw length, 0.5in/rev, 0.25in lead screw diameter, screw code B, no end machining. | Stock | 115 | 120
STP-LE17-3E06ADJ | SureStep stepper motor linear actuator, external nut, encoder ready, NEMA 17 frame, IP40, triple stack, 2A, 6in lead screw length, 8mm/rev, 8mm lead screw diameter, screw code E, journal and groove end machining. | Stock | 120 | 125
STP-LE17-3E06ANN | SureStep stepper motor linear actuator, external nut, NEMA 17 frame, IP40, triple stack, 2A, 6in lead screw length, 8mm/rev, 8mm lead screw diameter, screw code E, no end machining. | Stock | 108 | 112
STP-LE17-3E09ADJ | SureStep stepper motor linear actuator, external nut, encoder ready, NEMA 17 frame, IP40, triple stack, 2A, 9in lead screw length, 8mm/rev, 8mm lead screw diameter, screw code E, journal and groove end machining. | Stock | 123 | 128
STP-LE17-3E09ANN | SureStep stepper motor linear actuator, external nut, NEMA 17 frame, IP40, triple stack, 2A, 9in lead screw length, 8mm/rev, 8mm lead screw diameter, screw code E, no end machining. | Stock | 110 | 114
STP-LE17-3E12ADJ | SureStep stepper motor linear actuator, external nut, encoder ready, NEMA 17 frame, IP40, triple stack, 2A, 12in lead screw length, 8mm/rev, 8mm lead screw diameter, screw code E, journal and groove end machining. | Stock | 125 | 130
STP-LE17-3E12ANN | SureStep stepper motor linear actuator, external nut, NEMA 17 frame, IP40, triple stack, 2A, 12in lead screw length, 8mm/rev, 8mm lead screw diameter, screw code E, no end machining. | Stock | 113 | 118
STP-LE23-1F06ADJ | SureStep stepper motor linear actuator, external nut, encoder ready, NEMA 23 frame, IP40, single stack, 2.1A, 6in lead screw length, 10.5mm/rev, 10mm lead screw diameter, screw code F, journal and groove end machining. | Stock | 151 | 157
STP-LE23-1F06ANN | SureStep stepper motor linear actuator, external nut, NEMA 23 frame, IP40, single stack, 2.1A, 6in lead screw length, 10.5mm/rev, 10mm lead screw diameter, screw code F, no end machining. | Stock | 130 | 135
STP-LE23-1F09ADJ | SureStep stepper motor linear actuator, external nut, encoder ready, NEMA 23 frame, IP40, single stack, 2.1A, 9in lead screw length, 10.5mm/rev, 10mm lead screw diameter, screw code F, journal and groove end machining. | Stock | 155 | 161
STP-LE23-1F09ANN | SureStep stepper motor linear actuator, external nut, NEMA 23 frame, IP40, single stack, 2.1A, 9in lead screw length, 10.5mm/rev, 10mm lead screw diameter, screw code F, no end machining. | Stock | 143 | 149
STP-LE23-1F12ADJ | SureStep stepper motor linear actuator, external nut, encoder ready, NEMA 23 frame, IP40, single stack, 2.1A, 12in lead screw length, 10.5mm/rev, 10mm lead screw diameter, screw code F, journal and groove end machining. | Stock | 159 | 165
STP-LE23-1F12ANN | SureStep stepper motor linear actuator, external nut, NEMA 23 frame, IP40, single stack, 2.1A, 12in lead screw length, 10.5mm/rev, 10mm lead screw diameter, screw code F, no end machining. | Stock | 146 | 152
STP-LE23-1G06ADJ | SureStep stepper motor linear actuator, external nut, encoder ready, NEMA 23 frame, IP40, single stack, 2.1A, 6in lead screw length, 2mm/rev, 12mm lead screw diameter, screw code G, journal and groove end machining. | Stock | 165 | 172
STP-LE23-1G06ANN | SureStep stepper motor linear actuator, external nut, NEMA 23 frame, IP40, single stack, 2.1A, 6in lead screw length, 2mm/rev, 12mm lead screw diameter, screw code G, no end machining. | Stock | 142 | 148
STP-LE23-1G09ADJ | SureStep stepper motor linear actuator, external nut, encoder ready, NEMA 23 frame, IP40, single stack, 2.1A, 9in lead screw length, 2mm/rev, 12mm lead screw diameter, screw code G, journal and groove end machining. | Stock | 170 | 177
STP-LE23-1G09ANN | SureStep stepper motor linear actuator, external nut, NEMA 23 frame, IP40, single stack, 2.1A, 9in lead screw length, 2mm/rev, 12mm lead screw diameter, screw code G, no end machining. | Stock | 157 | 163
STP-LE23-1G12ADJ | SureStep stepper motor linear actuator, external nut, encoder ready, NEMA 23 frame, IP40, single stack, 2.1A, 12in lead screw length, 2mm/rev, 12mm lead screw diameter, screw code G, journal and groove end machining. | Stock | 175 | 182
STP-LE23-1G12ANN | SureStep stepper motor linear actuator, external nut, NEMA 23 frame, IP40, single stack, 2.1A, 12in lead screw length, 2mm/rev, 12mm lead screw diameter, screw code G, no end machining. | Stock | 163 | 170
STP-LE23-1H06ADJ | SureStep stepper motor linear actuator, external nut, encoder ready, NEMA 23 frame, IP40, single stack, 2.1A, 6in lead screw length, 6mm/rev, 12mm lead screw diameter, screw code H, journal and groove end machining. | Stock | 163 | 170
STP-LE23-1H06ANN | SureStep stepper motor linear actuator, external nut, NEMA 23 frame, IP40, single stack, 2.1A, 6in lead screw length, 6mm/rev, 12mm lead screw diameter, screw code H, no end machining. | Stock | 141 | 147
STP-LE23-1H09ADJ | SureStep stepper motor linear actuator, external nut, encoder ready, NEMA 23 frame, IP40, single stack, 2.1A, 9in lead screw length, 6mm/rev, 12mm lead screw diameter, screw code H, journal and groove end machining. | Stock | 168 | 175
STP-LE23-1H09ANN | SureStep stepper motor linear actuator, external nut, NEMA 23 frame, IP40, single stack, 2.1A, 9in lead screw length, 6mm/rev, 12mm lead screw diameter, screw code H, no end machining. | Stock | 155 | 161
STP-LE23-1H12ADJ | SureStep stepper motor linear actuator, external nut, encoder ready, NEMA 23 frame, IP40, single stack, 2.1A, 12in lead screw length, 6mm/rev, 12mm lead screw diameter, screw code H, journal and groove end machining. | Stock | 172 | 179
STP-LE23-1H12ANN | SureStep stepper motor linear actuator, external nut, NEMA 23 frame, IP40, single stack, 2.1A, 12in lead screw length, 6mm/rev, 12mm lead screw diameter, screw code H, no end machining. | Stock | 160 | 166
STP-LE23-3H06ADJ | SureStep stepper motor linear actuator, external nut, encoder ready, NEMA 23 frame, IP40, triple stack, 3A, 6in lead screw length, 6mm/rev, 12mm lead screw diameter, screw code H, journal and groove end machining. | Stock | 188 | 196
STP-LE23-3H06ANN | SureStep stepper motor linear actuator, external nut, NEMA 23 frame, IP40, triple stack, 3A, 6in lead screw length, 6mm/rev, 12mm lead screw diameter, screw code H, no end machining. | Stock | 175 | 182
STP-LE23-3H09ADJ | SureStep stepper motor linear actuator, external nut, encoder ready, NEMA 23 frame, IP40, triple stack, 3A, 9in lead screw length, 6mm/rev, 12mm lead screw diameter, screw code H, journal and groove end machining. | Stock | 193 | 201
STP-LE23-3H09ANN | SureStep stepper motor linear actuator, external nut, NEMA 23 frame, IP40, triple stack, 3A, 9in lead screw length, 6mm/rev, 12mm lead screw diameter, screw code H, no end machining. | Stock | 180 | 187
STP-LE23-3H12ADJ | SureStep stepper motor linear actuator, external nut, encoder ready, NEMA 23 frame, IP40, triple stack, 3A, 12in lead screw length, 6mm/rev, 12mm lead screw diameter, screw code H, journal and groove end machining. | Stock | 197 | 205
STP-LE23-3H12ANN | SureStep stepper motor linear actuator, external nut, NEMA 23 frame, IP40, triple stack, 3A, 12in lead screw length, 6mm/rev, 12mm lead screw diameter, screw code H, no end machining. | Stock | 185 | 192
STP-LE23-3K06ADJ | SureStep stepper motor linear actuator, external nut, encoder ready, NEMA 23 frame, IP40, triple stack, 3A, 6in lead screw length, 1in/rev, 0.5in lead screw diameter, screw code K, journal and groove end machining. | Stock | 199 | 207
STP-LE23-3K06ANN | SureStep stepper motor linear actuator, external nut, NEMA 23 frame, IP40, triple stack, 3A, 6in lead screw length, 1in/rev, 0.5in lead screw diameter, screw code K, no end machining. | Stock | 187 | 194
STP-LE23-3K09ADJ | SureStep stepper motor linear actuator, external nut, encoder ready, NEMA 23 frame, IP40, triple stack, 3A, 9in lead screw length, 1in/rev, 0.5in lead screw diameter, screw code K, journal and groove end machining. | Stock | 198 | 206
STP-LE23-3K09ANN | SureStep stepper motor linear actuator, external nut, NEMA 23 frame, IP40, triple stack, 3A, 9in lead screw length, 1in/rev, 0.5in lead screw diameter, screw code K, no end machining. | Stock | 195 | 203
STP-LE23-3K12ADJ | SureStep stepper motor linear actuator, external nut, encoder ready, NEMA 23 frame, IP40, triple stack, 3A, 12in lead screw length, 1in/rev, 0.5in lead screw diameter, screw code K, journal and groove end machining. | Stock | 202 | 210
STP-LE23-3K12ANN | SureStep stepper motor linear actuator, external nut, NEMA 23 frame, IP40, triple stack, 3A, 12in lead screw length, 1in/rev, 0.5in lead screw diameter, screw code K, no end machining. | Stock | 204 | 212
STP-MTR-17040 | SureStep stepper motor, NEMA 17 frame, IP40, single shaft, 1.7A, 61 oz-in holding torque, 1.8-degree step angle, 200 steps per revolution, bipolar. Requires STP-EXT-xxx cable. | Stock | 20.5 | 21.5
STP-MTR-17040D | SureStep stepper motor, NEMA 17 frame, IP40, dual shaft, encoder ready, 1.7A, 61 oz-in holding torque, 1.8-degree step angle, 200 steps per revolution, bipolar. Requires STP-EXT-xxx cable. | Stock | 24.5 | 25.5
STP-MTR-17040E | SureStep stepper motor, NEMA 17 frame, IP40, dual shaft, external (field-wireable) encoder, 1.7A, 61 oz-in holding torque, 1.8-degree step angle, 200 steps per revolution, bipolar. Requires STP-EXT-xxx and STP-CBL-EBxxx cables. | Stock | 95 | 99
STP-MTR-17040W | SureStep stepper motor, NEMA 17 frame, IP65, single shaft, 1.7A, 61 oz-in holding torque, 1.8-degree step angle, 200 steps per revolution, bipolar. Requires STP-EXTW-xxx cable. | Stock | 135 | 140
STP-MTR-17048 | SureStep stepper motor, NEMA 17 frame, IP40, single shaft, 2A, 83 oz-in holding torque, 1.8-degree step angle, 200 steps per revolution, bipolar. Requires STP-EXT-xxx cable. | Stock | 24.5 | 25.5
STP-MTR-17048D | SureStep stepper motor, NEMA 17 frame, IP40, dual shaft, encoder ready, 2A, 83 oz-in holding torque, 1.8-degree step angle, 200 steps per revolution, bipolar. Requires STP-EXT-xxx cable. | Stock | 29 | 30
STP-MTR-17048E | SureStep stepper motor, NEMA 17 frame, IP40, dual shaft, external (field-wireable) encoder, 2A, 83 oz-in holding torque, 1.8-degree step angle, 200 steps per revolution, bipolar. Requires STP-EXT-xxx and STP-CBL-EBxxx cables. | Stock | 100 | 104
STP-MTR-17048W | SureStep stepper motor, NEMA 17 frame, IP65, single shaft, 2A, 83 oz-in holding torque, 1.8-degree step angle, 200 steps per revolution, bipolar. Requires STP-EXTW-xxx cable. | Stock | 138 | 144
STP-MTR-17060 | SureStep stepper motor, NEMA 17 frame, IP40, single shaft, 2A, 115 oz-in holding torque, 1.8-degree step angle, 200 steps per revolution, bipolar. Requires STP-EXT-xxx cable. | Stock | 40 | 41.5
STP-MTR-17060D | SureStep stepper motor, NEMA 17 frame, IP40, dual shaft, encoder ready, 2A, 115 oz-in holding torque, 1.8-degree step angle, 200 steps per revolution, bipolar. Requires STP-EXT-xxx cable. | Stock | 44.5 | 46.5
STP-MTR-17060E | SureStep stepper motor, NEMA 17 frame, IP40, dual shaft, external (field-wireable) encoder, 2A, 115 oz-in holding torque, 1.8-degree step angle, 200 steps per revolution, bipolar. Requires STP-EXT-xxx and STP-CBL-EBxxx cables. | Stock | 115 | 120
STP-MTR-17060W | SureStep stepper motor, NEMA 17 frame, IP65, single shaft, 2A, 115 oz-in holding torque, 1.8-degree step angle, 200 steps per revolution, bipolar. Requires STP-EXTW-xxx cable. | Stock | 179 | 186
STP-MTR-23055 | SureStep stepper motor, NEMA 23 frame, IP40, single shaft, 2.8A, 166 oz-in holding torque, 1.8-degree step angle, 200 steps per revolution, bipolar. Requires STP-EXT-xxx cable. | Stock | 39.5 | 41
STP-MTR-23055D | SureStep stepper motor, NEMA 23 frame, IP40, dual shaft, encoder ready, 2.8A, 166 oz-in holding torque, 1.8-degree step angle, 200 steps per revolution, bipolar. Requires STP-EXT-xxx cable. | Stock | 44.5 | 46.5
STP-MTR-23055E | SureStep stepper motor, NEMA 23 frame, IP40, dual shaft, external (field-wireable) encoder, 2.8A, 166 oz-in holding torque, 1.8-degree step angle, 200 steps per revolution, bipolar. Requires STP-EXT-xxx and STP-CBL-EBxxx cables. | Stock | 116 | 121
STP-MTR-23055W | SureStep stepper motor, NEMA 23 frame, IP65, single shaft, 2.8A, 166 oz-in holding torque, 1.8-degree step angle, 200 steps per revolution, bipolar. Requires STP-EXTW-xxx cable. | Stock | 167 | 174
STP-MTR-23079 | SureStep stepper motor, NEMA 23 frame, IP40, single shaft, 2.8A, 276 oz-in holding torque, 1.8-degree step angle, 200 steps per revolution, bipolar. Requires STP-EXT-xxx cable. | Stock | 51 | 53
STP-MTR-23079D | SureStep stepper motor, NEMA 23 frame, IP40, dual shaft, encoder ready, 2.8A, 276 oz-in holding torque, 1.8-degree step angle, 200 steps per revolution, bipolar. Requires STP-EXT-xxx cable. | Stock | 56 | 58
STP-MTR-23079E | SureStep stepper motor, NEMA 23 frame, IP40, dual shaft, external (field-wireable) encoder, 2.8A, 276 oz-in holding torque, 1.8-degree step angle, 200 steps per revolution, bipolar. Requires STP-EXT-xxx and STP-CBL-EBxxx cables. | Stock | 127 | 132
STP-MTR-23079W | SureStep stepper motor, NEMA 23 frame, IP65, single shaft, 2.8A, 276 oz-in holding torque, 1.8-degree step angle, 200 steps per revolution, bipolar. Requires STP-EXTW-xxx cable. | Stock | 181 | 188
STP-MTR-34066 | SureStep stepper motor, NEMA 34 frame, IP40, single shaft, 2.8A, 434 oz-in holding torque, 1.8-degree step angle, 200 steps per revolution, bipolar. Requires STP-EXT-xxx cable. | Stock | 119 | 124
STP-MTR-34066D | SureStep stepper motor, NEMA 34 frame, IP40, dual shaft, encoder ready, 2.8A, 434 oz-in holding torque, 1.8-degree step angle, 200 steps per revolution, bipolar. Requires STP-EXT-xxx cable. | Stock | 135 | 140
STP-MTR-34066W | SureStep stepper motor, NEMA 34 frame, IP65, single shaft, 2.8A, 434 oz-in holding torque, 1.8-degree step angle, 200 steps per revolution, bipolar. Requires STP-EXTW-xxx cable. | Stock | 216 | 225
STP-MTRA-17DMP | SureStep damper, metal body. For use with NEMA 17 stepper motors with 5mm shafts. Mounting set screw included. | Stock | 14 | 14.5
STP-MTRA-23DMP | SureStep damper, metal body. For use with NEMA 23 stepper motors with 1/4in shafts. Mounting set screw included. | Stock | 31.5 | 33
STP-MTRA-42ENC | SureStep encoder mounting plate, metal body. For use with SureStep NEMA 42 stepper motors with dual shafts. Encoder mounting screws and mounting plate screws included. Mounting holes for CUI Devices AMT132/AMT332 encoders and US Digital E6 encoders. | Stock | 9
STP-MTRAC-23044 | SureStep stepper motor, NEMA 23 frame, IP40, single shaft, 0.71A, 75 oz-in holding torque, 1.8-degree step angle, 200 steps per revolution, bipolar. | Stock | 57 | 59
STP-MTRAC-23044D | SureStep stepper motor, NEMA 23 frame, IP40, dual shaft, encoder ready, 0.71A, 75 oz-in holding torque, 1.8-degree step angle, 200 steps per revolution, bipolar. | Stock | 58 | 60
STP-MTRAC-23055 | SureStep stepper motor, NEMA 23 frame, IP40, single shaft, 0.71A, 149 oz-in holding torque, 1.8-degree step angle, 200 steps per revolution, bipolar. | Stock | 63 | 66
STP-MTRAC-23055D | SureStep stepper motor, NEMA 23 frame, IP40, dual shaft, encoder ready, 0.71A, 149 oz-in holding torque, 1.8-degree step angle, 200 steps per revolution, bipolar. | Stock | 64 | 67
STP-MTRAC-23078 | SureStep stepper motor, NEMA 23 frame, IP40, single shaft, 0.71A, 227 oz-in holding torque, 1.8-degree step angle, 200 steps per revolution, bipolar. | Stock | 88 | 92
STP-MTRAC-23078D | SureStep stepper motor, NEMA 23 frame, IP40, dual shaft, encoder ready, 0.71A, 227 oz-in holding torque, 1.8-degree step angle, 200 steps per revolution, bipolar. | Stock | 89 | 93
STP-MTRAC-34075 | SureStep stepper motor, NEMA 34 frame, IP40, single shaft, 2.15A, 821 oz-in holding torque, 1.8-degree step angle, 200 steps per revolution, bipolar. | Stock | 235 | 244
STP-MTRAC-34075D | SureStep stepper motor, NEMA 34 frame, IP40, dual shaft, encoder ready, 2.15A, 821 oz-in holding torque, 1.8-degree step angle, 200 steps per revolution, bipolar. | Stock | 236 | 245
STP-MTRAC-34115 | SureStep stepper motor, NEMA 34 frame, IP40, single shaft, 2.05A, 1110 oz-in holding torque, 1.8-degree step angle, 200 steps per revolution, bipolar. | Stock | 245 | 255
STP-MTRAC-34115D | SureStep stepper motor, NEMA 34 frame, IP40, dual shaft, encoder ready, 2.05A, 1110 oz-in holding torque, 1.8-degree step angle, 200 steps per revolution, bipolar. | Stock | 246 | 256
STP-MTRAC-34156 | SureStep stepper motor, NEMA 34 frame, IP40, single shaft, 2.5A, 1841 oz-in holding torque, 1.8-degree step angle, 200 steps per revolution, bipolar. | Stock | 265 | 276
STP-MTRAC-34156D | SureStep stepper motor, NEMA 34 frame, IP40, dual shaft, encoder ready, 2.5A, 1841 oz-in holding torque, 1.8-degree step angle, 200 steps per revolution, bipolar. | Stock | 265 | 276
STP-MTRAC-42100 | SureStep stepper motor, NEMA 42 frame, IP40, single shaft, 4.2A, 1728 oz-in holding torque, 1.8-degree step angle, 200 steps per revolution, bipolar. Requires SureStep STP-EXT42-xxx cable. | Stock | 235
STP-MTRAC-42100D | SureStep stepper motor, NEMA 42 frame, IP40, dual shaft, encoder ready, 4.2A, 1728 oz-in holding torque, 1.8-degree step angle, 200 steps per revolution, bipolar. Requires SureStep STP-EXT42-xxx cable. | Stock | 255
STP-MTRAC-42151 | SureStep stepper motor, NEMA 42 frame, IP40, single shaft, 6A, 3116 oz-in holding torque, 1.8-degree step angle, 200 steps per revolution, bipolar. Requires SureStep STP-EXT42-xxx cable. | Stock | 393
STP-MTRAC-42151D | SureStep stepper motor, NEMA 42 frame, IP40, dual shaft, encoder ready, 6A, 3116 oz-in holding torque, 1.8-degree step angle, 200 steps per revolution, bipolar. Requires SureStep STP-EXT42-xxx cable. | Stock | 413
STP-MTRAC-42202 | SureStep stepper motor, NEMA 42 frame, IP40, single shaft, 6A, 4390 oz-in holding torque, 1.8-degree step angle, 200 steps per revolution, bipolar. Requires SureStep STP-EXT42-xxx cable. | Stock | 482
STP-MTRAC-42202D | SureStep stepper motor, NEMA 42 frame, IP40, dual shaft, encoder ready, 6A, 4390 oz-in holding torque, 1.8-degree step angle, 200 steps per revolution, bipolar. Requires SureStep STP-EXT42-xxx cable. | Stock | 499
STP-MTRACH-42100 | SureStep stepper motor, NEMA 42 frame, IP40, single shaft, 6A, 1742 oz-in holding torque, 1.8-degree step angle, 200 steps per revolution, bipolar. Requires SureStep STP-EXT42H-xxx cable. | Stock | 235
STP-MTRACH-42100D | SureStep stepper motor, NEMA 42 frame, IP40, dual shaft, encoder ready, 6A, 1742 oz-in holding torque, 1.8-degree step angle, 200 steps per revolution, bipolar. Requires SureStep STP-EXT42H-xxx cable. | Stock | 255
STP-MTRACH-42151 | SureStep stepper motor, NEMA 42 frame, IP40, single shaft, 8A, 3116 oz-in holding torque, 1.8-degree step angle, 200 steps per revolution, bipolar. Requires SureStep STP-EXT42H-xxx cable. | Stock | 393
STP-MTRACH-42151D | SureStep stepper motor, NEMA 42 frame, IP40, dual shaft, encoder ready, 8A, 3116 oz-in holding torque, 1.8-degree step angle, 200 steps per revolution, bipolar. Requires SureStep STP-EXT42H-xxx cable. | Stock | 413
STP-MTRACH-42202 | SureStep stepper motor, NEMA 42 frame, IP40, single shaft, 8A, 4532 oz-in holding torque, 1.8-degree step angle, 200 steps per revolution, bipolar. Requires SureStep STP-EXT42H-xxx cable. | Stock | 482
STP-MTRACH-42202D | SureStep stepper motor, NEMA 42 frame, IP40, dual shaft, encoder ready, 8A, 4532 oz-in holding torque, 1.8-degree step angle, 200 steps per revolution, bipolar. Requires SureStep STP-EXT42H-xxx cable. | Stock | 499
STP-MTRA-ENC1 | SureStep incremental (quadrature) modular encoder, replacement, 5 VDC, radial exit, line driver (differential) output, 1000 ppr. For use with SureStep stepper motors with 5mm rear shaft. | Stock | 62 | 64
STP-MTRA-ENC11 | SureStep incremental (quadrature) modular encoder, 5 VDC, radial exit, line driver (differential) output, 1000 ppr. For use with SureStep stepper motors with 3/8in rear shaft. | Stock | 66 | 69
STP-MTRA-ENC12 | SureStep incremental (quadrature) modular encoder, 5 VDC, radial exit, push-pull (totem) output, 1000 ppr. For use with SureStep stepper motors with 3/8in rear shaft. | Stock | 56 | 58
STP-MTRA-ENC13 | SureStep incremental (quadrature) modular encoder, 5 VDC, radial exit, line driver (differential) output, 400 ppr. For use with SureStep stepper motors with 3/8in rear shaft. | Stock | 57 | 59
STP-MTRA-ENC14 | SureStep incremental (quadrature) modular encoder, 5 VDC, radial exit, push-pull (totem) output, 400 ppr. For use with SureStep stepper motors with 3/8in rear shaft. | Stock | 48 | 50
STP-MTRA-ENC2 | SureStep incremental (quadrature) modular encoder, 5 VDC, radial exit, push-pull (totem) output, 1000 ppr. For use with SureStep stepper motors with 5mm rear shaft. | Stock | 62 | 64
STP-MTRA-ENC3 | SureStep incremental (quadrature) modular encoder, 5 VDC, radial exit, line driver (differential) output, 400 ppr. For use with SureStep stepper motors with 5mm rear shaft. | Stock | 63 | 66
STP-MTRA-ENC4 | SureStep incremental (quadrature) modular encoder, 5 VDC, radial exit, push-pull (totem) output, 400 ppr. For use with SureStep stepper motors with 5mm rear shaft. | Stock | 54 | 56
STP-MTRA-ENC5 | SureStep incremental (quadrature) modular encoder, 5 VDC, radial exit, line driver (differential) output, 1000 ppr. For use with SureStep stepper motors with 1/4in rear shaft. | Stock | 74 | 77
STP-MTRA-ENC6 | SureStep incremental (quadrature) modular encoder, 5 VDC, radial exit, push-pull (totem) output, 1000 ppr. For use with SureStep stepper motors with 1/4in rear shaft. | Stock | 62 | 64
STP-MTRA-ENC7 | SureStep incremental (quadrature) modular encoder, 5 VDC, radial exit, line driver (differential) output, 400 ppr. For use with SureStep stepper motors with 1/4in rear shaft. | Stock | 63 | 66
STP-MTRA-ENC8 | SureStep incremental (quadrature) modular encoder, 5 VDC, radial exit, push-pull (totem) output, 400 ppr. For use with SureStep stepper motors with 1/4in rear shaft. | Stock | 54 | 56
STP-MTRA-RB-85 | AutomationDirect reducer bushing, 8mm to 5mm. For use with Koyo TRD-NH and TRD-SH series hollow shaft encoders and NEMA size 17 stepper motors. | Stock | 8.75 | 9
STP-MTRA-SC-1412 | AutomationDirect encoder/stepper coupling, 1/4in to 1/2in bore, engineered polymer body, setscrew. For use with Koyo TRDA-2E series encoders and NEMA size 34 stepper motors. | Stock | 20.5 | 21.5
STP-MTRA-SC-3812 | AutomationDirect encoder/stepper coupling, 3/8in to 1/2in bore, engineered polymer body, setscrew. For use with Koyo TRDA-20 and TRDA-25 series encoders and NEMA size 34 stepper motors. | Stock | 20.5 | 21.5
STP-MTRA-SCRWKT-1 | SureStep encoder mounting screw kit, for use with all stepper encoders, includes (2) M3 x 15mm, (2) M3 x 8mm, (2) M2.5 x 5mm, (2) M2.5 x 4mm, (3) M2 x 5mm, (2) #4-40 x 1/4in, and (2) #2-56 x 1/4in screws. | Stock | 5 | 5.25
STP-MTRD-17030R | SureStep DC integrated stepper motor/drive, advanced microstepping, NEMA 17 frame, IP20, 2A, 12-48 VDC, bipolar, 54 oz-in holding torque, 1.8-degree step angle, 200 to 25000 steps per revolution, (1) RS-485 (4-pin) port(s). | Stock | 245 | 255
STP-MTRD-17030RE | SureStep DC integrated stepper motor/drive, advanced microstepping, NEMA 17 frame, IP20, 2A, 12-48 VDC, bipolar, 54 oz-in holding torque, 1.8-degree step angle, 200 to 25000 steps per revolution, internal (inaccessible) encoder, (1) RS-485 (4-pin) port(s). | Stock | 315 | 328
STP-MTRD-17038 | SureStep DC integrated stepper motor/drive, microstepping, NEMA 17 frame, IP20, 2A, 12-48 VDC, bipolar, 68 oz-in holding torque, 1.8-degree step angle, 200 to 25000 steps per revolution. | Stock | 104 | 108
STP-MTRD-17038E | SureStep DC integrated stepper motor/drive, microstepping, NEMA 17 frame, IP20, 2A, 12-48 VDC, bipolar, 68 oz-in holding torque, 1.8-degree step angle, 200 to 25000 steps per revolution, external (field-wireable) encoder. | Stock | 181 | 188
STP-MTRD-17038R | SureStep DC integrated stepper motor/drive, advanced microstepping, NEMA 17 frame, IP20, 2A, 12-48 VDC, bipolar, 68 oz-in holding torque, 1.8-degree step angle, 200 to 25000 steps per revolution, (1) RS-485 (4-pin) port(s). | Stock | 258 | 268
STP-MTRD-17038RE | SureStep DC integrated stepper motor/drive, advanced microstepping, NEMA 17 frame, IP20, 2A, 12-48 VDC, bipolar, 68 oz-in holding torque, 1.8-degree step angle, 200 to 25000 steps per revolution, internal (inaccessible) encoder, (1) RS-485 (4-pin) port(s). | Stock | 344 | 358
STP-MTRD-23042 | SureStep DC integrated stepper motor/drive, microstepping, NEMA 23 frame, IP20, 5A, 12-48 VDC, bipolar, 125 oz-in holding torque, 1.8-degree step angle, 200 to 25000 steps per revolution. | Stock | 160 | 166
STP-MTRD-23042E | SureStep DC integrated stepper motor/drive, microstepping, NEMA 23 frame, IP20, 5A, 12-48 VDC, bipolar, 125 oz-in holding torque, 1.8-degree step angle, 200 to 25000 steps per revolution, external (field-wireable) encoder. | Stock | 238 | 248
STP-MTRD-23042R | SureStep DC integrated stepper motor/drive, advanced microstepping, NEMA 23 frame, IP20, 5A, 12-70 VDC, bipolar, 125 oz-in holding torque, 1.8-degree step angle, 200 to 25000 steps per revolution, (1) RS-485 (4-pin) port(s). | Stock | 265 | 276
STP-MTRD-23042RE | SureStep DC integrated stepper motor/drive, advanced microstepping, NEMA 23 frame, IP20, 5A, 12-70 VDC, bipolar, 125 oz-in holding torque, 1.8-degree step angle, 200 to 25000 steps per revolution, internal (inaccessible) encoder, (1) RS-485 (4-pin) port(s). | Stock | 367 | 382
STP-MTRD-23065 | SureStep DC integrated stepper motor/drive, microstepping, NEMA 23 frame, IP20, 5A, 12-48 VDC, bipolar, 210 oz-in holding torque, 1.8-degree step angle, 200 to 25000 steps per revolution. | Stock | 168 | 175
STP-MTRD-23065E | SureStep DC integrated stepper motor/drive, microstepping, NEMA 23 frame, IP20, 5A, 12-48 VDC, bipolar, 210 oz-in holding torque, 1.8-degree step angle, 200 to 25000 steps per revolution, external (field-wireable) encoder. | Stock | 244 | 254
STP-MTRD-23065R | SureStep DC integrated stepper motor/drive, advanced microstepping, NEMA 23 frame, IP20, 5A, 12-70 VDC, bipolar, 210 oz-in holding torque, 1.8-degree step angle, 200 to 25000 steps per revolution, (1) RS-485 (4-pin) port(s). | Stock | 275 | 286
STP-MTRD-23065RE | SureStep DC integrated stepper motor/drive, advanced microstepping, NEMA 23 frame, IP20, 5A, 12-70 VDC, bipolar, 210 oz-in holding torque, 1.8-degree step angle, 200 to 25000 steps per revolution, internal (inaccessible) encoder, (1) RS-485 (4-pin) port(s). | Stock | 374 | 389
STP-MTRD-24075RV | SureStep DC integrated stepper motor/drive, advanced microstepping, NEMA 24 frame, IP20, 6A, 12-70 VDC, bipolar, 340 oz-in holding torque, 1.8-degree step angle, 200 to 25000 steps per revolution, (1) RS-485 (4-pin) port(s). | Stock | 374 | 389
STP-MTRD-24075RVE | SureStep DC integrated stepper motor/drive, advanced microstepping, NEMA 24 frame, IP20, 6A, 12-70 VDC, bipolar, 340 oz-in holding torque, 1.8-degree step angle, 200 to 25000 steps per revolution, internal (inaccessible) encoder, (1) RS-485 (4-pin) port(s). | Stock | 442 | 460
STP-MTRH-23079 | SureStep stepper motor, NEMA 23 frame, IP40, single shaft, 5.6A, 286 oz-in holding torque, 1.8-degree step angle, 200 steps per revolution, bipolar. Requires STP-EXTH-xxx cable. | Stock | 57 | 59
STP-MTRH-23079D | SureStep stepper motor, NEMA 23 frame, IP40, dual shaft, encoder ready, 5.6A, 286 oz-in holding torque, 1.8-degree step angle, 200 steps per revolution, bipolar. Requires STP-EXTH-xxx cable. | Stock | 61 | 63
STP-MTRH-23079E | SureStep stepper motor, NEMA 23 frame, IP40, dual shaft, external (field-wireable) encoder, 5.6A, 286 oz-in holding torque, 1.8-degree step angle, 200 steps per revolution, bipolar. Requires STP-EXTH-xxx and STP-CBL-EBxxx cables. | Stock | 133 | 138
STP-MTRH-23079W | SureStep stepper motor, NEMA 23 frame, IP65, single shaft, 5.6A, 286 oz-in holding torque, 1.8-degree step angle, 200 steps per revolution, bipolar. Requires STP-EXTHW-xxx cable. | Stock | 269 | 280
STP-MTRH-34066 | SureStep stepper motor, NEMA 34 frame, IP40, single shaft, 6.3A, 434 oz-in holding torque, 1.8-degree step angle, 200 steps per revolution, bipolar. Requires STP-EXTH-xxx cable. | Stock | 133 | 138
STP-MTRH-34066D | SureStep stepper motor, NEMA 34 frame, IP40, dual shaft, encoder ready, 6.3A, 434 oz-in holding torque, 1.8-degree step angle, 200 steps per revolution, bipolar. Requires STP-EXTH-xxx cable. | Stock | 148 | 154
STP-MTRH-34066W | SureStep stepper motor, NEMA 34 frame, IP65, single shaft, 6.3A, 434 oz-in holding torque, 1.8-degree step angle, 200 steps per revolution, bipolar. Requires STP-EXTHW-xxx cable. | Stock | 306 | 318
STP-MTRH-34097 | SureStep stepper motor, NEMA 34 frame, IP40, single shaft, 6.3A, 800 oz-in holding torque, 1.8-degree step angle, 200 steps per revolution, bipolar. Requires STP-EXTH-xxx cable. | Stock | 151 | 157
STP-MTRH-34097D | SureStep stepper motor, NEMA 34 frame, IP40, dual shaft, encoder ready, 6.3A, 800 oz-in holding torque, 1.8-degree step angle, 200 steps per revolution, bipolar. Requires STP-EXTH-xxx cable. | Stock | 166 | 173
STP-MTRH-34097W | SureStep stepper motor, NEMA 34 frame, IP65, single shaft, 6.3A, 800 oz-in holding torque, 1.8-degree step angle, 200 steps per revolution, bipolar. Requires STP-EXTHW-xxx cable. | Stock | 343 | 357
STP-MTRH-34127 | SureStep stepper motor, NEMA 34 frame, IP40, single shaft, 6.3A, 1288 oz-in holding torque, 1.8-degree step angle, 200 steps per revolution, bipolar. Requires STP-EXTH-xxx cable. | Stock | 178 | 185
STP-MTRH-34127D | SureStep stepper motor, NEMA 34 frame, IP40, dual shaft, encoder ready, 6.3A, 1288 oz-in holding torque, 1.8-degree step angle, 200 steps per revolution, bipolar. Requires STP-EXTH-xxx cable. | Stock | 196 | 204
STP-MTRH-34127W | SureStep stepper motor, NEMA 34 frame, IP65, single shaft, 6.3A, 1288 oz-in holding torque, 1.8-degree step angle, 200 steps per revolution, bipolar. Requires STP-EXTHW-xxx cable. | Stock | 375 | 390
STP-MTRL-14026 | SureStep stepper motor, NEMA 14 frame, IP40, single shaft, 0.35A, 8 oz-in holding torque, 1.8-degree step angle, 200 steps per revolution, bipolar. Requires STP-EXTL-xxx cable. | Stock | 23 | 24
STP-MTRL-14026D | SureStep stepper motor, NEMA 14 frame, IP40, dual shaft, encoder ready, 0.35A, 8 oz-in holding torque, 1.8-degree step angle, 200 steps per revolution, bipolar. Requires STP-EXTL-xxx cable. | Stock | 27.5 | 28.5
STP-MTRL-14026E | SureStep stepper motor, NEMA 14 frame, IP40, dual shaft, external (field-wireable) encoder, 0.35A, 8 oz-in holding torque, 1.8-degree step angle, 200 steps per revolution, bipolar. Requires STP-EXTL-xxx and STP-CBL-EBxxx cables. | Stock | 99 | 103
STP-MTRL-14034 | SureStep stepper motor, NEMA 14 frame, IP40, single shaft, 0.8A, 20 oz-in holding torque, 1.8-degree step angle, 200 steps per revolution, bipolar. Requires STP-EXTL-xxx cable. | Stock | 29 | 30
STP-MTRL-14034D | SureStep stepper motor, NEMA 14 frame, IP40, dual shaft, encoder ready, 0.8A, 20 oz-in holding torque, 1.8-degree step angle, 200 steps per revolution, bipolar. Requires STP-EXTL-xxx cable. | Stock | 33.5 | 35
STP-MTRL-14034E | SureStep stepper motor, NEMA 14 frame, IP40, dual shaft, external (field-wireable) encoder, 0.8A, 20 oz-in holding torque, 1.8-degree step angle, 200 steps per revolution, bipolar. Requires STP-EXTL-xxx and STP-CBL-EBxxx cables. | Stock | 103 | 107
STP-PWR-3204 | SureStep linear power supply, 32 VDC at 4A unregulated, 5 VDC at 0.5A regulated output, 4A, 120W, 120/240 VAC nominal input, switch selectable, 1-phase, anodized aluminum open frame, wall mount, screw terminals. | Stock | 138 | 144
STP-PWR-4805 | SureStep linear power supply, 48 VDC at 5A unregulated, 5 VDC at 0.5A regulated output, 5A, 240W, 120/240 VAC nominal input, switch selectable, 1-phase, anodized aluminum open frame, wall mount, screw terminals. | Stock | 169 | 176
STP-PWR-4810 | SureStep linear power supply, 48 VDC at 10A unregulated, 5 VDC at 0.5A regulated output, 10A, 480W, 120/240 VAC nominal input, switch selectable, 1-phase, anodized aluminum open frame, wall mount, screw terminals. | Stock | 219 | 228
STP-PWR-7005 | SureStep linear power supply, 70 VDC at 5A unregulated, 5 VDC at 0.5A regulated output, 5A, 350W, 120/240 VAC nominal input, switch selectable, 1-phase, anodized aluminum open frame, wall mount, screw terminals. | Stock | 215 | 224
STP-USB485-4W | SureStep PC adapter, USB B to RS-485. For use with SureStep STP-MTRD-xxxxxR integrated stepper motor/drives. (1) 3ft USB A to USB B cable included. Requires STP-485DB9-CBL-2 communication cable. | Stock | 106 | 110
STQM0 | Micro Detectors shutter, plastic. Package of 2. For use with through beam QM series photoelectric sensors. Vertical and horizontal diaphragms (0.5, 1, 2mm) included. | Stock | 5.5 | 5.75
STS060A-HT2 | Metrol limit switch, high temperature, stopper bolt, 6mm diameter, threaded, 1mm pitch, 31.7mm length, 3.4mm flat head, stainless steel, 1.5mm plunger, 1N contact force, dry contact(s), N.O., 6.5ft/2m cable length, pigtail. | Stock | 165 | 172
STS060PA-L | Metrol limit switch, stopper bolt, 6mm diameter, threaded, 1mm pitch, 31.7mm length, 3.4mm flat head, stainless steel, 1.5mm plunger, 2N contact force, dry contact(s), N.O., 6.5ft/2m cable length, pigtail. | Stock | 39 | 40.5
STS080PA-L | Metrol limit switch, stopper bolt, 8mm diameter, threaded, 1.25mm pitch, 38.2mm length, 4.5mm flat head, stainless steel, 1.5mm plunger, 2N contact force, dry contact(s), N.O., 6.5ft/2m cable length, pigtail. | Stock | 51 | 53
STS100PA-L | Metrol limit switch, stopper bolt, 10mm diameter, threaded, 1.5mm pitch, 38.2mm length, 4.5mm flat head, stainless steel, 1.5mm plunger, 2N contact force, dry contact(s), N.O., 6.5ft/2m cable length, pigtail. | Stock | 54 | 56
ST-S8-FRM | Datalogic mounting bracket, vertical, 304 stainless steel. For use with S8 series contrast sensors. | Stock | 8.75 | 9
STW04-01 | ProSense sanitary thermowell, 1/2in female NPT probe connection, 1-1/2in sanitary tri-clamp process connection, 316 stainless steel body, 4-1/4in overall length, 0.260in bore. | Stock | 97
STW04-02 | ProSense sanitary thermowell, 1/2in female NPT probe connection, 2in sanitary tri-clamp process connection, 316 stainless steel body, 4-1/4in overall length, 0.260in bore. | Stock | 107
STW06-01 | ProSense sanitary thermowell, 1/2in female NPT probe connection, 1-1/2in sanitary tri-clamp process connection, 316 stainless steel body, 6-1/4in overall length, 0.260in bore. | Stock | 100
STW06-02 | ProSense sanitary thermowell, 1/2in female NPT probe connection, 2in sanitary tri-clamp process connection, 316 stainless steel body, 6-1/4in overall length, 0.260in bore. | Stock | 110
STW12-01 | ProSense sanitary thermowell, 1/2in female NPT probe connection, 1-1/2in sanitary tri-clamp process connection, 316 stainless steel body, 12-1/4in overall length, 0.260in bore. | Stock | 122
STW12-02 | ProSense sanitary thermowell, 1/2in female NPT probe connection, 2in sanitary tri-clamp process connection, 316 stainless steel body, 12-1/4in overall length, 0.260in bore. | Stock | 133
STXR120P05 | Mersen STXR series power Surge Protective Device (SPD), 20 kA discharge current, 120 VAC 1-Phase, parallel circuit, NEMA 4/4X enclosure rating, 3/4in NPSM mount. | Stock | 114 | 119
STXR208Y05N | Mersen STXR series power Surge Protective Device (SPD), 20 kA discharge current, 208/120 VAC 3-Phase Wye, neutral ground protection, parallel circuit, NEMA 4/4X enclosure rating, 3/4in NPSM mount. | Stock | 151 | 157
STXR240D05 | Mersen STXR series power Surge Protective Device (SPD), 20 kA discharge current, 240 VAC 3-Phase Delta, parallel circuit, NEMA 4/4X enclosure rating, 3/4in NPSM mount. | Stock | 155 | 161
STXR240S05 | Mersen STXR series power Surge Protective Device (SPD), 20 kA discharge current, 240/120 VAC Split Phase, parallel circuit, NEMA 4/4X enclosure rating, 3/4in NPSM mount. | Stock | 140 | 146
STXR480D05 | Mersen STXR series power Surge Protective Device (SPD), 10 kA discharge current, 480 VAC 3-Phase Delta, parallel circuit, NEMA 4/4X enclosure rating, 3/4in NPSM mount. | Stock | 155 | 161
STXR480Y05N | Mersen STXR series power Surge Protective Device (SPD), 20 kA discharge current, 480/277 VAC 3-Phase Wye, neutral ground protection, parallel circuit, NEMA 4/4X enclosure rating, 3/4in NPSM mount. | Stock | 171 | 178
STXR600Y05N | Mersen STXR series power Surge Protective Device (SPD), 20 kA discharge current, 600/347 VAC 3-Phase Wye, neutral ground protection, parallel circuit, NEMA 4/4X enclosure rating, 3/4in NPSM mount. | Stock | 209 | 217
STXRMBK | Mersen wall/panel mounting bracket, for use with Mersen STXR surge protectors. | Stock | 17 | 17.5
SU1-B1-0E | Micro Detectors ultrasonic proximity sensor, tubular, 18mm diameter x 90mm body, polybutylene terephthalate housing, 0-10 VDC analog output, 100-600mm sensing distance, IP67, 4-pin M12 quick-disconnect. | Stock | 305
SU2-A1-0E | Micro Detectors ultrasonic proximity sensor, tubular, 18mm diameter x 90mm body, polybutylene terephthalate housing, 0-10 VDC analog output, 200-1500mm sensing distance, IP67, 4-pin M12 quick-disconnect. | Stock | 320 | 333
SV10N | NITRA pneumatic threaded fitting, shuttle valve, nickel-plated brass body, nickel-plated brass threads, (3) #10-32 female threaded connection(s). | Stock | 9.25 | 9.5
SV14 | NITRA pneumatic threaded fitting, shuttle valve, anodized aluminum body, nickel-plated brass threads, (3) 1/4in push-to-connect tubing connection(s). | Stock | 16 | 16.5
SV18N | NITRA pneumatic threaded fitting, shuttle valve, anodized aluminum body, nickel-plated brass threads, (3) 1/8in female NPT connection(s). | Stock | 10 | 10.5
SV2A-2040 | SureServo2 servo drive, 400W, 110/230 VAC, 1 and 3-phase, (1) RS-485 (RJ45) port(s), Modbus. For use with 100W-400W systems. Optional EtherNet/IP and Modbus TCP cards available. | Stock | 339 | 353
SV2A-2075 | SureServo2 servo drive, 750W, 110/230 VAC, 1 and 3-phase, (1) RS-485 (RJ45) port(s), Modbus. For use with 750W systems. Optional EtherNet/IP and Modbus TCP cards available. | Stock | 424 | 441
SV2A-2150 | SureServo2 servo drive, 1.5 kW, 110/230 VAC, 1 and 3-phase, (1) RS-485 (RJ45) port(s), Modbus. For use with 1 kW and 1.5 kW systems. Optional EtherNet/IP and Modbus TCP cards available. | Stock | 456 | 474
SV2A-2200 | SureServo2 servo drive, 2 kW, 110/230 VAC, 1 and 3-phase, (1) RS-485 (RJ45) port(s), Modbus. For use with 2 kW systems. Optional EtherNet/IP and Modbus TCP cards available. | Stock | 573 | 596
SV2A-2300 | SureServo2 servo drive, 3 kW, 230 VAC, 3-phase, (1) RS-485 (RJ45) port(s), Modbus. For use with 3 kW systems. Optional EtherNet/IP and Modbus TCP cards available. | Stock | 675 | 702
SV2A-2550 | SureServo2 servo drive, 5.5 kW, 230 VAC, 3-phase, (1) RS-485 (RJ45) port(s), Modbus. For use with 4.5 kW and 5.5 kW systems. Optional EtherNet/IP and Modbus TCP cards available. | Stock | 937 | 974
SV2A-2750 | SureServo2 servo drive, 7.5 kW, 230 VAC, 3-phase, (1) RS-485 (RJ45) port(s), Modbus. For use with 7.5 kW systems. Optional EtherNet/IP and Modbus TCP cards available. | Stock | 1129 | 1174
SV2A-2F00 | SureServo2 servo drive, 15 kW, 230 VAC, 3-phase, (1) RS-485 (RJ45) port(s), Modbus. For use with 11 kW and 15 kW systems. Optional EtherNet/IP and Modbus TCP cards available. | Stock | 1523 | 1584
SV2-BBOX-1 | SureServo2 encoder single battery box, for use with all SureServo2 drives. (1) AA ER14505 lithium battery included. | Stock | 20 | 21
SV2-BBOX-CBL | SureServo2 battery box cable, mating connectors, 7.8in/200mm cable length. For use with SureServo2 encoder battery box. | Stock | 3
SV2C-B120-03FB | SureServo2 brake flex cable, mating connectors, 9.8ft/3m cable length. For use with 5.5 kW-15 kW SureServo2 motors with brake. | Stock | 85 | 88
SV2C-B120-03NB | SureServo2 brake cable, mating connectors, 9.8ft/3m cable length. For use with 5.5 kW-15 kW SureServo2 motors with brake. | Stock | 80 | 83
SV2C-B120-05FB | SureServo2 brake flex cable, mating connectors, 16.4ft/5m cable length. For use with 5.5 kW-15 kW SureServo2 motors with brake. | Stock | 101 | 105
SV2C-B120-05NB | SureServo2 brake cable, mating connectors, 16.4ft/5m cable length. For use with 5.5 kW-15 kW SureServo2 motors with brake. | Stock | 91 | 95
SV2C-B120-10FB | SureServo2 brake flex cable, mating connectors, 32.8ft/10m cable length. For use with 5.5 kW-15 kW SureServo2 motors with brake. | Stock | 134 | 139
SV2C-B120-10NB | SureServo2 brake cable, mating connectors, 32.8ft/10m cable length. For use with 5.5 kW-15 kW SureServo2 motors with brake. | Stock | 114 | 119
SV2C-B120-20FB | SureServo2 brake flex cable, mating connectors, 65.6ft/20m cable length. For use with 5.5 kW-15 kW SureServo2 motors with brake. | Stock | 192 | 200
SV2C-B120-20NB | SureServo2 brake cable, mating connectors, 65.6ft/20m cable length. For use with 5.5 kW-15 kW SureServo2 motors with brake. | Stock | 154 | 160
SV2C-B1-CON | SureServo2 motor brake connector, 2-pin. For use with 5.5 kW - 15 kW SureServo2 motors with brake. | Stock | 29 | 30
SV2C-E122-03FN | SureServo2 encoder feedback flex cable, mating connectors, 9.8ft/3m cable length. For use with 100W-750W Sureservo2 motors. | Stock | 69 | 72
SV2C-E122-03NN | SureServo2 encoder feedback cable, mating connectors, 9.8ft/3m cable length. For use with 100W-750W Sureservo2 motors. | Stock | 55 | 57
SV2C-E122-05FN | SureServo2 encoder feedback flex cable, mating connectors, 16.4ft/5m cable length. For use with 100W-750W Sureservo2 motors. | Stock | 98 | 102
SV2C-E122-05NN | SureServo2 encoder feedback cable, mating connectors, 16.4ft/5m cable length. For use with 100W-750W Sureservo2 motors. | Stock | 74 | 77
SV2C-E122-10FN | SureServo2 encoder feedback flex cable, mating connectors, 32.8ft/10m cable length. For use with 100W-750W Sureservo2 motors. | Stock | 163 | 170
SV2C-E122-10NN | SureServo2 encoder feedback cable, mating connectors, 32.8ft/10m cable length. For use with 100W-750W Sureservo2 motors. | Stock | 116 | 121
SV2C-E122-20FN | SureServo2 encoder feedback flex cable, mating connectors, 65.6ft/20m cable length. For use with 100W-750W Sureservo2 motors. | Stock | 284 | 295
SV2C-E122-20NN | SureServo2 encoder feedback cable, mating connectors, 65.6ft/20m cable length. For use with 100W-750W Sureservo2 motors. | Stock | 191 | 199
SV2C-E1-CON | SureServo2 motor encoder connector, 9-pin. For use with 750W or smaller SureServo2 motors. | Stock | 9 | 9.25
SV2C-E222-03FN | SureServo2 encoder feedback flex cable, mating connectors, 9.8ft/3m cable length. For use with 1 kW-15 kW Sureservo2 motors. | Stock | 151 | 157
SV2C-E222-03NN | SureServo2 encoder feedback cable, mating connectors, 9.8ft/3m cable length. For use with 1 kW-15 kW Sureservo2 motors. | Stock | 116 | 121
SV2C-E222-05FN | SureServo2 encoder feedback flex cable, mating connectors, 16.4ft/5m cable length. For use with 1 kW-15 kW Sureservo2 motors. | Stock | 185 | 192
SV2C-E222-05NN | SureServo2 encoder feedback cable, mating connectors, 16.4ft/5m cable length. For use with 1 kW-15 kW Sureservo2 motors. | Stock | 191 | 199
SV2C-E222-10FN | SureServo2 encoder feedback flex cable, mating connectors, 32.8ft/10m cable length. For use with 1 kW-15 kW Sureservo2 motors. | Stock | 285 | 296
SV2C-E222-10NN | SureServo2 encoder feedback cable, mating connectors, 32.8ft/10m cable length. For use with 1 kW-15 kW Sureservo2 motors. | Stock | 238 | 248
SV2C-E222-20FN | SureServo2 encoder feedback flex cable, mating connectors, 65.6ft/20m cable length. For use with 1 kW-15 kW Sureservo2 motors. | Stock | 407 | 423
SV2C-E222-20NN | SureServo2 encoder feedback cable, mating connectors, 65.6ft/20m cable length. For use with 1 kW-15 kW Sureservo2 motors. | Stock | 314 | 327
SV2C-E2-CON | SureServo2 motor encoder connector, 17-pin. For use with 1 kW and larger SureServo2 motors. | Stock | 33 | 34.5
SV2C-E3-CON | SureServo2 drive encoder connector, 6-pin. For use with all SureServo2 drives. | Stock | 9 | 9.25
SV2-CM-ENETIP | SureServo2 communication module, EtherNet/IP, 1 port, (1) Ethernet (RJ45) port(s). For use with all SureServo2 drives. | Stock | 99 | 103
SV2-CM-MODTCP | SureServo2 communication module, Modbus TCP, 1 port, (1) Ethernet (RJ45) port(s). For use with all SureServo2 drives. | Stock | 89 | 93
SV2-CN10-STO | SureServo2 STO connector, replacement, 8-pin. For use with all SureServo2 drives. | Stock | 9 | 9.25
SV2-CN1-CBL50 | SureServo2 control cable, mating connectors, 1.6ft/0.5m cable length. For use with all SureServo2 drives. | Stock | 64 | 67
SV2-CN1-CBL50-1 | SureServo2 control cable, mating connectors, 3.2ft/1m cable length. For use with all SureServo2 drives. | Stock | 67 | 70
SV2-CN1-CBL50-2 | SureServo2 control cable, mating connectors, 6.5ft/2m cable length. For use with all SureServo2 drives. | Stock | 71 | 74
SV2-CN1-CON | SureServo2 I/O connector, 50-pin. For use with all SureServo2 drives. | Stock | 16 | 16.5
SV2-CN1-LTB20 | SureServo2 feedthrough module, 20-pole, direct mount. For use with all SureServo2 drives. | Stock | 39 | 40.5
SV2-CN1-RTB50 | SureServo2 feedthrough module, 50-pole, DIN rail mount. For use with all SureServo2 drives. | Stock | 53 | 55
SV2-CN3-CON-2 | SureServo2 splitter, (2) RS-485 (RJ45) to (1) RS-485 (RJ45). For use with all SureServo2 drives. | Stock | 10 | 10.5
SV2-CN3-TR2 | SureServo2 terminating resistor, 120 ohm, RJ45 8P8C male. For use with all SureServo2 drives. | Stock | 4 | 4.25
SV2-CON-KIT | SureServo2 connector kit, replacement, includes (1) SV2-CN10-STO STO connector, (2) AC power connectors, (1) power resistor connector, (1) motor power connector and (2) wire insert tools. For use with 400W and 750W SureServo2 drives. | Stock | 19 | 20
SV2C-PA18-03FN | SureServo2 power flex cable, mating connectors, 9.8ft/3m cable length. For use with 100W-750W Sureservo2 motors without brake. | Stock | 51 | 53
SV2C-PA18-03NN | SureServo2 power cable, mating connectors, 9.8ft/3m cable length. For use with 100W-750W Sureservo2 motors without brake. | Stock | 37 | 38.5
SV2C-PA18-05FN | SureServo2 power flex cable, mating connectors, 16.4ft/5m cable length. For use with 100W-750W Sureservo2 motors without brake. | Stock | 69 | 72
SV2C-PA18-05NN | SureServo2 power cable, mating connectors, 16.4ft/5m cable length. For use with 100W-750W Sureservo2 motors without brake. | Stock | 48 | 50
SV2C-PA18-10FN | SureServo2 power flex cable, mating connectors, 32.8ft/10m cable length. For use with 100W-750W Sureservo2 motors without brake. | Stock | 112 | 116
SV2C-PA18-10NN | SureServo2 power cable, mating connectors, 32.8ft/10m cable length. For use with 100W-750W Sureservo2 motors without brake. | Stock | 72 | 75
SV2C-PA18-20FN | SureServo2 power flex cable, mating connectors, 65.6ft/20m cable length. For use with 100W-750W Sureservo2 motors without brake. | Stock | 190 | 198
SV2C-PA18-20NN | SureServo2 power cable, mating connectors, 65.6ft/20m cable length. For use with 100W-750W Sureservo2 motors without brake. | Stock | 114 | 119
SV2C-PA-CON | SureServo2 motor power connector, 4-pin. For use with 750W or smaller SureServo2 motors without brake. | Stock | 10 | 10.5
SV2C-PB18-03FB | SureServo2 power flex cable, mating connectors, 9.8ft/3m cable length. For use with 100W-750W Sureservo2 motors with brake. | Stock | 64 | 67
SV2C-PB18-03NB | SureServo2 power cable, mating connectors, 9.8ft/3m cable length. For use with 100W-750W Sureservo2 motors with brake. | Stock | 43 | 44.5
SV2C-PB18-05FB | SureServo2 power flex cable, mating connectors, 16.4ft/5m cable length. For use with 100W-750W Sureservo2 motors with brake. | Stock | 94 | 98
SV2C-PB18-05NB | SureServo2 power cable, mating connectors, 16.4ft/5m cable length. For use with 100W-750W Sureservo2 motors with brake. | Stock | 57 | 59
SV2C-PB18-10FB | SureServo2 power flex cable, mating connectors, 32.8ft/10m cable length. For use with 100W-750W Sureservo2 motors with brake. | Stock | 158 | 164
SV2C-PB18-10NB | SureServo2 power cable, mating connectors, 32.8ft/10m cable length. For use with 100W-750W Sureservo2 motors with brake. | Stock | 89 | 93
SV2C-PB18-20FB | SureServo2 power flex cable, mating connectors, 65.6ft/20m cable length. For use with 100W-750W Sureservo2 motors with brake. | Stock | 281 | 292
SV2C-PB18-20NB | SureServo2 power cable, mating connectors, 65.6ft/20m cable length. For use with 100W-750W Sureservo2 motors with brake. | Stock | 146 | 152
SV2C-PB-CON | SureServo2 motor power connector, 6-pin. For use with 750W or smaller SureServo2 motors with brake. | Stock | 12 | 12.5
SV2C-PC12-03FB | SureServo2 power flex cable, mating connectors, 9.8ft/3m cable length. For use with 1 kW medium inertia and 1.5 kW SureServo2 motors with brake. | Stock | 211 | 219
SV2C-PC12-03FN | SureServo2 power flex cable, mating connectors, 9.8ft/3m cable length. For use with 1 kW medium inertia and 1.5 kW SureServo2 motors without brake. | Stock | 188 | 196
SV2C-PC12-03NB | SureServo2 power cable, mating connectors, 9.8ft/3m cable length. For use with 1 kW medium inertia and 1.5 kW SureServo2 motors with brake. | Stock | 191 | 199
SV2C-PC12-03NN | SureServo2 power cable, mating connectors, 9.8ft/3m cable length. For use with 1 kW medium inertia and 1.5 kW SureServo2 motors without brake. | Stock | 173 | 180
SV2C-PC12-05FB | SureServo2 power flex cable, mating connectors, 16.4ft/5m cable length. For use with 1 kW medium inertia and 1.5 kW SureServo2 motors with brake. | Stock | 284 | 295
SV2C-PC12-05FN | SureServo2 power flex cable, mating connectors, 16.4ft/5m cable length. For use with 1 kW medium inertia and 1.5 kW SureServo2 motors without brake. | Stock | 250 | 260
SV2C-PC12-05NB | SureServo2 power cable, mating connectors, 16.4ft/5m cable length. For use with 1 kW medium inertia and 1.5 kW SureServo2 motors with brake. | Stock | 251 | 261
SV2C-PC12-05NN | SureServo2 power cable, mating connectors, 16.4ft/5m cable length. For use with 1 kW medium inertia and 1.5 kW SureServo2 motors without brake. | Stock | 225 | 234
SV2C-PC12-10FB | SureServo2 power flex cable, mating connectors, 32.8ft/10m cable length. For use with 1 kW medium inertia and 1.5 kW SureServo2 motors with brake. | Stock | 461 | 479
SV2C-PC12-10FN | SureServo2 power flex cable, mating connectors, 32.8ft/10m cable length. For use with 1 kW medium inertia and 1.5 kW SureServo2 motors without brake. | Stock | 398 | 414
SV2C-PC12-10NB | SureServo2 power cable, mating connectors, 32.8ft/10m cable length. For use with 1 kW medium inertia and 1.5 kW SureServo2 motors with brake. | Stock | 397 | 413
SV2C-PC12-10NN | SureServo2 power cable, mating connectors, 32.8ft/10m cable length. For use with 1 kW medium inertia and 1.5 kW SureServo2 motors without brake. | Stock | 351 | 365
SV2C-PC12-20FB | SureServo2 power flex cable, mating connectors, 65.6ft/20m cable length. For use with 1 kW medium inertia and 1.5 kW SureServo2 motors with brake. | Stock | 801 | 833
SV2C-PC12-20FN | SureServo2 power flex cable, mating connectors, 65.6ft/20m cable length. For use with 1 kW medium inertia and 1.5 kW SureServo2 motors without brake. | Stock | 683 | 710
SV2C-PC12-20NB | SureServo2 power cable, mating connectors, 65.6ft/20m cable length. For use with 1 kW medium inertia and 1.5 kW SureServo2 motors with brake. | Stock | 675 | 702
SV2C-PC12-20NN | SureServo2 power cable, mating connectors, 65.6ft/20m cable length. For use with 1 kW medium inertia and 1.5 kW SureServo2 motors without brake. | Stock | 592 | 616
SV2C-PC16-03FB | SureServo2 power flex cable, mating connectors, 9.8ft/3m cable length. For use with 1 kW low inertia SureServo2 motors with brake. | Stock | 165 | 172
SV2C-PC16-03FN | SureServo2 power flex cable, mating connectors, 9.8ft/3m cable length. For use with 1 kW low inertia SureServo2 motors without brake. | Stock | 138 | 144
SV2C-PC16-03NB | SureServo2 power cable, mating connectors, 9.8ft/3m cable length. For use with 1 kW low inertia SureServo2 motors with brake. | Stock | 147 | 153
SV2C-PC16-03NN | SureServo2 power cable, mating connectors, 9.8ft/3m cable length. For use with 1 kW low inertia SureServo2 motors without brake. | Stock | 126 | 131
SV2C-PC16-05FB | SureServo2 power flex cable, mating connectors, 16.4ft/5m cable length. For use with 1 kW low inertia SureServo2 motors with brake. | Stock | 207 | 215
SV2C-PC16-05FN | SureServo2 power flex cable, mating connectors, 16.4ft/5m cable length. For use with 1 kW low inertia SureServo2 motors without brake. | Stock | 167 | 174
SV2C-PC16-05NB | SureServo2 power cable, mating connectors, 16.4ft/5m cable length. For use with 1 kW low inertia SureServo2 motors with brake. | Stock | 177 | 184
SV2C-PC16-05NN | SureServo2 power cable, mating connectors, 16.4ft/5m cable length. For use with 1 kW low inertia SureServo2 motors without brake. | Stock | 149 | 155
SV2C-PC16-10FB | SureServo2 power flex cable, mating connectors, 32.8ft/10m cable length. For use with 1 kW low inertia SureServo2 motors with brake. | Stock | 301 | 313
SV2C-PC16-10FN | SureServo2 power flex cable, mating connectors, 32.8ft/10m cable length. For use with 1 kW low inertia SureServo2 motors without brake. | Stock | 235 | 244
SV2C-PC16-10NB | SureServo2 power cable, mating connectors, 32.8ft/10m cable length. For use with 1 kW low inertia SureServo2 motors with brake. | Stock | 245 | 255
SV2C-PC16-10NN | SureServo2 power cable, mating connectors, 32.8ft/10m cable length. For use with 1 kW low inertia SureServo2 motors without brake. | Stock | 197 | 205
SV2C-PC16-20FB | SureServo2 power flex cable, mating connectors, 65.6ft/20m cable length. For use with 1 kW low inertia SureServo2 motors with brake. | Stock | 482 | 501
SV2C-PC16-20FN | SureServo2 power flex cable, mating connectors, 65.6ft/20m cable length. For use with 1 kW low inertia SureServo2 motors without brake. | Stock | 361 | 375
SV2C-PC16-20NB | SureServo2 power cable, mating connectors, 65.6ft/20m cable length. For use with 1 kW low inertia SureServo2 motors with brake. | Stock | 372 | 387
SV2C-PC16-20NN | SureServo2 power cable, mating connectors, 65.6ft/20m cable length. For use with 1 kW low inertia SureServo2 motors without brake. | Stock | 286 | 297
SV2C-PC-CON | SureServo2 motor power connector, 9-pin. For use with 1 kW and 1.5 kW SureServo2 motors. | Stock | 36 | 37.5
SV2C-PD08-03FB | SureServo2 power flex cable, mating connectors, 9.8ft/3m cable length. For use with 4.5 kW SureServo2 motors with brake. | Stock | 336 | 349
SV2C-PD08-03FN | SureServo2 power flex cable, mating connectors, 9.8ft/3m cable length. For use with 4.5 kW SureServo2 motors without brake. | Stock | 319 | 332
SV2C-PD08-03NB | SureServo2 power cable, mating connectors, 9.8ft/3m cable length. For use with 4.5 kW SureServo2 motors with brake. | Stock | 286 | 297
SV2C-PD08-03NN | SureServo2 power cable, mating connectors, 9.8ft/3m cable length. For use with 4.5 kW SureServo2 motors without brake. | Stock | 294 | 306
SV2C-PD08-05FB | SureServo2 power flex cable, mating connectors, 16.4ft/5m cable length. For use with 4.5 kW SureServo2 motors with brake. | Stock | 473 | 492
SV2C-PD08-05FN | SureServo2 power flex cable, mating connectors, 16.4ft/5m cable length. For use with 4.5 kW SureServo2 motors without brake. | Stock | 444 | 462
SV2C-PD08-05NB | SureServo2 power cable, mating connectors, 16.4ft/5m cable length. For use with 4.5 kW SureServo2 motors with brake. | Stock | 403 | 419
SV2C-PD08-05NN | SureServo2 power cable, mating connectors, 16.4ft/5m cable length. For use with 4.5 kW SureServo2 motors without brake. | Stock | 401 | 417
SV2C-PD08-10FB | SureServo2 power flex cable, mating connectors, 32.8ft/10m cable length. For use with 4.5 kW SureServo2 motors with brake. | Stock | 815 | 848
SV2C-PD08-10FN | SureServo2 power flex cable, mating connectors, 32.8ft/10m cable length. For use with 4.5 kW SureServo2 motors without brake. | Stock | 757 | 787
SV2C-PD08-10NB | SureServo2 power cable, mating connectors, 32.8ft/10m cable length. For use with 4.5 kW SureServo2 motors with brake. | Stock | 691 | 719
SV2C-PD08-10NN | SureServo2 power cable, mating connectors, 32.8ft/10m cable length. For use with 4.5 kW SureServo2 motors without brake. | Stock | 673 | 700
SV2C-PD08-20FB | SureServo2 power flex cable, mating connectors, 65.6ft/20m cable length. For use with 4.5 kW SureServo2 motors with brake. | Stock | 1475 | 1534
SV2C-PD08-20FN | SureServo2 power flex cable, mating connectors, 65.6ft/20m cable length. For use with 4.5 kW SureServo2 motors without brake. | Stock | 1370 | 1425
SV2C-PD08-20NB | SureServo2 power cable, mating connectors, 65.6ft/20m cable length. For use with 4.5 kW SureServo2 motors with brake. | Stock | 1248 | 1298
SV2C-PD08-20NN | SureServo2 power cable, mating connectors, 65.6ft/20m cable length. For use with 4.5 kW SureServo2 motors without brake. | Stock | 1198 | 1246
SV2C-PD12-03FB | SureServo2 power flex cable, mating connectors, 9.8ft/3m cable length. For use with 2 kW and 3 kW SureServo2 motors with brake. | Stock | 221 | 230
SV2C-PD12-03FN | SureServo2 power flex cable, mating connectors, 9.8ft/3m cable length. For use with 2 kW and 3 kW SureServo2 motors without brake. | Stock | 196 | 204
SV2C-PD12-03NB | SureServo2 power cable, mating connectors, 9.8ft/3m cable length. For use with 2 kW and 3 kW SureServo2 motors with brake. | Stock | 202 | 210
SV2C-PD12-03NN | SureServo2 power cable, mating connectors, 9.8ft/3m cable length. For use with 2 kW and 3 kW SureServo2 motors without brake. | Stock | 182 | 189
SV2C-PD12-05FB | SureServo2 power flex cable, mating connectors, 16.4ft/5m cable length. For use with 2 kW and 3 kW SureServo2 motors with brake. | Stock | 294 | 306
SV2C-PD12-05FN | SureServo2 power flex cable, mating connectors, 16.4ft/5m cable length. For use with 2 kW and 3 kW SureServo2 motors without brake. | Stock | 257 | 267
SV2C-PD12-05NB | SureServo2 power cable, mating connectors, 16.4ft/5m cable length. For use with 2 kW and 3 kW SureServo2 motors with brake. | Stock | 262 | 272
SV2C-PD12-05NN | SureServo2 power cable, mating connectors, 16.4ft/5m cable length. For use with 2 kW and 3 kW SureServo2 motors without brake. | Stock | 233 | 242
SV2C-PD12-10FB | SureServo2 power flex cable, mating connectors, 32.8ft/10m cable length. For use with 2 kW and 3 kW SureServo2 motors with brake. | Stock | 466 | 485
SV2C-PD12-10FN | SureServo2 power flex cable, mating connectors, 32.8ft/10m cable length. For use with 2 kW and 3 kW SureServo2 motors without brake. | Stock | 403 | 419
SV2C-PD12-10NB | SureServo2 power cable, mating connectors, 32.8ft/10m cable length. For use with 2 kW and 3 kW SureServo2 motors with brake. | Stock | 403 | 419
SV2C-PD12-10NN | SureServo2 power cable, mating connectors, 32.8ft/10m cable length. For use with 2 kW and 3 kW SureServo2 motors without brake. | Stock | 357 | 371
SV2C-PD12-20FB | SureServo2 power flex cable, mating connectors, 65.6ft/20m cable length. For use with 2 kW and 3 kW SureServo2 motors with brake. | Stock | 801 | 833
SV2C-PD12-20FN | SureServo2 power flex cable, mating connectors, 65.6ft/20m cable length. For use with 2 kW and 3 kW SureServo2 motors without brake. | Stock | 684 | 711
SV2C-PD12-20NB | SureServo2 power cable, mating connectors, 65.6ft/20m cable length. For use with 2 kW and 3 kW SureServo2 motors with brake. | Stock | 677 | 704
SV2C-PD12-20NN | SureServo2 power cable, mating connectors, 65.6ft/20m cable length. For use with 2 kW and 3 kW SureServo2 motors without brake. | Stock | 594 | 618
SV2C-PD-CON | SureServo2 motor power connector, 9-pin. For use with 2 kW - 4.5 kW SureServo2 motors. | Stock | 42 | 43.5
SV2C-PF04-03FN | SureServo2 power flex cable, mating connectors, 9.8ft/3m cable length. For use with 15 kW SureServo2 motors. | Stock | 519 | 540
SV2C-PF04-03NN | SureServo2 power cable, mating connectors, 9.8ft/3m cable length. For use with 15 kW SureServo2 motors. | Stock | 457 | 475
SV2C-PF04-05FN | SureServo2 power flex cable, mating connectors, 16.4ft/5m cable length. For use with 15 kW SureServo2 motors. | Stock | 732 | 761
SV2C-PF04-05NN | SureServo2 power cable, mating connectors, 16.4ft/5m cable length. For use with 15 kW SureServo2 motors. | Stock | 645 | 671
SV2C-PF04-10FN | SureServo2 power flex cable, mating connectors, 32.8ft/10m cable length. For use with 15 kW SureServo2 motors. | Stock | 1273 | 1324
SV2C-PF04-10NN | SureServo2 power cable, mating connectors, 32.8ft/10m cable length. For use with 15 kW SureServo2 motors. | Stock | 1087 | 1130
SV2C-PF04-20FN | SureServo2 power flex cable, mating connectors, 65.6ft/20m cable length. For use with 15 kW SureServo2 motors. | Stock | 2326 | 2419
SV2C-PF04-20NN | SureServo2 power cable, mating connectors, 65.6ft/20m cable length. For use with 15 kW SureServo2 motors. | Stock | 1977 | 2056
SV2C-PF06-03FN | SureServo2 power flex cable, mating connectors, 9.8ft/3m cable length. For use with 5.5 kW-11 kW SureServo2 motors. | Stock | 457 | 475
SV2C-PF06-03NN | SureServo2 power cable, mating connectors, 9.8ft/3m cable length. For use with 5.5 kW-11 kW SureServo2 motors. | Stock | 392 | 408
SV2C-PF06-05FN | SureServo2 power flex cable, mating connectors, 16.4ft/5m cable length. For use with 5.5 kW-11 kW SureServo2 motors. | Stock | 642 | 668
SV2C-PF06-05NN | SureServo2 power cable, mating connectors, 16.4ft/5m cable length. For use with 5.5 kW-11 kW SureServo2 motors. | Stock | 581 | 604
SV2C-PF06-10FN | SureServo2 power flex cable, mating connectors, 32.8ft/10m cable length. For use with 5.5 kW-11 kW SureServo2 motors. | Stock | 1111 | 1155
SV2C-PF06-10NN | SureServo2 power cable, mating connectors, 32.8ft/10m cable length. For use with 5.5 kW-11 kW SureServo2 motors. | Stock | 1013 | 1054
SV2C-PF06-20FN | SureServo2 power flex cable, mating connectors, 65.6ft/20m cable length. For use with 5.5 kW-11 kW SureServo2 motors. | Stock | 2019 | 2100
SV2C-PF06-20NN | SureServo2 power cable, mating connectors, 65.6ft/20m cable length. For use with 5.5 kW-11 kW SureServo2 motors. | Stock | 1833 | 1906
SV2C-PF-CON | SureServo2 motor power connector, 4-pin. For use with 5.5 kW - 15 kW SureServo2 motors. | Stock | 62 | 64
SV2H-245B | SureServo2 high inertia AC brushless servo motor, 4.5 kW, 3-phase input, 24-bit (16777216 ppr) encoder, integrated brake. For use with SureServo2 SV2A-2550 5.5 kW drive. | Stock | 1545 | 1607
SV2H-245N | SureServo2 high inertia AC brushless servo motor, 4.5 kW, 3-phase input, 24-bit (16777216 ppr) encoder. For use with SureServo2 SV2A-2550 5.5 kW drive. | Stock | 996 | 1036
SV2H-255B | SureServo2 high inertia AC brushless servo motor, 5.5 kW, 3-phase input, 24-bit (16777216 ppr) encoder, integrated brake. For use with SureServo2 SV2A-2550 5.5 kW drive. | Stock | 1781 | 1852
SV2H-255N | SureServo2 high inertia AC brushless servo motor, 5.5 kW, 3-phase input, 24-bit (16777216 ppr) encoder. For use with SureServo2 SV2A-2550 5.5 kW drive. | Stock | 1193 | 1241
SV2H-275B | SureServo2 high inertia AC brushless servo motor, 7.5 kW, 3-phase input, 24-bit (16777216 ppr) encoder, integrated brake. For use with SureServo2 SV2A-2750 7.5 kW drive. | Stock | 2317 | 2410
SV2H-275N | SureServo2 high inertia AC brushless servo motor, 7.5 kW, 3-phase input, 24-bit (16777216 ppr) encoder. For use with SureServo2 SV2A-2750 7.5 kW drive. | Stock | 1483 | 1542
SV2H-2B0B | SureServo2 high inertia AC brushless servo motor, 11 kW, 3-phase input, 24-bit (16777216 ppr) encoder, integrated brake. For use with SureServo2 SV2A-2F00 15 kW drive. | Stock | 3203 | 3331
SV2H-2B0N | SureServo2 high inertia AC brushless servo motor, 11 kW, 3-phase input, 24-bit (16777216 ppr) encoder. For use with SureServo2 SV2A-2F00 15 kW drive. | Stock | 2336 | 2429
SV2H-2F0B | SureServo2 high inertia AC brushless servo motor, 15 kW, 3-phase input, 24-bit (16777216 ppr) encoder, integrated brake. For use with SureServo2 SV2A-2F00 15 kW drive. | Stock | 3692 | 3840
SV2H-2F0N | SureServo2 high inertia AC brushless servo motor, 15 kW, 3-phase input, 24-bit (16777216 ppr) encoder. For use with SureServo2 SV2A-2F00 15 kW drive. | Stock | 2696 | 2804
SV2L-201B | SureServo2 low inertia AC brushless servo motor, 100W, 3-phase input, 24-bit (16777216 ppr) encoder, integrated brake. For use with SureServo2 SV2A-2040 400W drive. | Stock | 376 | 391
SV2L-201N | SureServo2 low inertia AC brushless servo motor, 100W, 3-phase input, 24-bit (16777216 ppr) encoder. For use with SureServo2 SV2A-2040 400W drive. | Stock | 262 | 272
SV2L-202B | SureServo2 low inertia AC brushless servo motor, 200W, 3-phase input, 24-bit (16777216 ppr) encoder, integrated brake. For use with SureServo2 SV2A-2040 400W drive. | Stock | 417 | 434
SV2L-202N | SureServo2 low inertia AC brushless servo motor, 200W, 3-phase input, 24-bit (16777216 ppr) encoder. For use with SureServo2 SV2A-2040 400W drive. | Stock | 283 | 294
SV2L-204B | SureServo2 low inertia AC brushless servo motor, 400W, 3-phase input, 24-bit (16777216 ppr) encoder, integrated brake. For use with SureServo2 SV2A-2040 400W drive. | Stock | 431 | 448
SV2L-204N | SureServo2 low inertia AC brushless servo motor, 400W, 3-phase input, 24-bit (16777216 ppr) encoder. For use with SureServo2 SV2A-2040 400W drive. | Stock | 305 | 317
SV2L-207B | SureServo2 low inertia AC brushless servo motor, 750W, 3-phase input, 24-bit (16777216 ppr) encoder, integrated brake. For use with SureServo2 SV2A-2075 750W drive. | Stock | 458 | 476
SV2L-207N | SureServo2 low inertia AC brushless servo motor, 750W, 3-phase input, 24-bit (16777216 ppr) encoder. For use with SureServo2 SV2A-2075 750W drive. | Stock | 327 | 340
SV2L-210B | SureServo2 low inertia AC brushless servo motor, 1 kW, 3-phase input, 24-bit (16777216 ppr) encoder, integrated brake. For use with SureServo2 SV2A-2150 1.5 kW drive. | Stock | 630 | 655
SV2L-210N | SureServo2 low inertia AC brushless servo motor, 1 kW, 3-phase input, 24-bit (16777216 ppr) encoder. For use with SureServo2 SV2A-2150 1.5 kW drive. | Stock | 429 | 446
SV2M-210B | SureServo2 medium inertia AC brushless servo motor, 1 kW, 3-phase input, 24-bit (16777216 ppr) encoder, integrated brake. For use with SureServo2 SV2A-2150 1.5 kW drive. | Stock | 638 | 664
SV2M-210N | SureServo2 medium inertia AC brushless servo motor, 1 kW, 3-phase input, 24-bit (16777216 ppr) encoder. For use with SureServo2 SV2A-2150 1.5 kW drive. | Stock | 446 | 464
SV2M-215B | SureServo2 medium inertia AC brushless servo motor, 1.5 kW, 3-phase input, 24-bit (16777216 ppr) encoder, integrated brake. For use with SureServo2 SV2A-2150 1.5 kW drive. | Stock | 713 | 742
SV2M-215N | SureServo2 medium inertia AC brushless servo motor, 1.5 kW, 3-phase input, 24-bit (16777216 ppr) encoder. For use with SureServo2 SV2A-2150 1.5 kW drive. | Stock | 482 | 501
SV2M-220B | SureServo2 medium inertia AC brushless servo motor, 2 kW, 3-phase input, 24-bit (16777216 ppr) encoder, integrated brake. For use with SureServo2 SV2A-2200 2 kW drive. | Stock | 855 | 889
SV2M-220N | SureServo2 medium inertia AC brushless servo motor, 2 kW, 3-phase input, 24-bit (16777216 ppr) encoder. For use with SureServo2 SV2A-2200 2 kW drive. | Stock | 644 | 670
SV2M-230B | SureServo2 medium inertia AC brushless servo motor, 3 kW, 3-phase input, 24-bit (16777216 ppr) encoder, integrated brake. For use with SureServo2 SV2A-2300 3 kW drive. | Stock | 993 | 1033
SV2M-230N | SureServo2 medium inertia AC brushless servo motor, 3 kW, 3-phase input, 24-bit (16777216 ppr) encoder. For use with SureServo2 SV2A-2300 3 kW drive. | Stock | 771 | 802
SV2-PGM-USB15 | SureServo2 programming cable, USB A to miniB-USB, 4.9ft/1.5m cable length. For use with all SureServo2 drives. | Stock | 29 | 30
SV2-PGM-USB30 | SureServo2 programming cable, USB A to miniB-USB, 9.8ft/3m cable length. For use with all SureServo2 drives. | Stock | 31 | 32
SV2-PRO | SureServo2 Pro Windows configuration software, USB or free download. For use with all SureServo2 drives. Requires PC USB port. | Stock | 19 | 20
SV2-TOR1 | SureServo2 toroid, EMI/RFI filtering, 40mm inside diameter, 72mm outside diameter, 16mm thick. For use with all SureServo2 drives. | Stock | 12 | 12.5
SVA-2040 | SureServo servo drive, 400W, 230 VAC, 1 and 3-phase, (1) RS-232/RS-485/RS-422 (IEEE1394) port(s), Modbus. For use with 100W-400W systems. Configuration software available for free download. | Stock | 488 | 537
SVA-2100 | SureServo servo drive, 1 kW, 230 VAC, 1 and 3-phase, (1) RS-232/RS-485/RS-422 (IEEE1394) port(s), Modbus. For use with 750W and 1 kW systems. Configuration software available for free download. | Stock | 690 | 759
SVA-2300 | SureServo servo drive, 3 kW, 230 VAC, 3-phase, (1) RS-232/RS-485/RS-422 (IEEE1394) port(s), Modbus. For use with 2 kW and 3 kW systems. Configuration software available for free download. | Stock | 1151 | 1266
SVA-CON-1 | SureServo connector kit, replacement, includes (1) input power connector, (1) output power connector and (1) brake resistor connector. For use with SureServo SVA-2040 and SVA-2100 servo drives. | Stock | 19 | 21
SVC-232RJ12-CBL-2 | ZIPLink servo cable, 6-pin RJ12 to 6-pin IEEE connector, shielded, twisted pair, RS-232, 6.5ft/2m cable length. For use with SureServo amplifiers. | Stock | 9.75 | 10.5
SVC-485CFG-CBL-2 | ZIPLink servo cable, 6-pin RJ45 to 6-pin IEEE connector, shielded, twisted pair, RS-485, 6.5ft/2m cable length. For use with SureServo amplifiers. | Stock | 14 | 15.5
SVC-485HD15-CBL-2 | ZIPLink servo cable, 15-pin D-sub HD15 male to 6-pin IEEE connector, shielded, twisted pair, RS-485, 6.5ft/2m cable length. For use with SureServo amplifiers. | Stock | 10.5 | 11.5
SVC-485RJ12-CBL-2 | ZIPLink servo cable, 6-pin RJ12 to 6-pin IEEE connector, shielded, twisted pair, RS-485, 6.5ft/2m cable length. For use with SureServo amplifiers. | Stock | 11.5 | 12.5
SVC-EFL-010 | SureServo encoder feedback cable, mating connectors, 10ft cable length. For use with 100W-750W SureServo servo systems. | Stock | 65 | 72
SVC-EFL-020 | SureServo encoder feedback cable, mating connectors, 20ft cable length. For use with 100W-750W SureServo servo systems. | Stock | 107 | 118
SVC-EFL-030 | SureServo encoder feedback cable, mating connectors, 30ft cable length. For use with 100W-750W SureServo servo systems. | Stock | 125 | 138
SVC-EFL-060 | SureServo encoder feedback cable, mating connectors, 60ft cable length. For use with 100W-750W SureServo servo systems. | Stock | 159 | 175
SVC-EHH-010 | SureServo encoder feedback cable, mating connectors, 10ft cable length. For use with 1 kW-3 kW SureServo servo systems. | Stock | 116 | 128
SVC-EHH-020 | SureServo encoder feedback cable, mating connectors, 20ft cable length. For use with 1 kW-3 kW SureServo servo systems. | Stock | 130 | 143
SVC-EHH-030 | SureServo encoder feedback cable, mating connectors, 30ft cable length. For use with 1 kW-3 kW SureServo servo systems. | Stock | 145 | 160
SVC-EHH-060 | SureServo encoder feedback cable, mating connectors, 60ft cable length. For use with 1 kW, 2 kW and 3 kW SureServo servo systems. Requires SVC-PHM-060 or SVC-PHH-060 power cable. | Stock | 190 | 209
SVC-MDCOM-CBL | SureServo communication cable, IEEE1394 to pigtail, 3ft cable length. For use with all SureServo systems and any RS-485/RS-422/RS-232 network. | Stock | 32.5 | 36
SVC-PCCFG-CBL | SureServo programming cable, 9-pin D-sub to IEEE1394, 6ft cable length. For use with SureServo Pro configuration software. | Stock | 28.5 | 31.5
SVC-PFL-010 | SureServo power cable, mating connectors, 10ft cable length. For use with 100W-750W SureServo servo systems. | Stock | 38.5 | 42.5
SVC-PFL-020 | SureServo power cable, mating connectors, 20ft cable length. For use with 100W-750W SureServo servo systems. | Stock | 73 | 80
SVC-PFL-030 | SureServo power cable, mating connectors, 30ft cable length. For use with 100W-750W SureServo servo systems. | Stock | 92 | 101
SVC-PFL-060 | SureServo power cable, mating connectors, 60ft cable length. For use with 100W-750W SureServo servo systems. | Stock | 166 | 183
SVC-PHH-010 | SureServo power cable, mating connectors, 10ft cable length. For use with 2 kW and 3 kW SureServo servo systems. | Stock | 146 | 161
SVC-PHH-020 | SureServo power cable, mating connectors, 20ft cable length. For use with 2 kW and 3 kW SureServo servo systems. | Stock | 192 | 211
SVC-PHH-030 | SureServo power cable, mating connectors, 30ft cable length. For use with 2 kW and 3 kW SureServo servo systems. | Stock | 237 | 261
SVC-PHH-060 | SureServo power cable, mating connectors, 60ft cable length. For use with 2 kW and 3 kW SureServo servo systems. | Stock | 386 | 425
SVC-PHM-010 | SureServo power cable, mating connectors, 10ft cable length. For use with 1 kW SureServo servo systems. | Stock | 122 | 134
SVC-PHM-020 | SureServo power cable, mating connectors, 20ft cable length. For use with 1 kW SureServo servo systems. | Stock | 133 | 146
SVC-PHM-030 | SureServo power cable, mating connectors, 30ft cable length. For use with 1 kW SureServo servo systems. | Stock | 221 | 243
SVC-PHM-060 | SureServo power cable, mating connectors, 60ft cable length. For use with 1 kW SureServo servo systems. | Stock | 261 | 287
SVL-201 | SureServo low inertia AC brushless servo motor, 100W, 3-phase input, 2500 lines/10000 ppr encoder. For use with SureServo SVA-2040 400W drive. | Stock | 325 | 358
SVL-201B | SureServo low inertia AC brushless servo motor, 100W, 3-phase input, 2500 lines/10000 ppr encoder, integrated brake. For use with SureServo SVA-2040 400W drive. | Stock | 573 | 630
SVL-202 | SureServo low inertia AC brushless servo motor, 200W, 3-phase input, 2500 lines/10000 ppr encoder. For use with SureServo SVA-2040 400W drive. | Stock | 429 | 472
SVL-202B | SureServo low inertia AC brushless servo motor, 200W, 3-phase input, 2500 lines/10000 ppr encoder, integrated brake. For use with SureServo SVA-2040 400W drive. | Stock | 635 | 699
SVL-204 | SureServo low inertia AC brushless servo motor, 400W, 3-phase input, 2500 lines/10000 ppr encoder. For use with SureServo SVA-2040 400W drive. | Stock | 525 | 578
SVL-204B | SureServo low inertia AC brushless servo motor, 400W, 3-phase input, 2500 lines/10000 ppr encoder, integrated brake. For use with SureServo SVA-2040 400W drive. | Stock | 740 | 814
SVL-207 | SureServo low inertia AC brushless servo motor, 750W, 3-phase input, 2500 lines/10000 ppr encoder. For use with SureServo SVA-2100 1 kW drive. | Stock | 562 | 618
SVL-207B | SureServo low inertia AC brushless servo motor, 750W, 3-phase input, 2500 lines/10000 ppr encoder, integrated brake. For use with SureServo SVA-2100 1 kW drive. | Stock | 802 | 882
SVL-210 | SureServo low inertia AC brushless servo motor, 1 kW, 3-phase input, 2500 lines/10000 ppr encoder. For use with SureServo SVA-2100 1 kW drive. | Stock | 670 | 737
SVL-210B | SureServo low inertia AC brushless servo motor, 1 kW, 3-phase input, 2500 lines/10000 ppr encoder, integrated brake. For use with SureServo SVA-2100 1 kW drive. | Stock | 1003 | 1103
SVM-210 | SureServo medium inertia AC brushless servo motor, 1 kW, 3-phase input, 2500 lines/10000 ppr encoder. For use with SureServo SVA-2100 1 kW drive. | Stock | 861 | 947
SVM-210B | SureServo medium inertia AC brushless servo motor, 1 kW, 3-phase input, 2500 lines/10000 ppr encoder, integrated brake. For use with SureServo SVA-2100 1 kW drive. | Stock | 1196 | 1316
SVM-220 | SureServo medium inertia AC brushless servo motor, 2 kW, 3-phase input, 2500 lines/10000 ppr encoder. For use with SureServo SVA-2300 3 kW drive. | Stock | 909 | 1000
SVM-220B | SureServo medium inertia AC brushless servo motor, 2 kW, 3-phase input, 2500 lines/10000 ppr encoder, integrated brake. For use with SureServo SVA-2300 3 kW drive. | Stock | 1243 | 1367
SVM-230 | SureServo medium inertia AC brushless servo motor, 3 kW, 3-phase input, 2500 lines/10000 ppr encoder. For use with SureServo SVA-2300 3 kW drive. | Stock | 1387 | 1526
SVM-230B | SureServo medium inertia AC brushless servo motor, 3 kW, 3-phase input, 2500 lines/10000 ppr encoder, integrated brake. For use with SureServo SVA-2300 3 kW drive. | Stock | 1583 | 1741
SV-PRO | SureServo Pro Windows configuration software, CD or free download. For use with all SureServo servo systems. Requires PC serial port, USB-RS232 or USB-485M serial adapters. | Stock | 9.5 | 10
SVU10M | NITRA pneumatic push-to-connect fitting, union straight stop valve, thermoplastic (PBT) body, (2) 10mm tube connection(s). Package of 5. | Stock | 43 | 47
SVU12 | NITRA pneumatic push-to-connect fitting, union straight stop valve, thermoplastic (PBT) body, (2) 1/2in tube connection(s). Package of 5. | Stock | 48.5 | 53
SVU12M | NITRA pneumatic push-to-connect fitting, union straight stop valve, thermoplastic (PBT) body, (2) 12mm tube connection(s). Package of 5. | Stock | 44 | 48
SVU14 | NITRA pneumatic push-to-connect fitting, union straight stop valve, thermoplastic (PBT) body, (2) 1/4in tube connection(s). Package of 5. | Stock | 36.5 | 40
SVU38 | NITRA pneumatic push-to-connect fitting, union straight stop valve, thermoplastic (PBT) body, (2) 3/8in tube connection(s). Package of 5. | Stock | 46.5 | 51
SVU532 | NITRA pneumatic push-to-connect fitting, union straight stop valve, thermoplastic (PBT) body, (2) 5/32in (4mm) tube connection(s). Package of 5. | Stock | 30.5 | 33
SVU6M | NITRA pneumatic push-to-connect fitting, union straight stop valve, thermoplastic (PBT) body, (2) 6mm tube connection(s). Package of 5. | Stock | 32 | 35
SVU8M | NITRA pneumatic push-to-connect fitting, union straight stop valve, thermoplastic (PBT) body, (2) 5/16in (8mm) tube connection(s). Package of 5. | Stock | 37.5 | 41
SWB-11 | Killark splice/device box, feed through, (2) gang, (2) 3/4in female NPT conduit entries, aluminum. Use with XCS series cover assemblies for hazardous locations. | Stock | 96 | 104
SWB-2 | Killark splice/device box, dead end, (1) gang, (1) 3/4in female NPT conduit entries, aluminum. Use with XCS series cover assemblies for hazardous locations. | Stock | 49 | 53
SWB-42 | Killark splice/device box, deep dead end, (1) gang, (1) 3/4in female NPT conduit entries, aluminum. Use with XCS series cover assemblies for hazardous locations. | Stock | 140 | 152
SWB-45 | Killark splice/device box, deep feed through, (1) gang, (2) 3/4in female NPT conduit entries, aluminum. Use with XCS series cover assemblies for hazardous locations. | Stock | 171 | 186
SWB-5 | Killark splice/device box, feed through, (1) gang, (2) 3/4in female NPT conduit entries, aluminum. Use with XCS series cover assemblies for hazardous locations. | Stock | 50 | 54
SWB-8 | Killark splice/device box, dead end, (2) gang, (1) 3/4in female NPT conduit entries, aluminum. Use with XCS series cover assemblies for hazardous locations. | Stock | 97 | 105
SX-1GATE-SET | Dold Safemaster series trapped key interlock system one gate set. | Stock | 875 | 910
SX-2GATE-SET | Dold Safemaster series trapped key interlock system two gate set. | Stock | 1541 | 1603
SX-3GATE-SET | Dold Safemaster series trapped key interlock system three gate set. | Stock | 2209 | 2297
SX-4GATE-SET | Dold Safemaster series trapped key interlock system four gate set. | Stock | 2875 | 2990
SX-5GATE-SET | Dold Safemaster series trapped key interlock system five gate set. | Stock | 3541 | 3683
SY001 | Marathon Symax series premium efficiency AC permanent magnet motor, high-performance inverter duty, 1/2hp, 3-phase, 230/460 VAC, 1800rpm, TENV, S56C frame, rolled steel, rigid base/C-face mount. Requires drive. | Stock | 523
SY003 | Marathon Symax series premium efficiency AC permanent magnet motor, high-performance inverter duty, 1hp, 3-phase, 230/460 VAC, 1800rpm, TENV, S56C frame, rolled steel, rigid base/C-face mount. Requires drive. | Stock | 608
SY004 | Marathon Symax series premium efficiency AC permanent magnet motor, high-performance inverter duty, 1-1/2hp, 3-phase, 230/460 VAC, 1800rpm, TENV, S56C frame, rolled steel, rigid base/C-face mount. Requires drive. | Stock | 740
SY005 | Marathon Symax series premium efficiency AC permanent magnet motor, high-performance inverter duty, 2hp, 3-phase, 230/460 VAC, 1800rpm, TENV, S56C frame, rolled steel, rigid base/C-face mount. Requires drive. | Stock | 994
SY007A | Marathon Symax series super premium efficiency AC permanent magnet motor, high-performance inverter duty, 5hp, 3-phase, 230/460 VAC, 1800rpm, TENV, 184TC frame, cast iron, rigid base/C-face mount. Requires drive. | from vendor up to 3 business days | 1970
SY035 | Marathon Symax series premium efficiency AC permanent magnet motor, high-performance inverter duty, 2hp, 3-phase, 230/460 VAC, 1200rpm, TEFC, S56C frame, rolled steel, rigid base/C-face mount. Requires drive. | Stock | 1566
SY036 | Marathon Symax series super premium efficiency AC permanent magnet motor, high-performance inverter duty, 3hp, 3-phase, 230/460 VAC, 1200rpm, TEFC, 182TC frame, rolled steel, rigid base/C-face mount. Requires drive. | from vendor up to 3 business days | 2702
SY066 | Marathon Symax series super premium efficiency AC permanent magnet motor, high-performance inverter duty, 3hp, 3-phase, 230/460 VAC, 1800rpm, TEFC, 182TC frame, rolled steel, rigid base/C-face mount. Requires drive. | from vendor up to 3 business days | 1307
SY067 | Marathon Symax series super premium efficiency AC permanent magnet motor, high-performance inverter duty, 5hp, 3-phase, 230/460 VAC, 1800rpm, TEFC, 184TC frame, rolled steel, rigid base/C-face mount. Requires drive. | from vendor up to 3 business days | 1451
SY068 | Marathon Symax series super premium efficiency AC permanent magnet motor, high-performance inverter duty, 7-1/2hp, 3-phase, 230/460 VAC, 1800rpm, TEFC, 213TC frame, rolled steel, rigid base/C-face mount. Requires drive. | from vendor up to 3 business days | 1683
SY069 | Marathon Symax series super premium efficiency AC permanent magnet motor, high-performance inverter duty, 10hp, 3-phase, 230/460 VAC, 1800rpm, TEFC, 215TC frame, rolled steel, rigid base/C-face mount. Requires drive. | from vendor up to 3 business days | 2036
SZ-008 | Patlite mounting bracket, wall mount, 190x100x210mm, light gray, steel. For use with LKEH series signal towers. | Stock | 28.5 | 29.5
SZ-100 | Patlite mounting bracket, pedestal mount, 70mm diameter, off-white, ABS plastic. For use with LS7 series signal towers. | Stock | 29 | 30
SZ-100D | Patlite mounting bracket, pedestal mount, 70mm diameter, dark gray, ABS plastic. For use with LS7 series signal towers. | Stock | 29 | 30
SZ-110 | Patlite mounting bracket, wall mount, 70x87x127mm, off-white, ABS plastic. For use with LS7 series signal towers. | Stock | 36 | 37.5
SZ-110D | Patlite mounting bracket, wall mount, 70x87x127mm, dark gray, ABS plastic. For use with LS7 series signal towers. | Stock | 36 | 37.5
SZ-130 | Patlite 4-hole adapter, top mount, 70mm diameter, off-white, ABS plastic. For use with LS7 series signal towers. | Stock | 36 | 37.5
SZ-130D | Patlite 4-hole adapter, top mount, 70mm diameter, dark gray, ABS plastic. For use with LS7 series signal towers. | Stock | 36 | 37.5
SZ-150 | Patlite mounting pole, 30mm diameter, silver, ABS plastic. For use with MP and MPS series signal towers. | Stock | 20.5 | 21.5
SZ-310AR | Patlite rear bracket, replacement. For use with CLA series LED light bars. | Stock | 8.25 | 8.5
SZ-310ARM | Patlite magnetic rear bracket, for use with CLA series LED light bars. | Stock | 12.5 | 13
SZ-310ASB | Patlite side bracket, for use with CLA series LED light bars. | Stock | 8.25 | 8.5
SZ-320KS | Patlite adjustable wall bracket, for use with CLK series LED light bars. | Stock | 26.5 | 27.5
SZ-904 | Patlite NPT adapter, 22mm to 3/4in female NPT, silver, aluminum. | Stock | 16.5 | 17
SZ-A11T | Fuji Electric auxiliary contact, front mount, (1) N.O./(1) N.C. contact(s), 10A @ 600 VAC. For use with SC-E02x, SC-E03x, SC-E04x, SC-E05x, SC-E1x, SC-E2x, SC-E2Sx, SC-E3x, and SC-E4x contactors. | Stock | 9.75 | 11
SZ-A20T | Fuji Electric auxiliary contact, front mount, (2) N.O. contact(s), 10A @ 600 VAC. For use with SC-E02x, SC-E03x, SC-E04x, SC-E05x, SC-E1x, SC-E2x, SC-E2Sx, SC-E3x, and SC-E4x contactors. | Stock | 9.75 | 11
SZ-A22T | Fuji Electric auxiliary contact, front mount, (2) N.O./(2) N.C. contact(s), 10A @ 600 VAC. For use with SC-E02x, SC-E03x, SC-E04x, SC-E05x, SC-E1x, SC-E2x, SC-E2Sx, SC-E3x, and SC-E4x contactors. | Stock | 15.5 | 17.5
SZ-AS1T | Fuji Electric auxiliary contact, left or right side mount, (1) N.O./(1) N.C. contact(s), 10A @ 600 VAC. For use with SC-E02x, SC-E03x, SC-E04x, SC-E05x, SC-E1x, SC-E2x, SC-E2Sx, SC-E3x, and SC-E4x contactors. | Stock | 15.5 | 17.5
SZ-AS2T | Fuji Electric auxiliary contact, left or right side mount, (1) N.O./(1) N.C. contact(s), 10A @ 600 VAC. For use with SC-E5x, SC-E6x, SC-E7x, 3NC4Qx, 3NC4Hx, 3NC5Fx and 3NC5Hx contactors. | Stock | 15.5 | 17.5
SZ-ERW1A | Fuji Electric reversing connection bar, line side only mount. For use with Fuji Electric SC-E02x, SC-E03x, SC-E04x, SC-E05x contactors. | Stock | 6.25 | 7
SZ-ERW1B | Fuji Electric reversing connection bar, load side mount. For use with Fuji Electric SC-E02x, SC-E03x, SC-E04x, SC-E05x contactors without a thermal overload relay. | Stock | 6.25 | 7
SZ-ERW1D | Fuji Electric reversing connection bar, load side mount. For use with Fuji Electric SC-E02x, SC-E03x, SC-E04x, SC-E05x contactors and a thermal overload relay. | Stock | 6.25 | 7
SZ-ERW2A | Fuji Electric reversing connection bar, line side only mount. For use with SC-E1x, SC-E2x and SC-E2Sx contactors. | Stock | 12.5 | 14
SZ-ERW2B | Fuji Electric reversing connection bar, load side mount. For use with SC-E1x, SC-E2x and SC-E2Sx contactors without a thermal overload relay. | Stock | 12.5 | 14
SZ-ERW2D | Fuji Electric reversing connection bar, load side mount. For use with SC-E1x, SC-E2x and SC-E2Sx contactors and a thermal overload relay. | Stock | 12.5 | 14
SZ-ERW3A | Fuji Electric reversing connection bar, line side only mount. For use with SC-E3x and SC-E4x contactors. | Stock | 22 | 24.5
SZ-ERW3B | Fuji Electric reversing connection bar, load side mount. For use with SC-E3x and SC-E4x contactors without a thermal overload relay. | Stock | 22 | 24.5
SZ-ERW3D | Fuji Electric reversing connection bar, load side mount. For use with SC-E3x and SC-E4x contactors and a thermal overload relay. | Stock | 22 | 24.5
SZ-HDE | Fuji Electric 35mm DIN rail/panel mount adapter, for use with TK-E2 series thermal overload relays. | Stock | 15 | 16.5
SZ-HEE | Fuji Electric 35mm DIN rail/panel mount adapter, for use with TK-E3 series thermal overload relays. | Stock | 17 | 19
SZK-001U | Patlite mounting bracket, side mount, 96.5 x 62 x 72mm, silver, steel. For use with 40mm terminal elements. | Stock | 20.5 | 21.5
SZK-002W | Patlite mounting bracket, side mount, 70 x 70 x 72mm, white, polycarbonate. For use with LR4-WJ series signal towers. | Stock | 20.5 | 21.5
SZL-001 | Patlite L-shaped mounting bracket, side mount, 75 x 80 x 32mm, silver, steel. For use with 40mm terminal elements. | Stock | 6.75 | 7
SZ-N11T | Fuji Electric terminal shroud, for use with contactor sizes 3NC5F to 3NC5H. | Stock | 66 | 74
SZ-N8T | Fuji Electric terminal shroud, for use with contactor sizes 3NC4Q to 3NC4H. | Stock | 54 | 60
SZP-001W | Patlite mounting bracket, flange mount, 70mm diameter, white, polycarbonate. For use with 40mm terminal elements. | Stock | 20.5 | 21.5
SZP-002U | Patlite mounting bracket, flange mount, 94mm diameter, silver, aluminum alloy. For use with 40mm terminal elements. | Stock | 20.5 | 21.5
SZP-003W | Patlite mounting bracket, flange mount, 60mm diameter, white, polycarbonate. For use with 40mm terminal elements. | Stock | 11 | 11.5
SZP-090U | Patlite threaded pole adapter, 40mm diameter, 1/2in NPT thread, silver, aluminum. For use with Patlite LR4 series direct mount signal tower bases. (3) screw-tapped spacers included. | Stock | 34 | 35.5
SZQ-001W | Patlite foldaway base, off-white, polycarbonate. For use with 40mm terminal elements. | Stock | 16.5 | 17
SZ-RM | Fuji Electric mechanical interlock, for use with SC-E02x, SC-E03x, SC-E04x, SC-E05x, SC-E1x, SC-E2x, SC-E2Sx, SC-E3x and SC-E4x contactors, mechanically connects contactors to prevents both from being pulled in at the same time. | Stock | 15.5 | 17.5
SZ-WN10T | Fuji Electric terminal shroud, for use with size 3NK4H thermal overload relays. | Stock | 80 | 89
SZ-WN11T | Fuji Electric terminal shroud, for use with size 3NK5H thermal overload relays. | Stock | 92 | 103
SZ-WN8T | Fuji Electric terminal shroud, for use with size 3NK4Q thermal overload relays. | Stock | 80 | 89
SZ-Z1 | Fuji Electric surge suppressor, varistor, 24-48 VAC/VDC. For use with SC-E02x, SC-E03x, SC-E04x and SC-E05x contactors. | Stock | 12.5 | 14
SZ-Z2 | Fuji Electric surge suppressor, varistor, 100-250 VAC/VDC. For use with SC-E02x, SC-E03x, SC-E04x and SC-E05x contactors. | Stock | 12.5 | 14
SZ-Z31 | Fuji Electric surge suppressor, varistor, 24-48 VAC/VDC. For use with SC-E1x, SC-E2x, SC-E2Sx, SC-E3x and SC-E4x contactors. | Stock | 16.5 | 18.5
SZ-Z32 | Fuji Electric surge suppressor, varistor, 100-250 VAC/VDC. For use with SC-E1x, SC-E2x, SC-E2Sx, SC-E3x and SC-E4x contactors. | Stock | 16.5 | 18.5
SZ-Z34 | Fuji Electric surge suppressor, resistor-capacitor, 24-48 VAC/VDC. For use with SC-E1x, SC-E2x, SC-E2Sx, SC-E3x and SC-E4x contactors. | Stock | 16.5 | 18.5
SZ-Z35 | Fuji Electric surge suppressor, resistor-capacitor, 100-250 VAC/VDC. For use with SC-E1x, SC-E2x, SC-E2Sx, SC-E3x and SC-E4x contactors. | Stock | 16.5 | 18.5
SZ-Z36 | Fuji Electric surge suppressor, resistor-capacitor, 24-48 VAC/VDC. For use with SC-E1x, SC-E2x, SC-E2Sx, SC-E3x and SC-E4x contactors. | Stock | 16.5 | 18.5
SZ-Z37 | Fuji Electric surge suppressor, resistor-capacitor, 100-250 VAC/VDC. For use with SC-E1x, SC-E2x, SC-E2Sx, SC-E3x and SC-E4x contactors. | Stock | 16.5 | 18.5
SZ-Z4 | Fuji Electric surge suppressor, resistor-capacitor, 24-48 VAC/VDC. For use with SC-E02x, SC-E03x, SC-E04x and SC-E05x contactors. | Stock | 13.5 | 15
SZ-Z5 | Fuji Electric surge suppressor, resistor-capacitor, 100-250 VAC/VDC. For use with SC-E02x, SC-E03x, SC-E04x and SC-E05x contactors. | Stock | 14 | 15.5
T1-0506G-1 | Iboco T1 series open slot wire duct, 0.5in width, 0.625in height, 6.5ft/2m length, gray. Cover included. | Stock | 11 | 12
T1-0510G-1 | Iboco T1 series open slot wire duct, 0.5in width, 1in height, 6.5ft/2m length, gray. Cover included. | Stock | 12.5 | 13.5
T1-1010B-1 | Iboco T1 series open slot wire duct, 1in width, 1in height, 6.5ft/2m length, blue. Cover included. | Stock | 17 | 18.5
T1-1010G-1 | Iboco T1 series open slot wire duct, 1in width, 1in height, 6.5ft/2m length, gray. Cover included. | Stock | 15 | 16.5
T1-1010W-1 | Iboco T1 series open slot wire duct, 1in width, 1in height, 6.5ft/2m length, white. Cover included. | Stock | 15 | 16.5
T1-1015G-1 | Iboco T1 series open slot wire duct, 1in width, 1.5in height, 6.5ft/2m length, gray. Cover included. | Stock | 18.5 | 20
T1-1015W-1 | Iboco T1 series open slot wire duct, 1in width, 1.5in height, 6.5ft/2m length, white. Cover included. | Stock | 18.5 | 20
T1-1022B-1 | Iboco T1 series open slot wire duct, 1in width, 2.25in height, 6.5ft/2m length, blue. Cover included. | Stock | 22.5 | 24.5
T1-1022G-1 | Iboco T1 series open slot wire duct, 1in width, 2.25in height, 6.5ft/2m length, gray. Cover included. | Stock | 19.5 | 21
T1-1022W-1 | Iboco T1 series open slot wire duct, 1in width, 2.25in height, 6.5ft/2m length, white. Cover included. | Stock | 19.5 | 21
T1-1030B-1 | Iboco T1 series open slot wire duct, 1in width, 3in height, 6.5ft/2m length, blue. Cover included. | Stock | 28.5 | 31
T1-1030G-1 | Iboco T1 series open slot wire duct, 1in width, 3in height, 6.5ft/2m length, gray. Cover included. | Stock | 23.5 | 25.5
T1-1030W-1 | Iboco T1 series open slot wire duct, 1in width, 3in height, 6.5ft/2m length, white. Cover included. | Stock | 23.5 | 25.5
T1-1040G-1 | Iboco T1 series open slot wire duct, 1in width, 4in height, 6.5ft/2m length, gray. Cover included. | Stock | 28.5 | 31
T1-1040K-1 | Iboco T1 series open slot wire duct, 1in width, 4in height, 6.5ft/2m length, black. Cover included. | Stock | 31.5 | 34
T1-1040W-1 | Iboco T1 series open slot wire duct, 1in width, 4in height, 6.5ft/2m length, white. Cover included. | Stock | 28.5 | 31
T1-1515B-1 | Iboco T1 series open slot wire duct, 1.5in width, 1.5in height, 6.5ft/2m length, blue. Cover included. | Stock | 22.5 | 24.5
T1-1515G-1 | Iboco T1 series open slot wire duct, 1.5in width, 1.5in height, 6.5ft/2m length, gray. Cover included. | Stock | 20.5 | 22
T1-1515W-1 | Iboco T1 series open slot wire duct, 1.5in width, 1.5in height, 6.5ft/2m length, white. Cover included. | Stock | 20.5 | 22
T1-1522B-1 | Iboco T1 series open slot wire duct, 1.5in width, 2.25in height, 6.5ft/2m length, blue. Cover included. | Stock | 25 | 27
T1-1522G-1 | Iboco T1 series open slot wire duct, 1.5in width, 2.25in height, 6.5ft/2m length, gray. Cover included. | Stock | 21.5 | 23
T1-1522W-1 | Iboco T1 series open slot wire duct, 1.5in width, 2.25in height, 6.5ft/2m length, white. Cover included. | Stock | 21.5 | 23
T1-1530B-1 | Iboco T1 series open slot wire duct, 1.5in width, 3in height, 6.5ft/2m length, blue. Cover included. | Stock | 30.5 | 33
T1-1530G-1 | Iboco T1 series open slot wire duct, 1.5in width, 3in height, 6.5ft/2m length, gray. Cover included. | Stock | 26 | 28
T1-1530K-1 | Iboco T1 series open slot wire duct, 1.5in width, 3in height, 6.5ft/2m length, black. Cover included. | Stock | 29.5 | 32
T1-1530W-1 | Iboco T1 series open slot wire duct, 1.5in width, 3in height, 6.5ft/2m length, white. Cover included. | Stock | 26 | 28
T1-1540G-1 | Iboco T1 series open slot wire duct, 1.5in width, 4in height, 6.5ft/2m length, gray. Cover included. | Stock | 30.5 | 33
T1-1540W-1 | Iboco T1 series open slot wire duct, 1.5in width, 4in height, 6.5ft/2m length, white. Cover included. | Stock | 30.5 | 33
T121224CH | Wiegmann wiring trough, 12 x 12 x 24in (HxDxL), NEMA 4, carbon steel, ANSI 61 gray, powder coat finish, single-door. | from vendor up to 10 business days | 531 | 544
T121224CHSS | Wiegmann wiring trough, 12 x 12 x 24in (HxDxL), NEMA 1/4/4X/12, 304 stainless steel, No. 3 intermediate polished finish, single-door. | from vendor up to 15 business days | 911 | 933
T121236CH | Wiegmann wiring trough, 12 x 12 x 36in (HxDxL), NEMA 4, carbon steel, ANSI 61 gray, powder coat finish, single-door. | from vendor up to 10 business days | 687 | 704
T121236CHSS | Wiegmann wiring trough, 12 x 12 x 36in (HxDxL), NEMA 1/4/4X/12, 304 stainless steel, No. 3 intermediate polished finish, single-door. | from vendor up to 15 business days | 1338 | 1370
T121248CH | Wiegmann wiring trough, 12 x 12 x 48in (HxDxL), NEMA 4, carbon steel, ANSI 61 gray, powder coat finish, single-door. | from vendor up to 10 business days | 867 | 888
T121248CHSS | Wiegmann wiring trough, 12 x 12 x 48in (HxDxL), NEMA 1/4/4X/12, 304 stainless steel, No. 3 intermediate polished finish, single-door. | from vendor up to 15 business days | 1689 | 1729
T121260CH | Wiegmann wiring trough, 12 x 12 x 60in (HxDxL), NEMA 4, carbon steel, ANSI 61 gray, powder coat finish, single-door. | from vendor up to 10 business days | 999 | 1023
T121260CHSS | Wiegmann wiring trough, 12 x 12 x 60in (HxDxL), NEMA 1/4/4X/12, 304 stainless steel, No. 3 intermediate polished finish, single-door. | from vendor up to 15 business days | 1945 | 1992
T1-2215B-1 | Iboco T1 series open slot wire duct, 2.25in width, 1.5in height, 6.5ft/2m length, blue. Cover included. | Stock | 26 | 28
T1-2215G-1 | Iboco T1 series open slot wire duct, 2.25in width, 1.5in height, 6.5ft/2m length, gray. Cover included. | Stock | 21.5 | 23
T1-2222B-1 | Iboco T1 series open slot wire duct, 2.25in width, 2.25in height, 6.5ft/2m length, blue. Cover included. | Stock | 26 | 28
T1-2222G-1 | Iboco T1 series open slot wire duct, 2.25in width, 2.25in height, 6.5ft/2m length, gray. Cover included. | Stock | 22.5 | 24.5
T1-2222K-1 | Iboco T1 series open slot wire duct, 2.25in width, 2.25in height, 6.5ft/2m length, black. Cover included. | Stock | 26 | 28
T1-2222W-1 | Iboco T1 series open slot wire duct, 2.25in width, 2.25in height, 6.5ft/2m length, white. Cover included. | Stock | 22.5 | 24.5
T1-2230B-1 | Iboco T1 series open slot wire duct, 2.25in width, 3in height, 6.5ft/2m length, blue. Cover included. | Stock | 33 | 35.5
T1-2230G-1 | Iboco T1 series open slot wire duct, 2.25in width, 3in height, 6.5ft/2m length, gray. Cover included. | Stock | 28.5 | 31
T1-2230W-1 | Iboco T1 series open slot wire duct, 2.25in width, 3in height, 6.5ft/2m length, white. Cover included. | Stock | 28.5 | 31
T1-2240G-1 | Iboco T1 series open slot wire duct, 2.25in width, 4in height, 6.5ft/2m length, gray. Cover included. | Stock | 31.5 | 34
T1-2240K-1 | Iboco T1 series open slot wire duct, 2.25in width, 4in height, 6.5ft/2m length, black. Cover included. | Stock | 36.5 | 39.5
T1-2240W-1 | Iboco T1 series open slot wire duct, 2.25in width, 4in height, 6.5ft/2m length, white. Cover included. | Stock | 31.5 | 34
T1-3015G-1 | Iboco T1 series open slot wire duct, 3in width, 1.5in height, 6.5ft/2m length, gray. Cover included. | Stock | 28.5 | 31
T1-3022G-1 | Iboco T1 series open slot wire duct, 3in width, 2.25in height, 6.5ft/2m length, gray. Cover included. | Stock | 29.5 | 32
T1-3022W-1 | Iboco T1 series open slot wire duct, 3in width, 2.25in height, 6.5ft/2m length, white. Cover included. | Stock | 29.5 | 32
T1-3030B-1 | Iboco T1 series open slot wire duct, 3in width, 3in height, 6.5ft/2m length, blue. Cover included. | Stock | 40 | 43.5
T1-3030G-1 | Iboco T1 series open slot wire duct, 3in width, 3in height, 6.5ft/2m length, gray. Cover included. | Stock | 34 | 37
T1-3030K-1 | Iboco T1 series open slot wire duct, 3in width, 3in height, 6.5ft/2m length, black. Cover included. | Stock | 39 | 42
T1-3030W-1 | Iboco T1 series open slot wire duct, 3in width, 3in height, 6.5ft/2m length, white. Cover included. | Stock | 34 | 37
T1-3040G-1 | Iboco T1 series open slot wire duct, 3in width, 4in height, 6.5ft/2m length, gray. Cover included. | Stock | 39 | 42
T1-3040K-1 | Iboco T1 series open slot wire duct, 3in width, 4in height, 6.5ft/2m length, black. Cover included. | Stock | 44.5 | 48
T1-3040W-1 | Iboco T1 series open slot wire duct, 3in width, 4in height, 6.5ft/2m length, white. Cover included. | Stock | 39 | 42
T1-3050G-1 | Iboco T1 series open slot wire duct, 3in width, 5in height, 6.5ft/2m length, gray. Cover included. | Stock | 52 | 56
T1-3050K-1 | Iboco T1 series open slot wire duct, 3in width, 5in height, 6.5ft/2m length, black. Cover included. | Stock | 59 | 64
T1-3050W-1 | Iboco T1 series open slot wire duct, 3in width, 5in height, 6.5ft/2m length, white. Cover included. | Stock | 52 | 56
T13300128-F1 | Patlite power supply, replacement. For use with HSST series manual signal tower station kit. | Stock | 49 | 51
T1-4015G-1 | Iboco T1 series open slot wire duct, 4in width, 1.5in height, 6.5ft/2m length, gray. Cover included. | Stock | 29.5 | 32
T1-4022G-1 | Iboco T1 series open slot wire duct, 4in width, 2.25in height, 6.5ft/2m length, gray. Cover included. | Stock | 33 | 35.5
T1-4022W-1 | Iboco T1 series open slot wire duct, 4in width, 2.25in height, 6.5ft/2m length, white. Cover included. | Stock | 33 | 35.5
T1-4030B-1 | Iboco T1 series open slot wire duct, 4in width, 3in height, 6.5ft/2m length, blue. Cover included. | Stock | 43.5 | 47
T1-4030G-1 | Iboco T1 series open slot wire duct, 4in width, 3in height, 6.5ft/2m length, gray. Cover included. | Stock | 37.5 | 40.5
T1-4030W-1 | Iboco T1 series open slot wire duct, 4in width, 3in height, 6.5ft/2m length, white. Cover included. | Stock | 37.5 | 40.5
T1-4040B-1 | Iboco T1 series open slot wire duct, 4in width, 4in height, 6.5ft/2m length, blue. Cover included. | Stock | 52 | 56
T1-4040G-1 | Iboco T1 series open slot wire duct, 4in width, 4in height, 6.5ft/2m length, gray. Cover included. | Stock | 45.5 | 49
T1-4040K-1 | Iboco T1 series open slot wire duct, 4in width, 4in height, 6.5ft/2m length, black. Cover included. | Stock | 51 | 55
T1-4040W-1 | Iboco T1 series open slot wire duct, 4in width, 4in height, 6.5ft/2m length, white. Cover included. | Stock | 45.5 | 49
T1-4050G-1 | Iboco T1 series open slot wire duct, 4in width, 5in height, 6.5ft/2m length, gray. Cover included. | Stock | 60 | 65
T1-4050K-1 | Iboco T1 series open slot wire duct, 4in width, 5in height, 6.5ft/2m length, black. Cover included. | Stock | 68 | 74
T1-4050W-1 | Iboco T1 series open slot wire duct, 4in width, 5in height, 6.5ft/2m length, white. Cover included. | Stock | 60 | 65
T16000002-F1 | Patlite 3-button switch box, replacement. For use with HSST series manual signal tower station kit. | Stock | 70 | 73
T1-6040G-1 | Iboco T1 series open slot wire duct, 6in width, 4in height, 6.5ft/2m length, gray. Cover included. | Stock | 71 | 77
T1-6040W-1 | Iboco T1 series open slot wire duct, 6in width, 4in height, 6.5ft/2m length, white. Cover included. | Stock | 71 | 77
T16107HWT | AttaBox Triton series enclosure, NEMA 1/3/3R/4X/12, 16 x 10 x 7in (HxWxD), wall mount, fiberglass reinforced polyester, gray, single-door, (2) twist-lock latches. | from vendor up to 5 business days | 485 | 571
T1E-1015G-1 | Iboco T1E series open slot thin finger wire duct, 1in width, 1.5in height, 6.5ft/2m length, gray. Cover included. | Stock | 18.5 | 20
T1E-1015W-1 | Iboco T1E series open slot thin finger wire duct, 1in width, 1.5in height, 6.5ft/2m length, white. Cover included. | Stock | 18.5 | 20
T1E-1022G-1 | Iboco T1E series open slot thin finger wire duct, 1in width, 2.25in height, 6.5ft/2m length, gray. Cover included. | Stock | 19.5 | 21
T1E-1022W-1 | Iboco T1E series open slot thin finger wire duct, 1in width, 2.25in height, 6.5ft/2m length, white. Cover included. | Stock | 19.5 | 21
T1E-1030G-1 | Iboco T1E series open slot thin finger wire duct, 1in width, 3in height, 6.5ft/2m length, gray. Cover included. | Stock | 23.5 | 25.5
T1E-1030W-1 | Iboco T1E series open slot thin finger wire duct, 1in width, 3in height, 6.5ft/2m length, white. Cover included. | Stock | 23.5 | 25.5
T1E-1515G-1 | Iboco T1E series open slot thin finger wire duct, 1.5in width, 1.5in height, 6.5ft/2m length, gray. Cover included. | Stock | 20.5 | 22
T1E-1515W-1 | Iboco T1E series open slot thin finger wire duct, 1.5in width, 1.5in height, 6.5ft/2m length, white. Cover included. | Stock | 20.5 | 22
T1E-1522G-1 | Iboco T1E series open slot thin finger wire duct, 1.5in width, 2.25in height, 6.5ft/2m length, gray. Cover included. | Stock | 21.5 | 23
T1E-1522W-1 | Iboco T1E series open slot thin finger wire duct, 1.5in width, 2.25in height, 6.5ft/2m length, white. Cover included. | Stock | 21.5 | 23
T1E-1530G-1 | Iboco T1E series open slot thin finger wire duct, 1.5in width, 3in height, 6.5ft/2m length, gray. Cover included. | Stock | 26 | 28
T1E-1530W-1 | Iboco T1E series open slot thin finger wire duct, 1.5in width, 3in height, 6.5ft/2m length, white. Cover included. | Stock | 26 | 28
T1E-1540G-1 | Iboco T1E series open slot thin finger wire duct, 1.5in width, 4in height, 6.5ft/2m length, gray. Cover included. | Stock | 30.5 | 33
T1E-1540W-1 | Iboco T1E series open slot thin finger wire duct, 1.5in width, 4in height, 6.5ft/2m length, white. Cover included. | Stock | 30.5 | 33
T1E-2215G-1 | Iboco T1E series open slot thin finger wire duct, 2.25in width, 1.5in height, 6.5ft/2m length, gray. Cover included. | Stock | 21.5 | 23
T1E-2222G-1 | Iboco T1E series open slot thin finger wire duct, 2.25in width, 2.25in height, 6.5ft/2m length, gray. Cover included. | Stock | 22.5 | 24.5
T1E-2222W-1 | Iboco T1E series open slot thin finger wire duct, 2.25in width, 2.25in height, 6.5ft/2m length, white. Cover included. | Stock | 22.5 | 24.5
T1E-2230G-1 | Iboco T1E series open slot thin finger wire duct, 2.25in width, 3in height, 6.5ft/2m length, gray. Cover included. | Stock | 28.5 | 31
T1E-2230W-1 | Iboco T1E series open slot thin finger wire duct, 2.25in width, 3in height, 6.5ft/2m length, white. Cover included. | Stock | 28.5 | 31
T1E-2240G-1 | Iboco T1E series open slot thin finger wire duct, 2.25in width, 4in height, 6.5ft/2m length, gray. Cover included. | Stock | 31.5 | 34
T1E-2240W-1 | Iboco T1E series open slot thin finger wire duct, 2.25in width, 4in height, 6.5ft/2m length, white. Cover included. | Stock | 31.5 | 34
T1E-3015G-1 | Iboco T1E series open slot thin finger wire duct, 3in width, 1.5in height, 6.5ft/2m length, gray. Cover included. | Stock | 28.5 | 31
T1E-3022G-1 | Iboco T1E series open slot thin finger wire duct, 3in width, 2.25in height, 6.5ft/2m length, gray. Cover included. | Stock | 29.5 | 32
T1E-3022W-1 | Iboco T1E series open slot thin finger wire duct, 3in width, 2.25in height, 6.5ft/2m length, white. Cover included. | Stock | 29.5 | 32
T1E-3030G-1 | Iboco T1E series open slot thin finger wire duct, 3in width, 3in height, 6.5ft/2m length, gray. Cover included. | Stock | 34 | 37
T1E-3030W-1 | Iboco T1E series open slot thin finger wire duct, 3in width, 3in height, 6.5ft/2m length, white. Cover included. | Stock | 34 | 37
T1E-3040G-1 | Iboco T1E series open slot thin finger wire duct, 3in width, 4in height, 6.5ft/2m length, gray. Cover included. | Stock | 39 | 42
T1E-3040W-1 | Iboco T1E series open slot thin finger wire duct, 3in width, 4in height, 6.5ft/2m length, white. Cover included. | Stock | 39 | 42
T1E-4015G-1 | Iboco T1E series open slot thin finger wire duct, 4in width, 1.5in height, 6.5ft/2m length, gray. Cover included. | Stock | 28.5 | 30.5
T1E-4022G-1 | Iboco T1E series open slot thin finger wire duct, 4in width, 2.25in height, 6.5ft/2m length, gray. Cover included. | Stock | 33 | 35.5
T1E-4030G-1 | Iboco T1E series open slot thin finger wire duct, 4in width, 3in height, 6.5ft/2m length, gray. Cover included. | Stock | 37.5 | 40.5
T1E-4030W-1 | Iboco T1E series open slot thin finger wire duct, 4in width, 3in height, 6.5ft/2m length, white. Cover included. | Stock | 37.5 | 40.5
T1E-4040G-1 | Iboco T1E series open slot thin finger wire duct, 4in width, 4in height, 6.5ft/2m length, gray. Cover included. | Stock | 45.5 | 49
T1E-4040W-1 | Iboco T1E series open slot thin finger wire duct, 4in width, 4in height, 6.5ft/2m length, white. Cover included. | Stock | 45.5 | 49
T1F-08AD-1 | Terminator analog input module, 8-channel, current, 14-bit, input current signal range(s) of 0-20 mA, 4-20 mA, +/- 20 mA, external 24 VDC required. | Stock | 405 | 421
T1F-08AD-2 | Terminator analog input module, 8-channel, voltage, 14-bit, input voltage signal range(s) of 0-5 VDC, 0-10 VDC, +/- 5 VDC, +/- 10 VDC, external 24 VDC required. | Stock | 405 | 421
T1F-08DA-1 | Terminator analog output module, 8-channel, current, 12-bit, output current signal range(s) of 0-20 mA and 4-20 mA, external 24 VDC required. | Stock | 518 | 539
T1F-08DA-2 | Terminator analog output module, 8-channel, voltage, 12-bit, output voltage signal range(s) of 0-5 VDC, 0-10 VDC, +/- 5 VDC and +/- 10 VDC, external 24 VDC required. | Stock | 558 | 580
T1F-14THM | Terminator temperature input module, thermocouple, 14-channel, 12-bit resolution, input thermocouple type(s): J, E, K, R, S, T, B, N, C. Requires T1K-16B or T1K-16B-1 terminal base. | Stock | 736 | 765
T1F-16AD-1 | Terminator analog input module, 16-channel, current, 14-bit, input current signal range(s) of 0-20 mA, 4-20 mA, +/- 20 mA, external 24 VDC required. | Stock | 569 | 592
T1F-16AD-2 | Terminator analog input module, 16-channel, voltage, 14-bit, input voltage signal range(s) of 0-5 VDC, +/- 5 VDC, +/- 10 VDC, 0-10 VDC, external 24 VDC required. | Stock | 571 | 594
T1F-16DA-1 | Terminator analog output module, 16-channel, current, 12-bit, output current signal range(s) of 0-20 mA and 4-20 mA, external 24 VDC required. | Stock | 800 | 832
T1F-16DA-2 | Terminator analog output module, 16-channel, voltage, 12-bit, output voltage signal range(s) of 0-5 VDC, 0-10 VDC, +/- 5 VDC and +/- 10 VDC, external 24 VDC required. | Stock | 860 | 894
T1F-16RTD | Terminator temperature input module, RTD, 16-channel, 16-bit resolution, input RTD type(s): Pt100, JPt100, Cu10, Cu25 and Pt1000. Requires T1K-16B or T1K-16B-1 terminal base. | Stock | 561 | 583
T1F-16TMST | Terminator temperature input module, thermistor, 16-channel, 16-bit resolution, input thermistor type(s): 2252, 10K-AN Type 3, 10K-CP Type 2, 5K, 3K and 1.8K ohm. Requires T1K-16B or T1K-16B-1 terminal base. | Stock | 506 | 526
T1F-8AD4DA-1 | Terminator analog combo module, Input: 8-channel, current, 0-20 mA, 4-20 mA and +/- 20 mA, Output: 4-channel, current, 4-20 mA. Requires T1K-08B or T1K-08B-1 terminal base. | Stock | 492 | 512
T1F-8AD4DA-2 | Terminator analog combo module, Input: 8-channel, voltage, 0-5 VDC, 0-10 VDC, +/- 5 VDC and +/- 10 VDC, Output: 4-channel, voltage, 0-5 VDC, 0-10 VDC, +/- 5 VDC and +/- 10 VDC. Requires T1K-08B or T1K-08B-1 terminal base. | Stock | 492 | 512
T1F-CJC | Terminator CJC sensor, replacement. For use with T1F-14THM temperature input module. | Stock | 19.5 | 20.5
T1H-08TDS | Terminator discrete output module, 8-point, 6-24 VDC, sinking and sourcing, 8 isolated common(s), 1 point(s) per common, 2A/point, 16A/module, overcurrent protection. Requires T1K-16B or T1K-16B-1 terminal base. | Stock | 229 | 250
T1H-CTRIO | Terminator pulse combo module, 100 kHz maximum switching frequency, 8 high-speed input point(s), sinking/sourcing, single-ended encoder input(s), 4 high-speed output point(s), sinking/sourcing, single-ended output(s). | Stock | 430 | 469
T1H-DM1 | Do-more T1H CPU, 64k words ladder memory, (1) RS-232 (RJ12) and (1) USB B port(s), battery included. | Stock | 436 | 475
T1H-DM1E | Do-more T1H CPU, 64k words ladder memory, (1) RS-232 (RJ12), (1) Ethernet (RJ45) and (1) USB B port(s), battery included. | Stock | 570 | 621
T1H-DM-M | Do-more T1H user manual, free download only. For use with Do-more T1H series CPUs, bases, discrete I/O, analog I/O and intelligent modules. | Stock | 0
T1H-EBC100 | Terminator Ethernet base controller, (1) Ethernet 10/100Base-T (RJ45) port(s), Do-more Ethernet remote I/O, Modbus TCP/IP, TCP/IP, UDP/IP and IPX, up to 100 Mbps. | Stock | 417 | 455
T1H-EBC-M | Terminator user manual, free download only. For use with T1H-EBC100 Ethernet base controller. | Stock | 0
T1H-PBC-M | Terminator user manual, free download only. For use with T1H-PBC Profibus base controller. | Stock | 0
T1K-01AC | Terminator AC power supply, 120/240 VAC nominal input. Minimum (1) required per system. | Stock | 134 | 153
T1K-01DC | Terminator DC power supply, 12/24 VDC nominal input. Minimum (1) required per system. | Stock | 141 | 161
T1K-08B | Terminator half-size terminal base, 3-row, 24-pin screw clamp, 12 AWG. | Stock | 72 | 82
T1K-08B-1 | Terminator half-size terminal base, 3-row, 24-pin spring clamp, 14 AWG. | Stock | 72 | 82
T1K-08NA-1 | Terminator discrete input module, 8-point, 120 VAC, 2 isolated common(s), 4 point(s) per common. Requires T1K-08B or T1K-08B-1 terminal base. | Stock | 112 | 128
T1K-08ND3 | Terminator discrete input module, 8-point, 12-24 VDC, sinking/sourcing, 2 isolated common(s), 4 point(s) per common. Requires T1K-08B or T1K-08B-1 terminal base. | Stock | 88 | 100
T1K-08TA | Terminator discrete output module, 8-point, 24-240 VAC, 2 isolated common(s), 4 point(s) per common, 1A/point, 4A/common. Requires T1K-08B or T1K-08B-1 terminal base. | Stock | 173 | 197
T1K-08TAS | Terminator discrete output module, 8-point, 24-240 VAC, 8 isolated common(s), 1 point(s) per common, 2A/point. Requires T1K-16B or T1K-16B-1 terminal base. | Stock | 179 | 204
T1K-08TD1 | Terminator discrete output module, 8-point, 12-24 VDC, sinking, 2 common(s), 4 point(s) per common, 1A/point. Requires T1K-08B or T1K-08B-1 terminal base. | Stock | 101 | 115
T1K-08TD2-1 | Terminator discrete output module, 8-point, 12-24 VDC, sourcing, 2 common(s), 4 point(s) per common, 1A/point, 4A/common. Requires T1K-08B or T1K-08B-1 terminal base. | Stock | 101 | 115
T1K-08TR | Terminator relay output module, 8-point, 6-24 VDC/6-240 VAC, (8) Form A, 2 isolated common(s), 4 point(s) per common, 2A/point, 8A/common. Requires T1K-08B or T1K-08B-1 terminal base. | Stock | 110 | 125
T1K-08TRS | Terminator relay output module, 8-point, 6-24 VDC/6-240 VAC, (8) Form A, 8 isolated common(s), 1 point(s) per common, 7A/point. Requires T1K-16B or T1K-16B-1 terminal base. | Stock | 147 | 168
T1K-10CBL | Terminator base expansion cable, 3.2ft/1m cable length. For use with all Terminator bases. | Stock | 51 | 58
T1K-10CBL-1 | Terminator base expansion cable, 3.2ft/1m cable length. For use with all Terminator bases. Passes 24 VDC through isolated wire. | Stock | 68 | 78
T1K-16B | Terminator full-size terminal base, 3-row, 48-pin screw clamp, 12 AWG. | Stock | 88 | 100
T1K-16B-1 | Terminator full-size terminal base, 3-row, 48-pin spring clamp, 14 AWG. | Stock | 88 | 100
T1K-16NA-1 | Terminator discrete input module, 16-point, 120 VAC, 4 isolated common(s), 4 point(s) per common. Requires T1K-16B or T1K-16B-1 terminal base. | Stock | 182 | 207
T1K-16ND3 | Terminator discrete input module, 16-point, 12-24 VDC, sinking/sourcing, 4 isolated common(s), 4 point(s) per common. Requires T1K-16B or T1K-16B-1 terminal base. | Stock | 140 | 160
T1K-16TA | Terminator discrete output module, 16-point, 24-240 VAC, 4 isolated common(s), 4 point(s) per common, 1A/point, 4A/common. Requires T1K-16B or T1K-16B-1 terminal base. | Stock | 202 | 230
T1K-16TD1 | Terminator discrete output module, 16-point, 12-24 VDC, sinking, 4 common(s), 4 point(s) per common, 1A/point, 4A/common. Requires T1K-16B or T1K-16B-1 terminal base. | Stock | 153 | 174
T1K-16TD2-1 | Terminator discrete output module, 16-point, 12-24 VDC, sourcing, 4 common(s), 4 point(s) per common, 1A/point, 4A/common. Requires T1K-16B or T1K-16B-1 terminal base. | Stock | 148 | 169
T1K-16TR | Terminator relay output module, 16-point, 6-24 VDC/6-240 VAC, (16) Form A, 4 isolated common(s), 4 point(s) per common, 2A/point, 6A/common. Requires T1K-16B or T1K-16B-1 terminal base. | Stock | 191 | 218
T1K-DEVNETS | Terminator slave, (1) 5-pin removable terminal block port(s), DeviceNet, up to 500k baud. | Stock | 264 | 301
T1K-DEVNETS-M | Terminator user manual, free download only. For use with T1K-DEVNETS DeviceNET base controller. | Stock | 0
T1K-FUSE-1 | Terminator fast-acting spare fuse, 6.3A. Package of 5. For use with Terminator DC output modules. | Stock | 15 | 17
T1K-FUSE-2 | Terminator fast-acting spare fuse, 10A. Package of 5. For use with Terminator non-isolated AC/relay output modules. | Stock | 15 | 17
T1K-FUSE-3 | Terminator spare fuse, 10A. Package of 5. For use with Terminator isolated AC/relay output modules. | Stock | 15 | 17
T1K-INST-M | Terminator installation manual, free download only. For use with Terminator bases and discrete and analog I/O modules. | Stock | 0
T1K-MODBUS | Terminator slave, (1) RS-232/RS-422/RS-485 (15-pin D-sub HD15 female) port(s), Modbus RTU, up to 19.2k baud. | Stock | 236 | 269
T1K-MODBUS-M | Terminator user manual, free download only. For use with T1K-MODBUS Modbus base controller. | Stock | 0
T1K-RSSS-M | Terminator user manual, free download only. For use with T1K-RSSS DirectLOGIC remote I/O base controller. | Stock | 0
T201612HWT | AttaBox Triton series enclosure, NEMA 1/3/3R/4X/12, 20 x 16 x 12in (HxWxD), wall mount, fiberglass reinforced polyester, gray, single-door, (2) twist-lock latches, padlock hasp and staple. | Stock | 593 | 698
T2212CH | Wiegmann wiring trough, 2.5 x 2.5 x 12in (HxDxL), NEMA 4, carbon steel, ANSI 61 gray, powder coat finish, single-door. | from vendor up to 10 business days | 173 | 178
T2212CHSS | Wiegmann wiring trough, 2.5 x 2.5 x 12in (HxDxL), NEMA 1/4/4X/12, 304 stainless steel, No. 3 intermediate polished finish, single-door. | from vendor up to 15 business days | 297 | 305
T2218CH | Wiegmann wiring trough, 2.5 x 2.5 x 18in (HxDxL), NEMA 4, carbon steel, ANSI 61 gray, powder coat finish, single-door. | from vendor up to 10 business days | 187 | 191
T2218CHSS | Wiegmann wiring trough, 2.5 x 2.5 x 18in (HxDxL), NEMA 1/4/4X/12, 304 stainless steel, No. 3 intermediate polished finish, single-door. | from vendor up to 15 business days | 321 | 328
T2224CH | Wiegmann wiring trough, 2.5 x 2.5 x 24in (HxDxL), NEMA 4, carbon steel, ANSI 61 gray, powder coat finish, single-door. | from vendor up to 10 business days | 200 | 205
T2224CHSS | Wiegmann wiring trough, 2.5 x 2.5 x 24in (HxDxL), NEMA 1/4/4X/12, 304 stainless steel, No. 3 intermediate polished finish, single-door. | from vendor up to 15 business days | 344 | 352
T2236CH | Wiegmann wiring trough, 2.5 x 2.5 x 36in (HxDxL), NEMA 4, carbon steel, ANSI 61 gray, powder coat finish, single-door. | from vendor up to 10 business days | 228 | 233
T2236CHSS | Wiegmann wiring trough, 2.5 x 2.5 x 36in (HxDxL), NEMA 1/4/4X/12, 304 stainless steel, No. 3 intermediate polished finish, single-door. | from vendor up to 15 business days | 390 | 400
T2248CH | Wiegmann wiring trough, 2.5 x 2.5 x 48in (HxDxL), NEMA 4, carbon steel, ANSI 61 gray, powder coat finish, single-door. | from vendor up to 10 business days | 255 | 261
T2248CHSS | Wiegmann wiring trough, 2.5 x 2.5 x 48in (HxDxL), NEMA 1/4/4X/12, 304 stainless steel, No. 3 intermediate polished finish, single-door. | from vendor up to 15 business days | 496 | 507
T2260CH | Wiegmann wiring trough, 2.5 x 2.5 x 60in (HxDxL), NEMA 4, carbon steel, ANSI 61 gray, powder coat finish, single-door. | from vendor up to 10 business days | 281 | 288
T2260CHSS | Wiegmann wiring trough, 2.5 x 2.5 x 60in (HxDxL), NEMA 1/4/4X/12, 304 stainless steel, No. 3 intermediate polished finish, single-door. | from vendor up to 15 business days | 483 | 494
T2272CH | Wiegmann wiring trough, 2.5 x 2.5 x 72in (HxDxL), NEMA 4, carbon steel, ANSI 61 gray, powder coat finish, single-door. | from vendor up to 10 business days | 308 | 315
T2272CHSS | Wiegmann wiring trough, 2.5 x 2.5 x 72in (HxDxL), NEMA 1/4/4X/12, 304 stainless steel, No. 3 intermediate polished finish, single-door. | from vendor up to 15 business days | 599 | 614
T241210HWT | AttaBox Triton series enclosure, NEMA 1/3/3R/4X/12, 24 x 12 x 10in (HxWxD), wall mount, fiberglass reinforced polyester, gray, single-door, (2) twist-lock latches, padlock hasp and staple. | Stock | 637 | 751
T24126HWT | AttaBox Triton series enclosure, NEMA 1/3/3R/4X/12, 24 x 12 x 6in (HxWxD), wall mount, fiberglass reinforced polyester, gray, single-door, (2) twist-lock latches, padlock hasp and staple. | from vendor up to 20 business days | 656 | 773
T24208HWT | AttaBox Triton series enclosure, NEMA 1/3/3R/4X/12, 24 x 20 x 8in (HxWxD), wall mount, fiberglass reinforced polyester, gray, single-door, (4) twist-lock latches, padlock hasp and staple. | Stock | 725 | 853
T24208HWTSL | AttaBox Triton series enclosure, NEMA 1/3/3R/4X/12, 24 x 20 x 8in (HxWxD), fiberglass reinforced polyester, Pantone 428 C glacier gray, single-door, 1/4-turn flush-mounted latch. | from vendor up to 15 business days | 864 | 1017
T242410HWT | AttaBox Triton series enclosure, NEMA 1/3/3R/4X/12, 24 x 24 x 10in (HxWxD), wall mount, fiberglass reinforced polyester, gray, single-door, (4) twist-lock latches, padlock hasp and staple. | Stock | 839 | 988
T242410HWTSL | AttaBox Triton series enclosure, NEMA 1/3/3R/4X/12, 24 x 24 x 10in (HxWxD), fiberglass reinforced polyester, Pantone 428 C glacier gray, single-door, 1/4-turn flush-mounted latch. | from vendor up to 15 business days | 1000 | 1178
T242410RT | AttaBox Triton series enclosure, NEMA 1/3R, 24 x 24 x 10in (HxWxD), wall mount, fiberglass reinforced polyester, gray, single-door, (2) twist-lock latches, padlock hasp and staple. | Stock | 710 | 836
T242412HWT | AttaBox Triton series enclosure, NEMA 1/3/3R/4X/12, 24 x 24 x 12in (HxWxD), wall mount, fiberglass reinforced polyester, gray, single-door, (4) twist-lock latches, padlock hasp and staple. | Stock | 955 | 1125
T242412HWTSL | AttaBox Triton series enclosure, NEMA 1/3/3R/4X/12, 24 x 24 x 12in (HxWxD), fiberglass reinforced polyester, Pantone 428 C glacier gray, single-door, 1/4-turn flush-mounted latch. | from vendor up to 15 business days | 1138 | 1340
T2A533081S | ACME general purpose transformer, encapsulated core, 3 kVA, 3-phase, 480 VAC Delta primary, 208Y/120 VAC secondary, 60 Hz, electrostatic shield, NEMA 3R, wall mount. | Stock | 543
T2A533091S | ACME general purpose transformer, encapsulated core, 6 kVA, 3-phase, 480 VAC Delta primary, 208Y/120 VAC secondary, 60 Hz, electrostatic shield, NEMA 3R, wall mount. | Stock | 745
T2A533101S | ACME general purpose transformer, encapsulated core, 9 kVA, 3-phase, 480 VAC Delta primary, 208Y/120 VAC secondary, 60 Hz, electrostatic shield, NEMA 3R, wall mount. | Stock | 930
T2A533281S | ACME general purpose transformer, encapsulated core, 3 kVA, 3-phase, 480 VAC Delta primary, 240/120 VAC Delta (center tap) secondary, 60 Hz, electrostatic shield, NEMA 3R, wall mount. | Stock | 543
T2A533291S | ACME general purpose transformer, encapsulated core, 6 kVA, 3-phase, 480 VAC Delta primary, 240/120 VAC Delta (center tap) secondary, 60 Hz, electrostatic shield, NEMA 3R, wall mount. | Stock | 745
T2A533401S | ACME general purpose transformer, encapsulated core, 9 kVA, 3-phase, 480 VAC Delta primary, 240/120 VAC Delta (center tap) secondary, 60 Hz, electrostatic shield, NEMA 3R, wall mount. | Stock | 930
T2A793301S | ACME general purpose transformer, encapsulated core, 3 kVA, 3-phase, 600 VAC Delta primary, 208Y/120 VAC secondary, 60 Hz, electrostatic shield, NEMA 3R, wall mount. | Stock | 678
T2A793311S | ACME general purpose transformer, encapsulated core, 6 kVA, 3-phase, 600 VAC Delta primary, 208Y/120 VAC secondary, 60 Hz, electrostatic shield, NEMA 3R, wall mount. | Stock | 972
T2A793321S | ACME general purpose transformer, encapsulated core, 9 kVA, 3-phase, 600 VAC Delta primary, 208Y/120 VAC secondary, 60 Hz, electrostatic shield, NEMA 3R, wall mount. | Stock | 1230
T2A795161S | ACME general purpose transformer, encapsulated core, 3 kVA, 3-phase, 600 VAC Delta primary, 480Y/277 VAC secondary, 60 Hz, electrostatic shield, NEMA 3R, wall mount. | Stock | 682
T2A795171S | ACME general purpose transformer, encapsulated core, 6 kVA, 3-phase, 600 VAC Delta primary, 480Y/277 VAC secondary, 60 Hz, electrostatic shield, NEMA 3R, wall mount. | Stock | 972
T2A795181S | ACME general purpose transformer, encapsulated core, 9 kVA, 3-phase, 600 VAC Delta primary, 480Y/277 VAC secondary, 60 Hz, electrostatic shield, NEMA 3R, wall mount. | Stock | 1230
T2L-ND-30-240U | ProSense on-delay inline relay timer, 0.1 to 10 seconds timing range, 24-240 VAC and 12-48 VDC operating voltage, (1) SPNO timed solid state relay output(s), surface mount, 1/4in male quick-connect terminal. | Stock | 21.5
T2L-ND-31-240U | ProSense on-delay inline relay timer, 1 to 100 seconds timing range, 24-240 VAC and 12-48 VDC operating voltage, (1) SPNO timed solid state relay output(s), surface mount, 1/4in male quick-connect terminal. | Stock | 21.5
T2L-ND-32-240U | ProSense on-delay inline relay timer, 0.1 to 10 minutes timing range, 24-240 VAC and 12-48 VDC operating voltage, (1) SPNO timed solid state relay output(s), surface mount, 1/4in male quick-connect terminal. | Stock | 21.5
T2L-ND-33-240U | ProSense on-delay inline relay timer, 1 to 100 minutes timing range, 24-240 VAC and 12-48 VDC operating voltage, (1) SPNO timed solid state relay output(s), surface mount, 1/4in male quick-connect terminal. | Stock | 21.5
T2L-ND-40-240U | ProSense on-delay inline relay timer, 0.1 to 102.3 seconds selectable timing range, 24-240 VAC and 12-48 VDC operating voltage, (1) SPNO timed solid state relay output(s), surface mount, 1/4in male quick-connect terminal. | Stock | 32
T2L-ND-41-240U | ProSense on-delay inline relay timer, 1 to 1,023 seconds selectable timing range, 24-240 VAC and 12-48 VDC operating voltage, (1) SPNO timed solid state relay output(s), surface mount, 1/4in male quick-connect terminal. | Stock | 32
T2L-ND-42-240U | ProSense on-delay inline relay timer, 10 to 10,230 seconds selectable timing range, 24-240 VAC and 12-48 VDC operating voltage, (1) SPNO timed solid state relay output(s), surface mount, 1/4in male quick-connect terminal. | Stock | 32
T2R-FD-30-24AD | ProSense off-delay relay timer, 0.1 to 10 seconds timing range, 24 VAC/VDC operating voltage, (1) SPDT timed relay output(s), surface mount, 1/4in male quick-connect terminal. | Stock | 39
T2R-FD-30J-120A | ProSense off-delay relay timer, 0.1 to 10 seconds timing range, 120 VAC/VDC operating voltage, (1) SPDT timed relay output(s), surface mount, 1/4in male quick-connect terminal. | Stock | 39
T2R-FD-31-24AD | ProSense off-delay relay timer, 1 to 100 seconds timing range, 24 VAC/VDC operating voltage, (1) SPDT timed relay output(s), surface mount, 1/4in male quick-connect terminal. | Stock | 39
T2R-FD-31J-120A | ProSense off-delay relay timer, 1 to 100 seconds timing range, 120 VAC/VDC operating voltage, (1) SPDT timed relay output(s), surface mount, 1/4in male quick-connect terminal. | Stock | 39
T2R-FD-32-24AD | ProSense off-delay relay timer, 0.1 to 10 minutes timing range, 24 VAC/VDC operating voltage, (1) SPDT timed relay output(s), surface mount, 1/4in male quick-connect terminal. | Stock | 39
T2R-FD-32J-120A | ProSense off-delay relay timer, 0.1 to 10 minutes timing range, 120 VAC/VDC operating voltage, (1) SPDT timed relay output(s), surface mount, 1/4in male quick-connect terminal. | Stock | 39
T2R-FD-33-24AD | ProSense off-delay relay timer, 1 to 100 minutes timing range, 24 VAC/VDC operating voltage, (1) SPDT timed relay output(s), surface mount, 1/4in male quick-connect terminal. | Stock | 39
T2R-FD-33J-120A | ProSense off-delay relay timer, 1 to 100 minutes timing range, 120 VAC/VDC operating voltage, (1) SPDT timed relay output(s), surface mount, 1/4in male quick-connect terminal. | Stock | 39
T2R-M1-ADJ-240U | ProSense multi-mode relay timer, 0.1 seconds to 100 minutes selectable timing range, 24-240 VAC and 12-125 VDC operating voltage, (1) SPDT timed relay output(s), surface mount, 1/4in male quick-connect terminal. | Stock | 37
T2R-M2-ADJ-240U | ProSense multi-mode relay timer, 0.1 seconds to 100 minutes selectable timing range, 24-240 VAC and 12-125 VDC operating voltage, (1) SPDT timed relay output(s), surface mount, 1/4in male quick-connect terminal. | Stock | 37
T2R-M3-ADJ-240U | ProSense multi-mode relay timer, 0.1 seconds to 1,000 minutes selectable timing range, 24-240 VAC and 12-125 VDC operating voltage, (1) SPDT timed relay output(s), surface mount, 1/4in male quick-connect terminal. | Stock | 39
T2R-ND-30-120A | ProSense on-delay relay timer, 0.1 to 10 seconds timing range, 120 VAC/VDC operating voltage, (1) SPDT timed relay output(s), surface mount, 1/4in male quick-connect terminal. | Stock | 36
T2R-ND-30-24AD | ProSense on-delay relay timer, 0.1 to 10 seconds timing range, 24 VAC/VDC operating voltage, (1) SPDT timed relay output(s), surface mount, 1/4in male quick-connect terminal. | Stock | 36
T2R-ND-31-120A | ProSense on-delay relay timer, 1 to 100 seconds timing range, 120 VAC/VDC operating voltage, (1) SPDT timed relay output(s), surface mount, 1/4in male quick-connect terminal. | Stock | 36
T2R-ND-31-24AD | ProSense on-delay relay timer, 1 to 100 seconds timing range, 24 VAC/VDC operating voltage, (1) SPDT timed relay output(s), surface mount, 1/4in male quick-connect terminal. | Stock | 36
T2R-ND-32-120A | ProSense on-delay relay timer, 0.1 to 10 minutes timing range, 120 VAC/VDC operating voltage, (1) SPDT timed relay output(s), surface mount, 1/4in male quick-connect terminal. | Stock | 36
T2R-ND-32-24AD | ProSense on-delay relay timer, 0.1 to 10 minutes timing range, 24 VAC/VDC operating voltage, (1) SPDT timed relay output(s), surface mount, 1/4in male quick-connect terminal. | Stock | 36
T2R-ND-33-120A | ProSense on-delay relay timer, 1 to 100 minutes timing range, 120 VAC/VDC operating voltage, (1) SPDT timed relay output(s), surface mount, 1/4in male quick-connect terminal. | Stock | 36
T2R-ND-33-24AD | ProSense on-delay relay timer, 1 to 100 minutes timing range, 24 VAC/VDC operating voltage, (1) SPDT timed relay output(s), surface mount, 1/4in male quick-connect terminal. | Stock | 36
T2R-SST-30-120A | ProSense fleeting (single-shot) relay timer, 0.1 to 10 seconds timing range, 120 VAC/VDC operating voltage, (1) SPDT timed relay output(s), surface mount, 1/4in male quick-connect terminal. | Stock | 39
T2R-SST-30-24AD | ProSense fleeting (single-shot) relay timer, 0.1 to 10 seconds timing range, 24 VAC/VDC operating voltage, (1) SPDT timed relay output(s), surface mount, 1/4in male quick-connect terminal. | Stock | 39
T2R-SST-31-120A | ProSense fleeting (single-shot) relay timer, 1 to 100 seconds timing range, 120 VAC/VDC operating voltage, (1) SPDT timed relay output(s), surface mount, 1/4in male quick-connect terminal. | Stock | 39
T2R-SST-31-24AD | ProSense fleeting (single-shot) relay timer, 1 to 100 seconds timing range, 24 VAC/VDC operating voltage, (1) SPDT timed relay output(s), surface mount, 1/4in male quick-connect terminal. | Stock | 39
T2R-SST-32-120A | ProSense fleeting (single-shot) relay timer, 0.1 to 10 minutes timing range, 120 VAC/VDC operating voltage, (1) SPDT timed relay output(s), surface mount, 1/4in male quick-connect terminal. | Stock | 39
T2R-SST-32-24AD | ProSense fleeting (single-shot) relay timer, 0.1 to 10 minutes timing range, 24 VAC/VDC operating voltage, (1) SPDT timed relay output(s), surface mount, 1/4in male quick-connect terminal. | Stock | 39
T2R-SST-33-120A | ProSense fleeting (single-shot) relay timer, 1 to 100 minutes timing range, 120 VAC/VDC operating voltage, (1) SPDT timed relay output(s), surface mount, 1/4in male quick-connect terminal. | Stock | 39
T2R-SST-33-24AD | ProSense fleeting (single-shot) relay timer, 1 to 100 minutes timing range, 24 VAC/VDC operating voltage, (1) SPDT timed relay output(s), surface mount, 1/4in male quick-connect terminal. | Stock | 39
T2S-FD-30-125D | ProSense off-delay relay timer, 0.1 to 10 seconds timing range, 12-125 VDC operating voltage, (1) SPNO timed solid state relay output(s), surface mount, 1/4in male quick-connect terminal. | Stock | 38
T2S-FD-30-240A | ProSense off-delay relay timer, 0.1 to 10 seconds timing range, 24-240 VAC operating voltage, (1) SPNO timed solid state relay output(s), surface mount, 1/4in male quick-connect terminal. | Stock | 35
T2S-FD-31-125D | ProSense off-delay relay timer, 1 to 100 seconds timing range, 12-125 VDC operating voltage, (1) SPNO timed solid state relay output(s), surface mount, 1/4in male quick-connect terminal. | Stock | 38
T2S-FD-31-240A | ProSense off-delay relay timer, 1 to 100 seconds timing range, 24-240 VAC operating voltage, (1) SPNO timed solid state relay output(s), surface mount, 1/4in male quick-connect terminal. | Stock | 35
T2S-FD-32-125D | ProSense off-delay relay timer, 0.1 to 10 minutes timing range, 12-125 VDC operating voltage, (1) SPNO timed solid state relay output(s), surface mount, 1/4in male quick-connect terminal. | Stock | 38
T2S-FD-32-240A | ProSense off-delay relay timer, 0.1 to 10 minutes timing range, 24-240 VAC operating voltage, (1) SPNO timed solid state relay output(s), surface mount, 1/4in male quick-connect terminal. | Stock | 35
T2S-FD-33-125D | ProSense off-delay relay timer, 1 to 100 minutes timing range, 12-125 VDC operating voltage, (1) SPNO timed solid state relay output(s), surface mount, 1/4in male quick-connect terminal. | Stock | 38
T2S-FD-33-240A | ProSense off-delay relay timer, 1 to 100 minutes timing range, 24-240 VAC operating voltage, (1) SPNO timed solid state relay output(s), surface mount, 1/4in male quick-connect terminal. | Stock | 35
T2S-ND-30-125D | ProSense on-delay relay timer, 0.1 to 10 seconds timing range, 12-125 VDC operating voltage, (1) SPNO timed solid state relay output(s), surface mount, 1/4in male quick-connect terminal. | Stock | 34
T2S-ND-30-240A | ProSense on-delay relay timer, 0.1 to 10 seconds timing range, 24-240 VAC operating voltage, (1) SPNO timed solid state relay output(s), surface mount, 1/4in male quick-connect terminal. | Stock | 30
T2S-ND-31-125D | ProSense on-delay relay timer, 1 to 100 seconds timing range, 12-125 VDC operating voltage, (1) SPNO timed solid state relay output(s), surface mount, 1/4in male quick-connect terminal. | Stock | 34
T2S-ND-31-240A | ProSense on-delay relay timer, 1 to 100 seconds timing range, 24-240 VAC operating voltage, (1) SPNO timed solid state relay output(s), surface mount, 1/4in male quick-connect terminal. | Stock | 30
T2S-ND-32-125D | ProSense on-delay relay timer, 0.1 to 10 minutes timing range, 12-125 VDC operating voltage, (1) SPNO timed solid state relay output(s), surface mount, 1/4in male quick-connect terminal. | Stock | 34
T2S-ND-32-240A | ProSense on-delay relay timer, 0.1 to 10 minutes timing range, 24-240 VAC operating voltage, (1) SPNO timed solid state relay output(s), surface mount, 1/4in male quick-connect terminal. | Stock | 30
T2S-ND-33-125D | ProSense on-delay relay timer, 1 to 100 minutes timing range, 12-125 VDC operating voltage, (1) SPNO timed solid state relay output(s), surface mount, 1/4in male quick-connect terminal. | Stock | 34
T2S-ND-33-240A | ProSense on-delay relay timer, 1 to 100 minutes timing range, 24-240 VAC operating voltage, (1) SPNO timed solid state relay output(s), surface mount, 1/4in male quick-connect terminal. | Stock | 30
T2S-SST-30-125D | ProSense fleeting (single-shot) relay timer, 0.1 to 10 seconds timing range, 12-125 VDC operating voltage, (1) SPNO timed solid state relay output(s), surface mount, 1/4in male quick-connect terminal. | Stock | 38
T2S-SST-30-240A | ProSense fleeting (single-shot) relay timer, 0.1 to 10 seconds timing range, 24-240 VAC operating voltage, (1) SPNO timed solid state relay output(s), surface mount, 1/4in male quick-connect terminal. | Stock | 35
T2S-SST-31-125D | ProSense fleeting (single-shot) relay timer, 1 to 100 seconds timing range, 12-125 VDC operating voltage, (1) SPNO timed solid state relay output(s), surface mount, 1/4in male quick-connect terminal. | Stock | 38
T2S-SST-31-240A | ProSense fleeting (single-shot) relay timer, 1 to 100 seconds timing range, 24-240 VAC operating voltage, (1) SPNO timed solid state relay output(s), surface mount, 1/4in male quick-connect terminal. | Stock | 35
T2S-SST-32-125D | ProSense fleeting (single-shot) relay timer, 0.1 to 10 minutes timing range, 12-125 VDC operating voltage, (1) SPNO timed solid state relay output(s), surface mount, 1/4in male quick-connect terminal. | Stock | 38
T2S-SST-32-240A | ProSense fleeting (single-shot) relay timer, 0.1 to 10 minutes timing range, 24-240 VAC operating voltage, (1) SPNO timed solid state relay output(s), surface mount, 1/4in male quick-connect terminal. | Stock | 35
T2S-SST-33-125D | ProSense fleeting (single-shot) relay timer, 1 to 100 minutes timing range, 12-125 VDC operating voltage, (1) SPNO timed solid state relay output(s), surface mount, 1/4in male quick-connect terminal. | Stock | 38
T2S-SST-33-240A | ProSense fleeting (single-shot) relay timer, 1 to 100 minutes timing range, 24-240 VAC operating voltage, (1) SPNO timed solid state relay output(s), surface mount, 1/4in male quick-connect terminal. | Stock | 35
T2S-TT-30-125D | ProSense on-interval relay timer, 0.1 to 10 seconds timing range, 12-125 VDC operating voltage, (1) SPNO timed solid state relay output(s), surface mount, 1/4in male quick-connect terminal. | Stock | 36
T2S-TT-30-240A | ProSense on-interval relay timer, 0.1 to 10 seconds timing range, 24-240 VAC operating voltage, (1) SPNO timed solid state relay output(s), surface mount, 1/4in male quick-connect terminal. | Stock | 33.5
T2S-TT-31-125D | ProSense on-interval relay timer, 1 to 100 seconds timing range, 12-125 VDC operating voltage, (1) SPNO timed solid state relay output(s), surface mount, 1/4in male quick-connect terminal. | Stock | 36
T2S-TT-31-240A | ProSense on-interval relay timer, 1 to 100 seconds timing range, 24-240 VAC operating voltage, (1) SPNO timed solid state relay output(s), surface mount, 1/4in male quick-connect terminal. | Stock | 33.5
T2S-TT-32-125D | ProSense on-interval relay timer, 0.1 to 10 minutes timing range, 12-125 VDC operating voltage, (1) SPNO timed solid state relay output(s), surface mount, 1/4in male quick-connect terminal. | Stock | 36
T2S-TT-32-240A | ProSense on-interval relay timer, 0.1 to 10 minutes timing range, 24-240 VAC operating voltage, (1) SPNO timed solid state relay output(s), surface mount, 1/4in male quick-connect terminal. | Stock | 33.5
T2S-TT-33-125D | ProSense on-interval relay timer, 1 to 100 minutes timing range, 12-125 VDC operating voltage, (1) SPNO timed solid state relay output(s), surface mount, 1/4in male quick-connect terminal. | Stock | 36
T2S-TT-33-240A | ProSense on-interval relay timer, 1 to 100 minutes timing range, 24-240 VAC operating voltage, (1) SPNO timed solid state relay output(s), surface mount, 1/4in male quick-connect terminal. | Stock | 33.5
T30-0250-25C | ProSense bi-metal dial thermometer, 3in diameter, 2 1/2in insertion length, 0 to 250 deg F/-18 to 120 deg C, 1/2in male NPT process connection, center back mount. | Stock | 28.5 | 31.5
T30-0250-4C | ProSense bi-metal dial thermometer, 3in diameter, 4in insertion length, 0 to 250 deg F/-18 to 120 deg C, 1/2in male NPT process connection, center back mount. | Stock | 28.5 | 31.5
T30-0250-6C | ProSense bi-metal dial thermometer, 3in diameter, 6in insertion length, 0 to 250 deg F/-18 to 120 deg C, 1/2in male NPT process connection, center back mount. | Stock | 28.5 | 31.5
T30030-2SR | Bussmann fuse block, accepts T fuses, 30A, 300V, 2-pole, 18-10 AWG copper only, screw with pressure plate, panel mount. | Stock | 25.5 | 26.5
T30030-3SR | Bussmann fuse block, accepts T fuses, 30A, 300V, 3-pole, 18-10 AWG copper only, screw with pressure plate, panel mount. | Stock | 25.5 | 26.5
T30060-2CR | Bussmann fuse block, accepts T fuses, 60A, 300V, 2-pole, 14-2 AWG copper or aluminum, box lug, panel mount. | Stock | 31.5 | 33
T30060-3CR | Bussmann fuse block, accepts T fuses, 60A, 300V, 3-pole, 14-2 AWG copper or aluminum, box lug, panel mount. | Stock | 48.5 | 50
T30100-1CR | Bussmann fuse block, accepts T fuses, 100A, 300V, 1-pole, 8-1/0 AWG copper or aluminum, box lug, panel mount. | Stock | 40 | 41.5
T30100-3CR | Bussmann fuse block, accepts T fuses, 100A, 300V, 3-pole, 8-1/0 AWG copper or aluminum, box lug, panel mount. | Stock | 139 | 145
T30-150750-25C | ProSense bi-metal dial thermometer, 3in diameter, 2-1/2in insertion length, 150 to 750 deg F/70 to 400 deg C, 1/2in male NPT process connection, center back mount. | Stock | 28.5 | 31.5
T30-150750-4C | ProSense bi-metal dial thermometer, 3in diameter, 4in insertion length, 150 to 750 deg F/70 to 400 deg C, 1/2in male NPT process connection, center back mount. | Stock | 28.5 | 31.5
T30-150750-6C | ProSense bi-metal dial thermometer, 3in diameter, 6in insertion length, 150 to 750 deg F/70 to 400 deg C, 1/2in male NPT process connection, center back mount. | Stock | 28.5 | 31.5
T30200-1C | Bussmann fuse block, accepts T fuses, 200A, 300V, 1-pole, 6 AWG-250 MCM copper or aluminum, box lug, panel mount. | Stock | 108 | 112
T30200-3C | Bussmann fuse block, accepts T fuses, 200A, 300V, 3-pole, 6 AWG-250 MCM copper or aluminum, box lug, panel mount. | Stock | 292 | 304
T302010HWT | AttaBox Triton series enclosure, NEMA 1/3/3R/4X/12, 30 x 20 x 10in (HxWxD), wall mount, fiberglass reinforced polyester, gray, single-door, (5) twist-lock latches, padlock hasp and staple. | from vendor up to 5 business days | 937 | 1104
T302010RT | AttaBox Triton series enclosure, NEMA 1/3R, 30 x 20 x 10in (HxWxD), wall mount, fiberglass reinforced polyester, gray, single-door, (2) twist-lock latches, padlock hasp and staple. | from vendor up to 15 business days | 848 | 999
T302012HWT | AttaBox Triton series enclosure, NEMA 1/3/3R/4X/12, 30 x 20 x 12in (HxWxD), wall mount, fiberglass reinforced polyester, gray, single-door, (5) twist-lock latches, padlock hasp and staple. | from vendor up to 15 business days | 949 | 1118
T30206HWT | AttaBox Triton series enclosure, NEMA 1/3/3R/4X/12, 30 x 20 x 6in (HxWxD), wall mount, fiberglass reinforced polyester, gray, single-door, (5) twist-lock latches, padlock hasp and staple. | from vendor up to 15 business days | 762 | 897
T30208HWT | AttaBox Triton series enclosure, NEMA 1/3/3R/4X/12, 30 x 20 x 8in (HxWxD), wall mount, fiberglass reinforced polyester, gray, single-door, (5) twist-lock latches, padlock hasp and staple. | Stock | 773 | 911
T30208HWTSL | AttaBox Triton series enclosure, NEMA 1/3/3R/4X/12, 30 x 20 x 8in (HxWxD), fiberglass reinforced polyester, Pantone 428 C glacier gray, single-door, 1/4-turn flush-mounted latch. | from vendor up to 15 business days | 922 | 1085
T30208RT | AttaBox Triton series enclosure, NEMA 1/3R, 30 x 20 x 8in (HxWxD), wall mount, fiberglass reinforced polyester, gray, single-door, (2) twist-lock latches, padlock hasp and staple. | from vendor up to 15 business days | 715 | 841
T302410HWT | AttaBox Triton series enclosure, NEMA 1/3/3R/4X/12, 30 x 24 x 10in (HxWxD), wall mount, fiberglass reinforced polyester, gray, single-door, (5) twist-lock latches, padlock hasp and staple. | Stock | 878 | 1034
T302410HWTSL | AttaBox Triton series enclosure, NEMA 1/3/3R/4X/12, 30 x 24 x 10in (HxWxD), fiberglass reinforced polyester, Pantone 428 C glacier gray, single-door, 1/4-turn flush-mounted latch. | from vendor up to 15 business days | 1046 | 1232
T302410RT | AttaBox Triton series enclosure, NEMA 1/3R, 30 x 24 x 10in (HxWxD), wall mount, fiberglass reinforced polyester, gray, single-door, (2) twist-lock latches, padlock hasp and staple. | from vendor up to 5 business days | 760 | 895
T302412HWT | AttaBox Triton series enclosure, NEMA 1/3/3R/4X/12, 30 x 24 x 12in (HxWxD), wall mount, fiberglass reinforced polyester, gray, single-door, (5) twist-lock latches, padlock hasp and staple. | Stock | 923 | 1087
T302412RT | AttaBox Triton series enclosure, NEMA 1/3R, 30 x 24 x 12in (HxWxD), wall mount, fiberglass reinforced polyester, gray, single-door, (2) twist-lock latches, padlock hasp and staple. | from vendor up to 15 business days | 805 | 948
T30247HWT | AttaBox Triton series enclosure, NEMA 1/3/3R/4X/12, 30 x 24 x 8in (HxWxD), wall mount, fiberglass reinforced polyester, gray, single-door, (5) twist-lock latches, padlock hasp and staple. | Stock | 867 | 1021
T30400-1C | Bussmann fuse block, accepts T fuses, 400A, 300V, 1-pole, 2/0 AWG-600 MCM copper or aluminum, box lug, panel mount. | Stock | 159 | 165
T30-50500-25C | ProSense bi-metal dial thermometer, 3in diameter, 2-1/2in insertion length, 50 to 500 deg F/10 to 260 deg C, 1/2in male NPT process connection, center back mount. | Stock | 28.5 | 31.5
T30-50500-4C | ProSense bi-metal dial thermometer, 3in diameter, 4in insertion length, 50 to 500 deg F/10 to 260 deg C, 1/2in male NPT process connection, center back mount. | Stock | 28.5 | 31.5
T30-50500-6C | ProSense bi-metal dial thermometer, 3in diameter, 6in insertion length, 50 to 500 deg F/10 to 260 deg C, 1/2in male NPT process connection, center back mount. | Stock | 28.5 | 31.5
T30600-1C | Bussmann fuse block, accepts T fuses, 600A, 300V, 1-pole, 2 line/2 load opening(s) per pole, (2) 4/0 AWG-600 MCM copper or aluminum, box lug, panel mount. | Stock | 245 | 255
T30-N40160-25C | ProSense bi-metal dial thermometer, 3in diameter, 2-1/2in insertion length, -40 to 160 deg F/-40 to 70 deg C, 1/2in male NPT process connection, center back mount. | Stock | 28.5 | 31.5
T30-N40160-4C | ProSense bi-metal dial thermometer, 3in diameter, 4in insertion length, -40 to 160 deg F/-40 to 70 deg C, 1/2in male NPT process connection, center back mount. | Stock | 28.5 | 31.5
T30-N40160-6C | ProSense bi-metal dial thermometer, 3in diameter, 6in insertion length, -40 to 160 deg F/-40 to 70 deg C, 1/2in male NPT process connection, center back mount. | Stock | 28.5 | 31.5
T3533111S | ACME general purpose transformer, encapsulated core, 15 kVA, 3-phase, 480 VAC Delta primary, 208Y/120 VAC secondary, 60 Hz, electrostatic shield, NEMA 3R, floor mount. | Stock | 1288
T3533411S | ACME general purpose transformer, encapsulated core, 15 kVA, 3-phase, 480 VAC Delta primary, 240/120 VAC Delta (center tap) secondary, 60 Hz, electrostatic shield, NEMA 3R, floor mount. | Stock | 1288
T363010HWT | AttaBox Triton series enclosure, NEMA 1/3/3R/4X/12, 36 x 30 x 10in (HxWxD), wall mount, fiberglass reinforced polyester, gray, single-door, (5) twist-lock latches, padlock hasp and staple. | Stock | 1137 | 1338
T363010HWTSL | AttaBox Triton series enclosure, NEMA 1/3/3R/4X/12, 36 x 30 x 10in (HxWxD), fiberglass reinforced polyester, Pantone 428 C glacier gray, single-door, 1/4-turn flush-mounted latch. | from vendor up to 15 business days | 1355 | 1595
T363010RT | AttaBox Triton series enclosure, NEMA 1/3R, 36 x 30 x 10in (HxWxD), wall mount, fiberglass reinforced polyester, gray, single-door, (3) twist-lock latches, padlock hasp and staple. | from vendor up to 5 business days | 1038 | 1223
T363012HWT | AttaBox Triton series enclosure, NEMA 1/3/3R/4X/12, 36 x 30 x 12in (HxWxD), wall mount, fiberglass reinforced polyester, gray, single-door, (5) twist-lock latches, padlock hasp and staple. | Stock | 1219 | 1435
T363012HWTSL | AttaBox Triton series enclosure, NEMA 1/3/3R/4X/12, 36 x 30 x 12in (HxWxD), fiberglass reinforced polyester, Pantone 428 C glacier gray, single-door, 1/4-turn flush-mounted latch. | from vendor up to 15 business days | 1452 | 1710
T363012RT | AttaBox Triton series enclosure, NEMA 1/3R, 36 x 30 x 12in (HxWxD), wall mount, fiberglass reinforced polyester, gray, single-door, (3) twist-lock latches, padlock hasp and staple. | Stock | 1094 | 1288
T36308HWT | AttaBox Triton series enclosure, NEMA 1/3/3R/4X/12, 36 x 30 x 8in (HxWxD), wall mount, fiberglass reinforced polyester, gray, single-door, (5) twist-lock latches, padlock hasp and staple. | Stock | 1125 | 1325
T36308RT | AttaBox Triton series enclosure, NEMA 1/3R, 36 x 30 x 8in (HxWxD), wall mount, fiberglass reinforced polyester, gray, single-door, (3) twist-lock latches, padlock hasp and staple. | from vendor up to 15 business days | 1027 | 1210
T3793331S | ACME general purpose transformer, encapsulated core, 15 kVA, 3-phase, 600 VAC Delta primary, 208Y/120 VAC secondary, 60 Hz, electrostatic shield, NEMA 3R, floor mount. | Stock | 1373
T3795191S | ACME general purpose transformer, encapsulated core, 15 kVA, 3-phase, 600 VAC Delta primary, 480Y/277 VAC secondary, 60 Hz, electrostatic shield, NEMA 3R, floor mount. | Stock | 1373
T4412CH | Wiegmann wiring trough, 4 x 4 x 12in (HxDxL), NEMA 4, carbon steel, ANSI 61 gray, powder coat finish, single-door. | from vendor up to 10 business days | 201 | 206
T4412CHSS | Wiegmann wiring trough, 4 x 4 x 12in (HxDxL), NEMA 1/4/4X/12, 304 stainless steel, No. 3 intermediate polished finish, single-door. | from vendor up to 5 business days | 345 | 353
T4418CH | Wiegmann wiring trough, 4 x 4 x 18in (HxDxL), NEMA 4, carbon steel, ANSI 61 gray, powder coat finish, single-door. | from vendor up to 10 business days | 228 | 233
T4418CHSS | Wiegmann wiring trough, 4 x 4 x 18in (HxDxL), NEMA 1/4/4X/12, 304 stainless steel, No. 3 intermediate polished finish, single-door. | from vendor up to 15 business days | 390 | 400
T4424CH | Wiegmann wiring trough, 4 x 4 x 24in (HxDxL), NEMA 4, carbon steel, ANSI 61 gray, powder coat finish, single-door. | from vendor up to 10 business days | 254 | 260
T4424CHSS | Wiegmann wiring trough, 4 x 4 x 24in (HxDxL), NEMA 1/4/4X/12, 304 stainless steel, No. 3 intermediate polished finish, single-door. | from vendor up to 15 business days | 435 | 446
T4430CH | Wiegmann wiring trough, 4 x 4 x 30in (HxDxL), NEMA 4, carbon steel, ANSI 61 gray, powder coat finish, single-door. | from vendor up to 10 business days | 280 | 287
T4430CHSS | Wiegmann wiring trough, 4 x 4 x 30in (HxDxL), NEMA 1/4/4X/12, 304 stainless steel, No. 3 intermediate polished finish, single-door. | from vendor up to 15 business days | 480 | 492
T4436CH | Wiegmann wiring trough, 4 x 4 x 36in (HxDxL), NEMA 4, carbon steel, ANSI 61 gray, powder coat finish, single-door. | from vendor up to 10 business days | 305 | 313
T4436CHSS | Wiegmann wiring trough, 4 x 4 x 36in (HxDxL), NEMA 1/4/4X/12, 304 stainless steel, No. 3 intermediate polished finish, single-door. | from vendor up to 15 business days | 524 | 536
T4448CH | Wiegmann wiring trough, 4 x 4 x 48in (HxDxL), NEMA 4, carbon steel, ANSI 61 gray, powder coat finish, single-door. | from vendor up to 10 business days | 368 | 377
T4448CHSS | Wiegmann wiring trough, 4 x 4 x 48in (HxDxL), NEMA 1/4/4X/12, 304 stainless steel, No. 3 intermediate polished finish, single-door. | from vendor up to 15 business days | 632 | 647
T4460CH | Wiegmann wiring trough, 4 x 4 x 60in (HxDxL), NEMA 4, carbon steel, ANSI 61 gray, powder coat finish, single-door. | from vendor up to 10 business days | 422 | 432
T4460CHSS | Wiegmann wiring trough, 4 x 4 x 60in (HxDxL), NEMA 1/4/4X/12, 304 stainless steel, No. 3 intermediate polished finish, single-door. | from vendor up to 15 business days | 821 | 841
T4472CH | Wiegmann wiring trough, 4 x 4 x 72in (HxDxL), NEMA 4, carbon steel, ANSI 61 gray, powder coat finish, single-door. | from vendor up to 10 business days | 462 | 473
T4472CHSS | Wiegmann wiring trough, 4 x 4 x 72in (HxDxL), NEMA 1/4/4X/12, 304 stainless steel, No. 3 intermediate polished finish, single-door. | from vendor up to 15 business days | 792 | 811
T483612HWT | AttaBox Triton series enclosure, NEMA 1/3/3R/4X/12, 48 x 36 x 12in (HxWxD), wall mount, fiberglass reinforced polyester, gray, single-door, (10) twist-lock latches, padlock hasp and staple. | Stock | 2032 | 2392
T483612RT | AttaBox Triton series enclosure, NEMA 1/3R, 48 x 36 x 12in (HxWxD), wall mount, fiberglass reinforced polyester, gray, single-door, (3) twist-lock latches, padlock hasp and staple. | from vendor up to 15 business days | 1999 | 2355
T483616HWT | AttaBox Triton series enclosure, NEMA 1/3/3R/4X/12, 48 x 36 x 16in (HxWxD), wall mount, fiberglass reinforced polyester, gray, single-door, (10) twist-lock latches, padlock hasp and staple. | Stock | 2246 | 2645
T483616RT | AttaBox Triton series enclosure, NEMA 1/3R, 48 x 36 x 16in (HxWxD), wall mount, fiberglass reinforced polyester, gray, single-door, (3) twist-lock latches, padlock hasp and staple. | from vendor up to 15 business days | 2183 | 2571
T50-0250-25A | ProSense bi-metal dial thermometer, 5in diameter, 2 1/2in insertion length, 0 to 250 deg F/-18 to 120 deg C, 1/2in male NPT process connection, center back, adjustable angle mount. | Stock | 64 | 71
T50-0250-4A | ProSense bi-metal dial thermometer, 5in diameter, 4in insertion length, 0 to 250 deg F/-18 to 120 deg C, 1/2in male NPT process connection, center back, adjustable angle mount. | Stock | 64 | 71
T50-0250-6A | ProSense bi-metal dial thermometer, 5in diameter, 6in insertion length, 0 to 250 deg F/-18 to 120 deg C, 1/2in male NPT process connection, center back, adjustable angle mount. | Stock | 64 | 71
T50-0250-9A | ProSense bi-metal dial thermometer, 5in diameter, 9in insertion length, 0 to 250 deg F/-18 to 120 deg C, 1/2in male NPT process connection, center back, adjustable angle mount. | Stock | 64 | 71
T50-150750-25A | ProSense bi-metal dial thermometer, 5in diameter, 2-1/2in insertion length, 150 to 750 deg F/70 to 400 deg C, 1/2in male NPT process connection, center back, adjustable angle mount. | Stock | 64 | 71
T50-150750-4A | ProSense bi-metal dial thermometer, 5in diameter, 4in insertion length, 150 to 750 deg F/70 to 400 deg C, 1/2in male NPT process connection, center back, adjustable angle mount. | Stock | 64 | 71
T50-150750-6A | ProSense bi-metal dial thermometer, 5in diameter, 6in insertion length, 150 to 750 deg F/70 to 400 deg C, 1/2in male NPT process connection, center back, adjustable angle mount. | Stock | 64 | 71
T50-150750-9A | ProSense bi-metal dial thermometer, 5in diameter, 9in insertion length, 150 to 750 deg F/70 to 400 deg C, 1/2in male NPT process connection, center back, adjustable angle mount. | Stock | 64 | 71
T50-50500-25A | ProSense bi-metal dial thermometer, 5in diameter, 2-1/2in insertion length, 50 to 500 deg F/10 to 260 deg C, 1/2in male NPT process connection, center back, adjustable angle mount. | Stock | 64 | 71
T50-50500-4A | ProSense bi-metal dial thermometer, 5in diameter, 4in insertion length, 50 to 500 deg F/10 to 260 deg C, 1/2in male NPT process connection, center back, adjustable angle mount. | Stock | 64 | 71
T50-50500-6A | ProSense bi-metal dial thermometer, 5in diameter, 6in insertion length, 50 to 500 deg F/10 to 260 deg C, 1/2in male NPT process connection, center back, adjustable angle mount. | Stock | 64 | 71
T50-50500-9A | ProSense bi-metal dial thermometer, 5in diameter, 9in insertion length, 50 to 500 deg F/10 to 260 deg C, 1/2in male NPT process connection, center back, adjustable angle mount. | Stock | 64 | 71
T50-N40160-25A | ProSense bi-metal dial thermometer, 5in diameter, 2-1/2in insertion length, -40 to 160 deg F/-40 to 70 deg C, 1/2in male NPT process connection, center back, adjustable angle mount. | Stock | 64 | 71
T50-N40160-4A | ProSense bi-metal dial thermometer, 5in diameter, 4in insertion length, -40 to 160 deg F/-40 to 70 deg C, 1/2in male NPT process connection, center back, adjustable angle mount. | Stock | 64 | 71
T50-N40160-6A | ProSense bi-metal dial thermometer, 5in diameter, 6in insertion length, -40 to 160 deg F/-40 to 70 deg C, 1/2in male NPT process connection, center back, adjustable angle mount. | Stock | 64 | 71
T50-N40160-9A | ProSense bi-metal dial thermometer, 5in diameter, 9in insertion length, -40 to 160 deg F/-40 to 70 deg C, 1/2in male NPT process connection, center back, adjustable angle mount. | Stock | 64 | 71
T60030-1SR | Bussmann fuse block, accepts T fuses, 30A, 600V, 1-pole, 18-10 AWG copper only, screw with pressure plate, panel mount. | Stock | 15.75 | 16.5
T60030-2SR | Bussmann fuse block, accepts T fuses, 30A, 600V, 2-pole, 18-10 AWG copper only, screw with pressure plate, panel mount. | Stock | 28 | 29
T60030-3SR | Bussmann fuse block, accepts T fuses, 30A, 600V, 3-pole, 18-10 AWG copper only, screw with pressure plate, panel mount. | Stock | 24.5 | 25.5
T60060-1CR | Bussmann fuse block, accepts T fuses, 60A, 600V, 1-pole, 14-2 AWG copper or aluminum, box lug, panel mount. | Stock | 17.75 | 18.5
T60060-2CR | Bussmann fuse block, accepts T fuses, 60A, 600V, 2-pole, 14-2 AWG copper or aluminum, box lug, panel mount. | Stock | 36 | 37.5
T60060-3CR | Bussmann fuse block, accepts T fuses, 60A, 600V, 3-pole, 14-2 AWG copper or aluminum, box lug, panel mount. | Stock | 45.5 | 47.5
T60100-1C | Bussmann fuse block, accepts T fuses, 100A, 600V, 1-pole, 14-2/0 AWG copper or aluminum, box lug, panel mount. | Stock | 55 | 57
T60100-3C | Bussmann fuse block, accepts T fuses, 100A, 600V, 3-pole, 14-2/0 AWG copper or aluminum, box lug, panel mount. | Stock | 144 | 150
T60200-1C | Bussmann fuse block, accepts T fuses, 200A, 600V, 1-pole, 6 AWG-250 MCM copper or aluminum, box lug, panel mount. | Stock | 73 | 76
T603612HWT | AttaBox Triton series enclosure, NEMA 1/3/3R/4X/12, 60 x 36 x 12in (HxWxD), wall mount, fiberglass reinforced polyester, gray, single-door, (11) twist-lock latches, padlock hasp and staple. | from vendor up to 15 business days | 2632 | 3100
T603616HWT | AttaBox Triton series enclosure, NEMA 1/3/3R/4X/12, 60 x 36 x 16in (HxWxD), wall mount, fiberglass reinforced polyester, gray, single-door, (11) twist-lock latches, padlock hasp and staple. | from vendor up to 15 business days | 2881 | 3393
T60400-1C | Bussmann fuse block, accepts T fuses, 400A, 600V, 1-pole, 2/0 AWG-600 MCM copper or aluminum, box lug, panel mount. | Stock | 168 | 175
T60600-1C | Bussmann fuse block, accepts T fuses, 600A, 600V, 1-pole, 4/0 AWG-600 MCM copper or aluminum, box lug, panel mount. | Stock | 285 | 296
T6612CH | Wiegmann wiring trough, 6 x 6 x 12in (HxDxL), NEMA 4, carbon steel, ANSI 61 gray, powder coat finish, single-door. | from vendor up to 10 business days | 239 | 244
T6612CHSS | Wiegmann wiring trough, 6 x 6 x 12in (HxDxL), NEMA 1/4/4X/12, 304 stainless steel, No. 3 intermediate polished finish, single-door. | from vendor up to 15 business days | 410 | 419
T6618CH | Wiegmann wiring trough, 6 x 6 x 18in (HxDxL), NEMA 4, carbon steel, ANSI 61 gray, powder coat finish, single-door. | from vendor up to 10 business days | 277 | 284
T6618CHSS | Wiegmann wiring trough, 6 x 6 x 18in (HxDxL), NEMA 1/4/4X/12, 304 stainless steel, No. 3 intermediate polished finish, single-door. | from vendor up to 15 business days | 476 | 487
T6624CH | Wiegmann wiring trough, 6 x 6 x 24in (HxDxL), NEMA 4, carbon steel, ANSI 61 gray, powder coat finish, single-door. | from vendor up to 10 business days | 316 | 324
T6624CHSS | Wiegmann wiring trough, 6 x 6 x 24in (HxDxL), NEMA 1/4/4X/12, 304 stainless steel, No. 3 intermediate polished finish, single-door. | from vendor up to 15 business days | 543 | 556
T6630CH | Wiegmann wiring trough, 6 x 6 x 30in (HxDxL), NEMA 4, carbon steel, ANSI 61 gray, powder coat finish, single-door. | from vendor up to 10 business days | 356 | 364
T6630CHSS | Wiegmann wiring trough, 6 x 6 x 30in (HxDxL), NEMA 1/4/4X/12, 304 stainless steel, No. 3 intermediate polished finish, single-door. | from vendor up to 15 business days | 610 | 625
T6636CH | Wiegmann wiring trough, 6 x 6 x 36in (HxDxL), NEMA 4, carbon steel, ANSI 61 gray, powder coat finish, single-door. | from vendor up to 10 business days | 395 | 404
T6636CHSS | Wiegmann wiring trough, 6 x 6 x 36in (HxDxL), NEMA 1/4/4X/12, 304 stainless steel, No. 3 intermediate polished finish, single-door. | from vendor up to 15 business days | 677 | 693
T6648CH | Wiegmann wiring trough, 6 x 6 x 48in (HxDxL), NEMA 4, carbon steel, ANSI 61 gray, powder coat finish, single-door. | from vendor up to 10 business days | 473 | 484
T6648CHSS | Wiegmann wiring trough, 6 x 6 x 48in (HxDxL), NEMA 1/4/4X/12, 304 stainless steel, No. 3 intermediate polished finish, single-door. | from vendor up to 15 business days | 811 | 830
T6660CH | Wiegmann wiring trough, 6 x 6 x 60in (HxDxL), NEMA 4, carbon steel, ANSI 61 gray, powder coat finish, single-door. | from vendor up to 10 business days | 566 | 580
T6660CHSS | Wiegmann wiring trough, 6 x 6 x 60in (HxDxL), NEMA 1/4/4X/12, 304 stainless steel, No. 3 intermediate polished finish, single-door. | from vendor up to 15 business days | 972 | 995
T6672CH | Wiegmann wiring trough, 6 x 6 x 72in (HxDxL), NEMA 4, carbon steel, ANSI 61 gray, powder coat finish, single-door. | from vendor up to 10 business days | 647 | 662
T6672CHSS | Wiegmann wiring trough, 6 x 6 x 72in (HxDxL), NEMA 1/4/4X/12, 304 stainless steel, No. 3 intermediate polished finish, single-door. | from vendor up to 15 business days | 1110 | 1136
T82T-2AA-B1N | Norgren Excelon Plus 82 series air manual shut-off pressure relief valve, 1/4in female NPT inlet(s), 1/4in female NPT outlet(s). For use with Excelon 82 series components. | Stock | 38
T82T-3AA-B1N | Norgren Excelon Plus 82 series air manual shut-off pressure relief valve, 3/8in female NPT inlet(s), 3/8in female NPT outlet(s). For use with Excelon 82 series components. | Stock | 38
T84T-3AA-B1N | Norgren Excelon Plus 84 series air manual shut-off pressure relief valve, 3/8in female NPT inlet(s), 3/8in female NPT outlet(s). For use with Excelon 84 series components. | Stock | 52
T84T-4AA-B1N | Norgren Excelon Plus 84 series air manual shut-off pressure relief valve, 1/2in female NPT inlet(s), 1/2in female NPT outlet(s). For use with Excelon 84 series components. | Stock | 52
T84T-6AA-B1N | Norgren Excelon Plus 84 series air manual shut-off pressure relief valve, 3/4in female NPT inlet(s), 3/4in female NPT outlet(s). For use with Excelon 84 series components. | Stock | 52
T8812CH | Wiegmann wiring trough, 8 x 8 x 12in (HxDxL), NEMA 4, carbon steel, ANSI 61 gray, powder coat finish, single-door. | from vendor up to 10 business days | 288 | 295
T8812CHSS | Wiegmann wiring trough, 8 x 8 x 12in (HxDxL), NEMA 1/4/4X/12, 304 stainless steel, No. 3 intermediate polished finish, single-door. | from vendor up to 15 business days | 561 | 574
T8824CH | Wiegmann wiring trough, 8 x 8 x 24in (HxDxL), NEMA 4, carbon steel, ANSI 61 gray, powder coat finish, single-door. | from vendor up to 10 business days | 383 | 393
T8824CHSS | Wiegmann wiring trough, 8 x 8 x 24in (HxDxL), NEMA 1/4/4X/12, 304 stainless steel, No. 3 intermediate polished finish, single-door. | from vendor up to 15 business days | 658 | 673
T8836CH | Wiegmann wiring trough, 8 x 8 x 36in (HxDxL), NEMA 4, carbon steel, ANSI 61 gray, powder coat finish, single-door. | from vendor up to 10 business days | 488 | 499
T8836CHSS | Wiegmann wiring trough, 8 x 8 x 36in (HxDxL), NEMA 1/4/4X/12, 304 stainless steel, No. 3 intermediate polished finish, single-door. | from vendor up to 15 business days | 836 | 856
T8848CH | Wiegmann wiring trough, 8 x 8 x 48in (HxDxL), NEMA 4, carbon steel, ANSI 61 gray, powder coat finish, single-door. | from vendor up to 10 business days | 609 | 623
T8848CHSS | Wiegmann wiring trough, 8 x 8 x 48in (HxDxL), NEMA 1/4/4X/12, 304 stainless steel, No. 3 intermediate polished finish, single-door. | from vendor up to 15 business days | 1044 | 1069
T8860CH | Wiegmann wiring trough, 8 x 8 x 60in (HxDxL), NEMA 4, carbon steel, ANSI 61 gray, powder coat finish, single-door. | from vendor up to 10 business days | 716 | 733
T8860CHSS | Wiegmann wiring trough, 8 x 8 x 60in (HxDxL), NEMA 1/4/4X/12, 304 stainless steel, No. 3 intermediate polished finish, single-door. | from vendor up to 15 business days | 1393 | 1427
TA0221S0403 | CCEA Track Alpha series LED light bar, 321mm length, 24 VDC operating voltage, daylight white, bracket mount, pigtail, anodized aluminum body, 9.8ft/3m cable length, IP67. Mounting bracket included. | Stock | 164
TA0321S0403 | CCEA Track Alpha series LED light bar, 441mm length, 24 VDC operating voltage, daylight white, bracket mount, pigtail, anodized aluminum body, 9.8ft/3m cable length, IP67. Mounting bracket included. | Stock | 188
TA0521S0403 | CCEA Track Alpha series LED light bar, 681mm length, 24 VDC operating voltage, daylight white, bracket mount, pigtail, anodized aluminum body, 9.8ft/3m cable length, IP67. Mounting bracket included. | Stock | 258
TA0721S0403 | CCEA Track Alpha series LED light bar, 921mm length, 24 VDC operating voltage, daylight white, bracket mount, pigtail, anodized aluminum body, 9.8ft/3m cable length, IP67. Mounting bracket included. | Stock | 335
TA10-010-16-04 | Stratus air conditioner, 1000 BTU/H, R-134a, 115 VAC operating voltage, carbon steel housing, ANSI 61 gray, side mount. For use with NEMA/UL Type 4 enclosures. | Stock | 2345 | 2422
TA10-010-16-12 | Stratus air conditioner, 1000 BTU/H, R-134a, 115 VAC operating voltage, carbon steel housing, ANSI 61 gray, side mount. For use with NEMA/UL Type 12 enclosures. | Stock | 2317 | 2393
TA10-010-16-4X | Stratus air conditioner, 1000 BTU/H, R-134a, 115 VAC operating voltage, 304 stainless steel housing, side mount. For use with NEMA/UL Type 4X enclosures. | Stock | 2718 | 2807
TA10-010-26-04 | Stratus air conditioner, 1000 BTU/H, R-134a, 230 VAC operating voltage, carbon steel housing, ANSI 61 gray, side mount. For use with NEMA/UL Type 4 enclosures. | Stock | 2373 | 2451
TA10-010-26-12 | Stratus air conditioner, 1000 BTU/H, R-134a, 230 VAC operating voltage, carbon steel housing, ANSI 61 gray, side mount. For use with NEMA/UL Type 12 enclosures. | Stock | 2345 | 2422
TA10-010-26-4X | Stratus air conditioner, 1000 BTU/H, R-134a, 230 VAC operating voltage, 304 stainless steel housing, side mount. For use with NEMA/UL Type 4X enclosures. | Stock | 2746 | 2836
TA10-015-16-04 | Stratus air conditioner, 1500 BTU/H, R-134a, 115 VAC operating voltage, carbon steel housing, ANSI 61 gray, side mount. For use with NEMA/UL Type 4 enclosures. | Stock | 2370 | 2447
TA10-015-16-12 | Stratus air conditioner, 1500 BTU/H, R-134a, 115 VAC operating voltage, carbon steel housing, ANSI 61 gray, side mount. For use with NEMA/UL Type 12 enclosures. | Stock | 2342 | 2418
TA10-015-16-4X | Stratus air conditioner, 1500 BTU/H, R-134a, 115 VAC operating voltage, 304 stainless steel housing, side mount. For use with NEMA/UL Type 4X enclosures. | Stock | 2743 | 2833
TA10-015-26-04 | Stratus air conditioner, 1500 BTU/H, R-134a, 230 VAC operating voltage, carbon steel housing, ANSI 61 gray, side mount. For use with NEMA/UL Type 4 enclosures. | Stock | 2398 | 2476
TA10-015-26-12 | Stratus air conditioner, 1500 BTU/H, R-134a, 230 VAC operating voltage, carbon steel housing, ANSI 61 gray, side mount. For use with NEMA/UL Type 12 enclosures. | Stock | 2370 | 2447
TA10-015-26-4X | Stratus air conditioner, 1500 BTU/H, R-134a, 230 VAC operating voltage, 304 stainless steel housing, side mount. For use with NEMA/UL Type 4X enclosures. | Stock | 2771 | 2862
TA10-020-26-04 | Stratus air conditioner, 2000 BTU/H, R-422d, 230 VAC operating voltage, carbon steel housing, ANSI 61 gray, side mount. For use with NEMA/UL Type 4 enclosures. | Stock | 2873 | 2967
TA10-020-26-12 | Stratus air conditioner, 2000 BTU/H, R-422d, 230 VAC operating voltage, carbon steel housing, ANSI 61 gray, side mount. For use with NEMA/UL Type 12 enclosures. | Stock | 2845 | 2938
TA10-020-26-4X | Stratus air conditioner, 2000 BTU/H, R-422d, 230 VAC operating voltage, 304 stainless steel housing, side mount. For use with NEMA/UL Type 4X enclosures. | Stock | 3246 | 3353
TA10-040-16-04 | Stratus air conditioner, 4000 BTU/H, R-422d, 115 VAC operating voltage, carbon steel housing, ANSI 61 gray, side mount. For use with NEMA/UL Type 4 enclosures. | Stock | 2824 | 2916
TA10-040-16-12 | Stratus air conditioner, 4000 BTU/H, R-422d, 115 VAC operating voltage, carbon steel housing, ANSI 61 gray, side mount. For use with NEMA/UL Type 12 enclosures. | Stock | 2796 | 2887
TA10-040-16-4X | Stratus air conditioner, 4000 BTU/H, R-422d, 115 VAC operating voltage, 304 stainless steel housing, side mount. For use with NEMA/UL Type 4X enclosures. | Stock | 3197 | 3302
TA10-040-26-04 | Stratus air conditioner, 4000 BTU/H, R-422d, 230 VAC operating voltage, carbon steel housing, ANSI 61 gray, side mount. For use with NEMA/UL Type 4 enclosures. | Stock | 2900 | 2995
TA10-040-26-12 | Stratus air conditioner, 4000 BTU/H, R-422d, 230 VAC operating voltage, carbon steel housing, ANSI 61 gray, side mount. For use with NEMA/UL Type 12 enclosures. | Stock | 2871 | 2965
TA10-040-26-4X | Stratus air conditioner, 4000 BTU/H, R-422d, 230 VAC operating voltage, 304 stainless steel housing, side mount. For use with NEMA/UL Type 4X enclosures. | Stock | 3273 | 3380
TA10-040-46-04 | Stratus air conditioner, 4000 BTU/H, R-422d, 460 VAC operating voltage, carbon steel housing, ANSI 61 gray, side mount. For use with NEMA/UL Type 4 enclosures. | Stock | 3222 | 3327
TA10-040-46-12 | Stratus air conditioner, 4000 BTU/H, R-422d, 460 VAC operating voltage, carbon steel housing, ANSI 61 gray, side mount. For use with NEMA/UL Type 12 enclosures. | Stock | 3194 | 3298
TA10-040-46-4X | Stratus air conditioner, 4000 BTU/H, R-422d, 460 VAC operating voltage, 304 stainless steel housing, side mount. For use with NEMA/UL Type 4X enclosures. | Stock | 3595 | 3713
TA10-050-16-04 | Stratus air conditioner, 5000 BTU/H, R-422d, 115 VAC operating voltage, carbon steel housing, ANSI 61 gray, side mount. For use with NEMA/UL Type 4 enclosures. | Stock | 3342 | 3451
TA10-050-16-12 | Stratus air conditioner, 5000 BTU/H, R-422d, 115 VAC operating voltage, carbon steel housing, ANSI 61 gray, side mount. For use with NEMA/UL Type 12 enclosures. | Stock | 3296 | 3404
TA10-050-16-4X | Stratus air conditioner, 5000 BTU/H, R-422d, 115 VAC operating voltage, 304 stainless steel housing, side mount. For use with NEMA/UL Type 4X enclosures. | Stock | 3697 | 3818
TA10-050-26-04 | Stratus air conditioner, 5000 BTU/H, R-422d, 230 VAC operating voltage, carbon steel housing, ANSI 61 gray, side mount. For use with NEMA/UL Type 4 enclosures. | Stock | 3400 | 3511
TA10-050-26-12 | Stratus air conditioner, 5000 BTU/H, R-422d, 230 VAC operating voltage, carbon steel housing, ANSI 61 gray, side mount. For use with NEMA/UL Type 12 enclosures. | Stock | 3354 | 3464
TA10-050-26-4X | Stratus air conditioner, 5000 BTU/H, R-422d, 230 VAC operating voltage, 304 stainless steel housing, side mount. For use with NEMA/UL Type 4X enclosures. | Stock | 3755 | 3878
TA10-050-46-04 | Stratus air conditioner, 5000 BTU/H, R-422d, 460 VAC operating voltage, carbon steel housing, ANSI 61 gray, side mount. For use with NEMA/UL Type 4 enclosures. | Stock | 3884 | 4011
TA10-050-46-12 | Stratus air conditioner, 5000 BTU/H, R-422d, 460 VAC operating voltage, carbon steel housing, ANSI 61 gray, side mount. For use with NEMA/UL Type 12 enclosures. | Stock | 3838 | 3964
TA10-050-46-4X | Stratus air conditioner, 5000 BTU/H, R-422d, 460 VAC operating voltage, 304 stainless steel housing, side mount. For use with NEMA/UL Type 4X enclosures. | Stock | 4239 | 4378
TA10-060-16-04 | Stratus air conditioner, 6000 BTU/H, R-422d, 115 VAC operating voltage, carbon steel housing, ANSI 61 gray, side mount. For use with NEMA/UL Type 4 enclosures. | Stock | 3465 | 3578
TA10-060-16-12 | Stratus air conditioner, 6000 BTU/H, R-422d, 115 VAC operating voltage, carbon steel housing, ANSI 61 gray, side mount. For use with NEMA/UL Type 12 enclosures. | Stock | 3419 | 3531
TA10-060-16-4X | Stratus air conditioner, 6000 BTU/H, R-422d, 115 VAC operating voltage, 304 stainless steel housing, side mount. For use with NEMA/UL Type 4X enclosures. | Stock | 3820 | 3945
TA10-060-26-04 | Stratus air conditioner, 6000 BTU/H, R-422d, 230 VAC operating voltage, carbon steel housing, ANSI 61 gray, side mount. For use with NEMA/UL Type 4 enclosures. | Stock | 3540 | 3656
TA10-060-26-12 | Stratus air conditioner, 6000 BTU/H, R-422d, 230 VAC operating voltage, carbon steel housing, ANSI 61 gray, side mount. For use with NEMA/UL Type 12 enclosures. | Stock | 3495 | 3609
TA10-060-26-4X | Stratus air conditioner, 6000 BTU/H, R-422d, 230 VAC operating voltage, 304 stainless steel housing, side mount. For use with NEMA/UL Type 4X enclosures. | Stock | 3896 | 4024
TA10-060-46-04 | Stratus air conditioner, 6000 BTU/H, R-422d, 460 VAC operating voltage, carbon steel housing, ANSI 61 gray, side mount. For use with NEMA/UL Type 4 enclosures. | Stock | 4042 | 4175
TA10-060-46-12 | Stratus air conditioner, 6000 BTU/H, R-422d, 460 VAC operating voltage, carbon steel housing, ANSI 61 gray, side mount. For use with NEMA/UL Type 12 enclosures. | Stock | 3996 | 4127
TA10-060-46-4X | Stratus air conditioner, 6000 BTU/H, R-422d, 460 VAC operating voltage, 304 stainless steel housing, side mount. For use with NEMA/UL Type 4X enclosures. | Stock | 4398 | 4542
TA1021S0403 | CCEA Track Alpha series LED light bar, 1281mm length, 24 VDC operating voltage, daylight white, bracket mount, pigtail, anodized aluminum body, 9.8ft/3m cable length, IP67. Mounting bracket included. | Stock | 465
TA10-FILTER-1 | Stratus air conditioner filter, replacement, washable, 0.34in filter depth, 60% filter efficiency. For use with 1000-1500 BTU/H TA10 series enclosure air conditioners. | Stock | 23 | 24
TA10-FILTER-2 | Stratus air conditioner filter, replacement, washable, 0.34in filter depth, 60% filter efficiency. For use with 2000-4000 BTU/H TA10 series enclosure air conditioners. | Stock | 25.5 | 26
TA10-FILTER-3 | Stratus air conditioner filter, replacement, washable, 0.34in filter depth, 60% filter efficiency. For use with 5000-6000 BTU/H TA10 series enclosure air conditioners. | Stock | 29 | 30
TA10-LVFIL-2-04 | Stratus louvered filter frame assembly, ANSI 61 gray finish, with filter, washable, 2in filter depth, 97% filter efficiency. For use with 2000-4000 BTU/H TA10 series enclosure air conditioners on NEMA 4 or NEMA 12 enclosures. | Stock | 428 | 395
TA10-LVFIL-2-4X | Stratus louvered filter frame assembly, with filter, washable, 2in filter depth, 97% filter efficiency. For use with 2000-4000 BTU/H TA10 series enclosure air conditioners on NEMA 4X enclosures. | Stock | 469 | 433
TA10-LVFIL-3-04 | Stratus louvered filter frame assembly, ANSI 61 gray finish, with filter, washable, 2in filter depth, 97% filter efficiency. For use with 5000-6000 BTU/H TA10 series enclosure air conditioners on NEMA 4 or NEMA 12 enclosures. | Stock | 454 | 418
TA10-LVFIL-3-4X | Stratus louvered filter frame assembly, with filter, washable, 2in filter depth, 97% filter efficiency. For use with 5000-6000 BTU/H TA10 series enclosure air conditioners on NEMA 4X enclosures. | Stock | 505 | 465
TA20-010-16-04 | Stratus air conditioner, 1000 BTU/H, R-134a, 115 VAC operating voltage, carbon steel housing, ANSI 61 gray, filter-free, side mount. For use with NEMA/UL Type 4 enclosures. | Stock | 2444 | 2524
TA20-010-16-12 | Stratus air conditioner, 1000 BTU/H, R-134a, 115 VAC operating voltage, carbon steel housing, ANSI 61 gray, filter-free, side mount. For use with NEMA/UL Type 12 enclosures. | Stock | 2415 | 2495
TA20-010-16-4X | Stratus air conditioner, 1000 BTU/H, R-134a, 115 VAC operating voltage, 304 stainless steel housing, filter-free, side mount. For use with NEMA/UL Type 4X enclosures. | Stock | 2817 | 2909
TA20-010-48D-04 | Stratus air conditioner, 1000 BTU/H, R-134a, 48 VDC operating voltage, carbon steel housing, ANSI 61 gray, filter-free, side mount. For use with NEMA/UL Type 4 enclosures. | Stock | 3130 | 3233
TA20-010-48D-12 | Stratus air conditioner, 1000 BTU/H, R-134a, 48 VDC operating voltage, carbon steel housing, ANSI 61 gray, filter-free, side mount. For use with NEMA/UL Type 12 enclosures. | Stock | 3102 | 3204
TA20-010-48D-4X | Stratus air conditioner, 1000 BTU/H, R-134a, 48 VDC operating voltage, 304 stainless steel housing, filter-free, side mount. For use with NEMA/UL Type 4X enclosures. | Stock | 3504 | 3618
TA20-020-16-04 | Stratus air conditioner, 2000 BTU/H, R-134a, 115 VAC operating voltage, carbon steel housing, ANSI 61 gray, side mount. For use with NEMA/UL Type 4 enclosures. | Stock | 2620 | 2705
TA20-020-16-12 | Stratus air conditioner, 2000 BTU/H, R-134a, 115 VAC operating voltage, carbon steel housing, ANSI 61 gray, side mount. For use with NEMA/UL Type 12 enclosures. | Stock | 2592 | 2676
TA20-020-16-4X | Stratus air conditioner, 2000 BTU/H, R-134a, 115 VAC operating voltage, 304 stainless steel housing, side mount. For use with NEMA/UL Type 4X enclosures. | Stock | 2993 | 3091
TA20-020-26-04 | Stratus air conditioner, 2000 BTU/H, R-134a, 230 VAC operating voltage, carbon steel housing, ANSI 61 gray, side mount. For use with NEMA/UL Type 4 enclosures. | Stock | 2660 | 2747
TA20-020-26-12 | Stratus air conditioner, 2000 BTU/H, R-134a, 230 VAC operating voltage, carbon steel housing, ANSI 61 gray, side mount. For use with NEMA/UL Type 12 enclosures. | Stock | 2632 | 2718
TA20-020-26-4X | Stratus air conditioner, 2000 BTU/H, R-134a, 230 VAC operating voltage, 304 stainless steel housing, side mount. For use with NEMA/UL Type 4X enclosures. | Stock | 3033 | 3133
TA20-FILTER-1 | Stratus air conditioner filter, replacement, washable, 0.34in filter depth, 60% filter efficiency. For use with 2000 BTU/H TA20 series enclosure air conditioners. | Stock | 26.5 | 27.5
TA20-LVFIL-1-04 | Stratus louvered filter frame assembly, ANSI 61 gray finish, with filter, washable, 2in filter depth, 97% filter efficiency. For use with 2000 BTU/H TA20 series enclosure air conditioners on NEMA 4 or NEMA 12 enclosures. | Stock | 333 | 307
TA20-LVFIL-1-4X | Stratus louvered filter frame assembly, with filter, washable, 2in filter depth, 97% filter efficiency. For use with 2000 BTU/H TA20 series enclosure air conditioners on NEMA 4X enclosures. | Stock | 410 | 378
TAFX03 | CCEA side bracket, replacement, stainless steel. For use with CCEA Track Alpha series LED light bars. | Stock | 27
TAP-1000 | NITRA pneumatic total air prep unit, 1/2in female NPT inlet(s), 1/2in female NPT outlet(s), 7-116 psi (0.5-8 bar) adjustable range, Rynite (PET) bowl, semi-automatic drain, clog indicator, manual shutoff valve. | Stock | 191 | 199
TAP-3000 | NITRA pneumatic total air prep unit, 1/2in female NPT inlet(s), 1/2in female NPT outlet(s), 7-116 psi (0.5-8 bar) adjustable range, Rynite (PET) bowl, semi-automatic drain, clog indicator, manual shutoff valve, soft start valve, pressure switch. | Stock | 348 | 362
TAP-ACC01 | NITRA panel mounting brackets, plated steel. For use with TAP unit. Mounting hardware included. | Stock | 15 | 15.5
TAP-ACC02 | NITRA filter element, replacement, 20 micron particles, ultra high molecular weight polyethylene (UHMWPE). For use with TAP unit. | Stock | 8.25 | 8.5
TAP-ACC03 | NITRA regulator, replacement, 7-116 psi (0.5-8 bar) adjustable range, acetal. For use with TAP unit. | Stock | 18 | 18.5
TAP-ACC04 | NITRA filter element, replacement, 5 micron particles, ultra high molecular weight polyethylene (UHMWPE). For use with TAP unit. | Stock | 8.25 | 8.5
TAP-ACC05 | NITRA regulator diaphragm, replacement, brass. For use with TAP unit. | Stock | 8.5 | 8.75
TAP-ACC06 | NITRA plug and filter element, replacement, 20 micron particles, acetal. For use with TAP unit. | Stock | 15.5 | 16
TAP-ACC07 | NITRA port insert, 1/4in NPT, anodized aluminum. For use with TAP unit. | Stock | 17.5 | 18
TAP-ACC08 | NITRA port insert, G1/4 BSPP, anodized aluminum. For use with TAP unit. | Stock | 17.5 | 18
TAP-ACC09 | NITRA port insert, 3/8in NPT, anodized aluminum. For use with TAP unit. | Stock | 17.5 | 18
TAP-ACC10 | NITRA port insert, G3/8 BSPP, anodized aluminum. For use with TAP unit. | Stock | 17.5 | 18
TAP-ACC11 | NITRA port insert, replacement, 1/2in NPT, anodized aluminum. For use with TAP unit. | Stock | 20.5 | 21.5
TAP-ACC12 | NITRA port insert, G1/2 BSPP, anodized aluminum. For use with TAP unit. | Stock | 20.5 | 21.5
TAP-ACC13 | NITRA port insert, 3/4in NPT, anodized aluminum. For use with TAP unit. | Stock | 23.5 | 24.5
TAP-ACC14 | NITRA port insert, G3/4 BSPP, anodized aluminum. For use with TAP unit. | Stock | 23.5 | 24.5
TAP-ACC15 | NITRA port insert, 1in NPT, anodized aluminum. For use with TAP unit. | Stock | 28 | 29
TAP-ACC16 | NITRA port insert, G1 BSPP, anodized aluminum. For use with TAP unit. | Stock | 28 | 29
TAP-ACC17 | NITRA regulator removal wrench, steel. For use with TAP unit. | Stock | 4.75 | 5
TAP-ACC18 | NITRA solenoid valve, replacement. For use with TAP-3000 unit. | Stock | 41.5 | 43
TAP-ACC20 | NITRA automatic drain valve, replacement, acetal. For use with TAP unit. | Stock | 49 | 51
TAP-ACC21 | NITRA padlock, replacement, brass. For use with TAP unit. | Stock | 10.25 | 10.5
TAP-ACC23 | NITRA regulator knob, replacement, 7-116 psi (0.5-8 bar) adjustable range, acetal. For use with TAP unit. | Stock | 1.75
TB6-B010LBEI | LS Electric EMI input filter, 440 VAC, 3-phase, 10A, panel mount, EMI/RFI filtering, drive rated, standard performance, screw terminals. For use with 1-phase or 3-phase AC drives. | Stock | 79
TC-12 | NITRA pneumatic tubing cutter, for use with 1/8 to 1/2in (4 to 12mm) outside diameter polyurethane, nylon and other flexible tubing. | Stock | 4.25 | 4.75
TC-20 | NITRA pneumatic heavy duty tubing cutter, for use with up to 2in (50mm) outside diameter polyurethane, nylon and other flexible tubing. | Stock | 9 | 9.75
TCC9D-US | Southwire crimping pliers, crimps insulated and non-insulated terminals and connectors, induction hardened beveled cutting edges, 9in overall length, comfort grip handles. | Stock | 29.75 | 31
TE20-015-17-04 | Stratus CFC-free air-to-air heat exchanger, 22 W/deg C (12 W/deg F), 120 VAC operating voltage, 50/60 Hz, 0.37A running current, side mount, cold-rolled steel, ANSI 61 gray, powder coat finish. For use with NEMA/UL Type 4 enclosures. | Stock | 1525 | 1578
TE20-015-17-4X | Stratus CFC-free air-to-air heat exchanger, 22 W/deg C (12 W/deg F), 120 VAC operating voltage, 50/60 Hz, 0.37A running current, side mount, 304 stainless steel. For use with NEMA/UL Type 4X enclosures. | Stock | 1594 | 1649
TE20-015-24D-04 | Stratus CFC-free air-to-air heat exchanger, 22 W/deg C (12 W/deg F), 24 VDC operating voltage, 0.80A running current, side mount, cold-rolled steel, ANSI 61 gray, powder coat finish. For use with NEMA/UL Type 4 enclosures. | Stock | 1571 | 1625
TE20-015-24D-4X | Stratus CFC-free air-to-air heat exchanger, 22 W/deg C (12 W/deg F), 24 VDC operating voltage, 0.80A running current, side mount, 304 stainless steel. For use with NEMA/UL Type 4X enclosures. | Stock | 1640 | 1696
TE30-030-17-04 | Stratus CFC-free air-to-air heat exchanger, 44 W/deg C (24 W/deg F), 120 VAC operating voltage, 50/60 Hz, 0.37A running current, side mount, cold-rolled steel, ANSI 61 gray, powder coat finish. For use with NEMA/UL Type 4 enclosures. | Stock | 1576 | 1631
TE30-030-17-4X | Stratus CFC-free air-to-air heat exchanger, 44 W/deg C (24 W/deg F), 120 VAC operating voltage, 50/60 Hz, 0.37A running current, side mount, 304 stainless steel. For use with NEMA/UL Type 4X enclosures. | Stock | 1694 | 1753
TE30-030-24D-04 | Stratus CFC-free air-to-air heat exchanger, 44 W/deg C (24 W/deg F), 24 VDC operating voltage, 0.80A running current, side mount, cold-rolled steel, ANSI 61 gray, powder coat finish. For use with NEMA/UL Type 4 enclosures. | Stock | 1622 | 1678
TE30-030-24D-4X | Stratus CFC-free air-to-air heat exchanger, 44 W/deg C (24 W/deg F), 24 VDC operating voltage, 0.80A running current, side mount, 304 stainless steel. For use with NEMA/UL Type 4X enclosures. | Stock | 1733 | 1793
TE40-050-17-04 | Stratus CFC-free air-to-air heat exchanger, 71.6 W/deg C (40 W/deg F), 120 VAC operating voltage, 50/60 Hz, 0.47A running current, side mount, cold-rolled steel, ANSI 61 gray, powder coat finish. For use with NEMA/UL Type 4 enclosures. | Stock | 2067 | 2138
TE40-050-17-4X | Stratus CFC-free air-to-air heat exchanger, 71.6 W/deg C (40 W/deg F), 120 VAC operating voltage, 50/60 Hz, 0.47A running current, side mount, 304 stainless steel. For use with NEMA/UL Type 4X enclosures. | Stock | 2151 | 2225
TE40-050-24D-04 | Stratus CFC-free air-to-air heat exchanger, 71.6 W/deg C (40 W/deg F), 24 VDC operating voltage, 1.94A running current, side mount, cold-rolled steel, ANSI 61 gray, powder coat finish. For use with NEMA/UL Type 4 enclosures. | Stock | 2176 | 2251
TE40-050-24D-4X | Stratus CFC-free air-to-air heat exchanger, 71.6 W/deg C (40 W/deg F), 24 VDC operating voltage, 1.94A running current, side mount, 304 stainless steel. For use with NEMA/UL Type 4X enclosures. | Stock | 2258 | 2336
TER524-AS | Roxburgh protective cover, for use with MIF10 and MIF16 input filters. | Stock | 9.75 | 10
TETC0-U030S-D52 | WEG Electric timing relay, Star-Delta time delay, 3 to 30 seconds, 24-28 VAC/VDC operating voltage. For use with CWC07 through CWC025 series miniature contactor. | Stock | 39.25 | 41.5
TETC0-U030S-D61 | WEG Electric timing relay, Star-Delta time delay, 3 to 30 seconds, 110-130 VAC/VDC operating voltage. For use with CWC07 through CWC025 series miniature contactor. | Stock | 39.25 | 41.5
TFFN16BK | TFFN hook-up wire, 16 AWG, 26-stranded, bare copper, black insulation, 600V, 500ft spool. Alternate part ID: 106100601440. | Stock | 48.25 | 50
TFFN16BL | TFFN hook-up wire, 16 AWG, 26-stranded, bare copper, blue insulation, 600V, 500ft spool. Alternate part ID: 106100604440. | Stock | 48.25 | 50
TFFN16BL25 | TFFN hook-up wire, 16 AWG, 26-stranded, bare copper, blue insulation, 600V, 2500ft reel. Alternate part ID: 106100604465. | Stock | 229.5 | 239
TFFN16BN | TFFN hook-up wire, 16 AWG, 26-stranded, bare copper, brown insulation, 600V, 500ft spool. Alternate part ID: 106100608440. | Stock | 48.25 | 50
TFFN16BW | TFFN hook-up wire, 16 AWG, 26-stranded, bare copper, blue with white stripe insulation, 600V, 500ft spool. Alternate part ID: 506000600740. | Stock | 51.75 | 54
TFFN16GN | TFFN hook-up wire, 16 AWG, 26-stranded, bare copper, green insulation, 600V, 500ft spool. Alternate part ID: 106100605440. | Stock | 48.25 | 50
TFFN16GY | TFFN hook-up wire, 16 AWG, 26-stranded, bare copper, gray insulation, 600V, 500ft spool. Alternate part ID: 106100611440. | Stock | 48.25 | 50
TFFN16OR | TFFN hook-up wire, 16 AWG, 26-stranded, bare copper, orange insulation, 600V, 500ft spool. Alternate part ID: 106100607440. | Stock | 48.25 | 50
TFFN16RD | TFFN hook-up wire, 16 AWG, 26-stranded, bare copper, red insulation, 600V, 500ft spool. Alternate part ID: 106100603440. | Stock | 48.25 | 50
TFFN16RD25 | TFFN hook-up wire, 16 AWG, 26-stranded, bare copper, red insulation, 600V, 2500ft reel. Alternate part ID: 106100603465. | Stock | 229.5 | 239
TFFN16WH | TFFN hook-up wire, 16 AWG, 26-stranded, bare copper, white insulation, 600V, 500ft spool. Alternate part ID: 106100602440. | Stock | 48.25 | 50
TFFN16YL | TFFN hook-up wire, 16 AWG, 26-stranded, bare copper, yellow insulation, 600V, 500ft spool. Alternate part ID: 106100606440. | Stock | 48.25 | 50
TFFN18BK | TFFN hook-up wire, 18 AWG, 16-stranded, bare copper, black insulation, 600V, 500ft spool. Alternate part ID: 106100501440. | Stock | 63.25 | 63
TFFN18BK25 | TFFN hook-up wire, 18 AWG, 16-stranded, bare copper, black insulation, 600V, 2500ft reel. Alternate part ID: 106100501465. | Stock | 296.25 | 296
TFFN18BL | TFFN hook-up wire, 18 AWG, 16-stranded, bare copper, blue insulation, 600V, 500ft spool. Alternate part ID: 106100504440. | Stock | 63.25 | 63
TFFN18BL25 | TFFN hook-up wire, 18 AWG, 16-stranded, bare copper, blue insulation, 600V, 2500ft reel. Alternate part ID: 106100504465. | Stock | 296.25 | 296
TFFN18BN | TFFN hook-up wire, 18 AWG, 16-stranded, bare copper, brown insulation, 600V, 500ft spool. Alternate part ID: 106100508440. | Stock | 63.25 | 63
TFFN18BW | TFFN hook-up wire, 18 AWG, 16-stranded, bare copper, blue with white stripe insulation, 600V, 500ft spool. Alternate part ID: 506000500740. | Stock | 63.25 | 63
TFFN18BW25 | TFFN hook-up wire, 18 AWG, 16-stranded, bare copper, blue with white stripe insulation, 600V, 2500ft reel. Alternate part ID: 506000500765. | Stock | 296.25 | 296
TFFN18GN | TFFN hook-up wire, 18 AWG, 16-stranded, bare copper, green insulation, 600V, 500ft spool. Alternate part ID: 106100505440. | Stock | 63.25 | 63
TFFN18GY | TFFN hook-up wire, 18 AWG, 16-stranded, bare copper, gray insulation, 600V, 500ft spool. Alternate part ID: 106100511440. | Stock | 63.25 | 63
TFFN18OR | TFFN hook-up wire, 18 AWG, 16-stranded, bare copper, orange insulation, 600V, 500ft spool. Alternate part ID: 106100507440. | Stock | 63.25 | 63
TFFN18PL | TFFN hook-up wire, 18 AWG, 16-stranded, bare copper, purple insulation, 600V, 500ft spool. Alternate part ID: 106100510440. | Stock | 63.25 | 63
TFFN18RD | TFFN hook-up wire, 18 AWG, 16-stranded, bare copper, red insulation, 600V, 500ft spool. Alternate part ID: 106100503440. | Stock | 63.25 | 63
TFFN18RD25 | TFFN hook-up wire, 18 AWG, 16-stranded, bare copper, red insulation, 600V, 2500ft reel. Alternate part ID: 106100503465. | Stock | 296.25 | 296
TFFN18WH | TFFN hook-up wire, 18 AWG, 16-stranded, bare copper, white insulation, 600V, 500ft spool. Alternate part ID: 106100502440. | Stock | 63.25 | 63
TFFN18YL | TFFN hook-up wire, 18 AWG, 16-stranded, bare copper, yellow insulation, 600V, 500ft spool. Alternate part ID: 106100506440. | Stock | 63.25 | 63
THHN10BK | THHN hook-up wire, 10 AWG, 19-stranded, bare copper, black insulation, 600V, 500ft spool. Alternate part ID: 106100901440. | Stock | 249
THHN10BN | THHN hook-up wire, 10 AWG, 19-stranded, bare copper, brown insulation, 600V, 500ft spool. Alternate part ID: 106100908440. | Stock | 249
THHN10GN | THHN hook-up wire, 10 AWG, 19-stranded, bare copper, green insulation, 600V, 500ft spool. Alternate part ID: 106100905440. | Stock | 249
THHN10GYL | THHN hook-up wire, 10 AWG, 19-stranded, bare copper, green with yellow stripe insulation, 600V, 500ft spool. Alternate part ID: 139100905440. | Stock | 267.75 | 268
THHN10OR | THHN hook-up wire, 10 AWG, 19-stranded, bare copper, orange insulation, 600V, 500ft spool. Alternate part ID: 106100907440. | Stock | 249
THHN10WH | THHN hook-up wire, 10 AWG, 19-stranded, bare copper, white insulation, 600V, 500ft spool. Alternate part ID: 106100902440. | Stock | 249
THHN10YL | THHN hook-up wire, 10 AWG, 19-stranded, bare copper, yellow insulation, 600V, 500ft spool. Alternate part ID: 106100906440. | Stock | 249
THHN12BK | THHN hook-up wire, 12 AWG, 19-stranded, bare copper, black insulation, 600V, 500ft spool. Alternate part ID: 106100801440. | Stock | 162.75 | 163
THHN12BL | THHN hook-up wire, 12 AWG, 19-stranded, bare copper, blue insulation, 600V, 500ft spool. Alternate part ID: 106100804440. | Stock | 162.75 | 163
THHN12BN | THHN hook-up wire, 12 AWG, 19-stranded, bare copper, brown insulation, 600V, 500ft spool. Alternate part ID: 106100808440. | Stock | 162.75 | 163
THHN12GN | THHN hook-up wire, 12 AWG, 19-stranded, bare copper, green insulation, 600V, 500ft spool. Alternate part ID: 106100805440. | Stock | 162.75 | 163
THHN12GY | THHN hook-up wire, 12 AWG, 19-stranded, bare copper, gray insulation, 600V, 500ft spool. Alternate part ID: 106100811440. | Stock | 162.75 | 163
THHN12GYL | THHN hook-up wire, 12 AWG, 19-stranded, bare copper, green with yellow stripe insulation, 600V, 500ft spool. Alternate part ID: 139100805440. | Stock | 178.75 | 179
THHN12OR | THHN hook-up wire, 12 AWG, 19-stranded, bare copper, orange insulation, 600V, 500ft spool. Alternate part ID: 106100807440. | Stock | 162.75 | 163
THHN12RD | THHN hook-up wire, 12 AWG, 19-stranded, bare copper, red insulation, 600V, 500ft spool. Alternate part ID: 106100803440. | Stock | 162.75 | 163
THHN12WH | THHN hook-up wire, 12 AWG, 19-stranded, bare copper, white insulation, 600V, 500ft spool. Alternate part ID: 106100802440. | Stock | 162.75 | 163
THHN12YL | THHN hook-up wire, 12 AWG, 19-stranded, bare copper, yellow insulation, 600V, 500ft spool. Alternate part ID: 106100806440. | Stock | 162.75 | 163
THHN14BK | THHN hook-up wire, 14 AWG, 19-stranded, bare copper, black insulation, 600V, 500ft spool. Alternate part ID: 106100701440. | Stock | 110.25 | 110
THHN14BL | THHN hook-up wire, 14 AWG, 19-stranded, bare copper, blue insulation, 600V, 500ft spool. Alternate part ID: 106100704440. | Stock | 110.25 | 110
THHN14BN | THHN hook-up wire, 14 AWG, 19-stranded, bare copper, brown insulation, 600V, 500ft spool. Alternate part ID: 106100708440. | Stock | 110.25 | 110
THHN14BW | THHN hook-up wire, 14 AWG, 19-stranded, bare copper, blue with white stripe insulation, 600V, 500ft spool. Alternate part ID: 506000700740. | Stock | 110.25 | 110
THHN14GN | THHN hook-up wire, 14 AWG, 19-stranded, bare copper, green insulation, 600V, 500ft spool. Alternate part ID: 106100705440. | Stock | 110.25 | 110
THHN14GY | THHN hook-up wire, 14 AWG, 19-stranded, bare copper, gray insulation, 600V, 500ft spool. Alternate part ID: 106100711440. | Stock | 110.25 | 110
THHN14GYL | THHN hook-up wire, 14 AWG, 19-stranded, bare copper, green with yellow stripe insulation, 600V, 500ft spool. Alternate part ID: 139100705440. | Stock | 110.25 | 110
THHN14OR | THHN hook-up wire, 14 AWG, 19-stranded, bare copper, orange insulation, 600V, 500ft spool. Alternate part ID: 106100707440. | Stock | 110.25 | 110
THHN14PL | THHN hook-up wire, 14 AWG, 19-stranded, bare copper, purple insulation, 600V, 500ft spool. Alternate part ID: 106100710440. | Stock | 110.25 | 110
THHN14RD | THHN hook-up wire, 14 AWG, 19-stranded, bare copper, red insulation, 600V, 500ft spool. Alternate part ID: 106100703440. | Stock | 110.25 | 110
THHN14WH | THHN hook-up wire, 14 AWG, 19-stranded, bare copper, white insulation, 600V, 500ft spool. Alternate part ID: 106100702440. | Stock | 110.25 | 110
THHN14YL | THHN hook-up wire, 14 AWG, 19-stranded, bare copper, yellow insulation, 600V, 500ft spool. Alternate part ID: 106100706440. | Stock | 110.25 | 110
THHN4BK | THHN hook-up wire, 4 AWG, 19-stranded, bare copper, black insulation, 600V, 500ft reel. Alternate part ID: 106101401440. | Stock | 1064.5 | 1065
THHN6BK | THHN hook-up wire, 6 AWG, 19-stranded, bare copper, black insulation, 600V, 500ft reel. Alternate part ID: 106101201440. | Stock | 695.5 | 696
THHN8BK | THHN hook-up wire, 8 AWG, 19-stranded, bare copper, black insulation, 600V, 500ft reel. Alternate part ID: 106101001440. | Stock | 452
THHN8GN | THHN hook-up wire, 8 AWG, 19-stranded, bare copper, green insulation, 600V, 500ft reel. Alternate part ID: 106101005440. | Stock | 452
THHN8GYL | THHN hook-up wire, 8 AWG, 19-stranded, bare copper, green with yellow stripe insulation, 600V, 500ft reel. Alternate part ID: 139101005440. | Stock | 468.25 | 468
THMJ-A01L04-01 | ProSense temperature sensor, Type J thermocouple, armor adjustable immersion probe, grounded, 1/4in insertion length, 3/16in probe diameter, stainless steel sheath, bayonet cap process connection, 4ft 20 AWG wire leads. | Stock | 19.5 | 20.5
THMJ-A01L06-01 | ProSense temperature sensor, Type J thermocouple, armor adjustable immersion probe, grounded, 1/4in insertion length, 3/16in probe diameter, stainless steel sheath, bayonet cap process connection, 6ft 20 AWG wire leads. | Stock | 23 | 24
THMJ-A01L10-01 | ProSense temperature sensor, Type J thermocouple, armor adjustable immersion probe, grounded, 1/4in insertion length, 3/16in probe diameter, stainless steel sheath, bayonet cap process connection, 10ft 20 AWG wire leads. | Stock | 29.5 | 30.5
THMJ-A01L10-02 | ProSense temperature sensor, Type J thermocouple, armor adjustable immersion probe, ungrounded, 1/4in insertion length, 3/16in probe diameter, stainless steel sheath, bayonet cap process connection, 10ft 20 AWG wire leads. | Stock | 29.5 | 30.5
THMJ-B01L06-01 | ProSense temperature sensor, Type J thermocouple, bolt-on ring, grounded, stainless steel sheath, #6 to #10 (4mm to 5mm) screw or bolt size process connection, 6ft 20 AWG wire leads. | Stock | 17.5 | 18
THMJ-B01L06-02 | ProSense temperature sensor, Type J thermocouple, bolt-on ring, ungrounded, brass sheath, #6 to #10 (4mm to 5mm) screw or bolt size process connection, 6ft 20 AWG wire leads. | Stock | 27.5 | 28.5
THMJ-B02L06-01 | ProSense temperature sensor, Type J thermocouple, bolt-on ring, grounded, stainless steel sheath, #12, 1/4 to 5/16in (5mm to 8mm) screw or bolt size process connection, 6ft 20 AWG wire leads. | Stock | 18.5 | 19
THMJ-B02L06-02 | ProSense temperature sensor, Type J thermocouple, bolt-on ring, ungrounded, brass sheath, #12, 1/4 to 5/16in (5mm to 8mm) screw or bolt size process connection, 6ft 20 AWG wire leads. | Stock | 27.5 | 28.5
THMJ-C04-03 | ProSense temperature sensor, Type J thermocouple, connection head spring-loaded probe, ungrounded, 4in insertion length, 1/4in probe diameter, stainless steel sheath, 1/2in male NPT process connection, aluminum screw cover head with terminals. | Stock | 57 | 59
THMJ-C06-01 | ProSense temperature sensor, Type J thermocouple, connection head probe, ungrounded, 6in insertion length, 1/4in probe diameter, stainless steel sheath, 1/2in male NPT process connection, aluminum screw cover head with terminals. | Stock | 54 | 56
THMJ-C06-02 | ProSense temperature sensor, Type J thermocouple, connection head probe, ungrounded, 6in insertion length, 1/4in probe diameter, stainless steel sheath, aluminum screw cover head with terminals. | Stock | 51 | 53
THMJ-C06-03 | ProSense temperature sensor, Type J thermocouple, connection head spring-loaded probe, ungrounded, 6in insertion length, 1/4in probe diameter, stainless steel sheath, 1/2in male NPT process connection, aluminum screw cover head with terminals. | Stock | 61 | 63
THMJ-C12-01 | ProSense temperature sensor, Type J thermocouple, connection head probe, ungrounded, 12in insertion length, 1/4in probe diameter, stainless steel sheath, 1/2in male NPT process connection, aluminum screw cover head with terminals. | Stock | 57 | 59
THMJ-C12-02 | ProSense temperature sensor, Type J thermocouple, connection head probe, ungrounded, 12in insertion length, 1/4in probe diameter, stainless steel sheath, aluminum screw cover head with terminals. | Stock | 52 | 54
THMJ-C12-03 | ProSense temperature sensor, Type J thermocouple, connection head spring-loaded probe, ungrounded, 12in insertion length, 1/4in probe diameter, stainless steel sheath, 1/2in male NPT process connection, aluminum screw cover head with terminals. | Stock | 65 | 68
THMJ-C18-01 | ProSense temperature sensor, Type J thermocouple, connection head probe, ungrounded, 18in insertion length, 1/4in probe diameter, stainless steel sheath, 1/2in male NPT process connection, aluminum screw cover head with terminals. | Stock | 60 | 62
THMJ-C18-02 | ProSense temperature sensor, Type J thermocouple, connection head probe, ungrounded, 18in insertion length, 1/4in probe diameter, stainless steel sheath, aluminum screw cover head with terminals. | Stock | 53 | 55
THMJ-D08L04-01 | ProSense temperature sensor, Type J thermocouple, spring adjustable immersion probe, grounded, 1/4in insertion length, 3/16in probe diameter, stainless steel sheath, bayonet cap process connection, 4ft 20 AWG wire leads. | Stock | 18.5 | 19
THMJ-D08L06-01 | ProSense temperature sensor, Type J thermocouple, spring adjustable immersion probe, grounded, 1/4in insertion length, 3/16in probe diameter, stainless steel sheath, bayonet cap process connection, 6ft 20 AWG wire leads. | Stock | 21 | 22
THMJ-D08L10-01 | ProSense temperature sensor, Type J thermocouple, spring adjustable immersion probe, grounded, 1/4in insertion length, 3/16in probe diameter, stainless steel sheath, bayonet cap process connection, 10ft 20 AWG wire leads. | Stock | 25 | 26
THMJ-D08L10-02 | ProSense temperature sensor, Type J thermocouple, spring adjustable immersion probe, ungrounded, 1/4in insertion length, 3/16in probe diameter, stainless steel sheath, bayonet cap process connection, 10ft 20 AWG wire leads. | Stock | 25 | 26
THMJ-F06L06-01 | ProSense temperature sensor, Type J thermocouple, flange mount probe, ungrounded junction, 6in insertion length, 1/4in probe diameter, stainless steel sheath, mounting flange process connection, 6ft 20 AWG wire leads. | Stock | 45.75
THMJ-F12L06-01 | ProSense temperature sensor, Type J thermocouple, flange mount probe, ungrounded junction, 12in insertion length, 1/4in probe diameter, stainless steel sheath, mounting flange process connection, 6ft 20 AWG wire leads. | Stock | 46.75
THMJ-F18L06-01 | ProSense temperature sensor, Type J thermocouple, flange mount probe, ungrounded junction, 18in insertion length, 1/4in probe diameter, stainless steel sheath, mounting flange process connection, 6ft 20 AWG wire leads. | Stock | 48
THMJ-H04L01-02 | ProSense temperature sensor, Type J thermocouple, hex nipple spring-loaded probe, ungrounded, 4in insertion length, 1/4in probe diameter, stainless steel sheath, 1/2in male NPT process connection, 1/2in male NPT with 3in 24 AWG wire leads. | Stock | 43 | 44.5
THMJ-H06L01-01 | ProSense temperature sensor, Type J thermocouple, hex nipple probe, ungrounded, 6in insertion length, 1/4in probe diameter, stainless steel sheath, 1/2in male NPT process connection, 1/2in male NPT with 3in 24 AWG wire leads. | Stock | 39 | 40.5
THMJ-H06L01-02 | ProSense temperature sensor, Type J thermocouple, hex nipple spring-loaded probe, ungrounded, 6in insertion length, 1/4in probe diameter, stainless steel sheath, 1/2in male NPT process connection, 1/2in male NPT with 3in 24 AWG wire leads. | Stock | 46 | 48
THMJ-H12L01-01 | ProSense temperature sensor, Type J thermocouple, hex nipple probe, ungrounded, 12in insertion length, 1/4in probe diameter, stainless steel sheath, 1/2in male NPT process connection, 1/2in male NPT with 3in 24 AWG wire leads. | Stock | 41 | 42.5
THMJ-H12L01-02 | ProSense temperature sensor, Type J thermocouple, hex nipple spring-loaded probe, ungrounded, 12in insertion length, 1/4in probe diameter, stainless steel sheath, 1/2in male NPT process connection, 1/2in male NPT with 3in 24 AWG wire leads. | Stock | 49.5 | 51
THMJ-H18L01-01 | ProSense temperature sensor, Type J thermocouple, hex nipple probe, ungrounded, 18in insertion length, 1/4in probe diameter, stainless steel sheath, 1/2in male NPT process connection, 1/2in male NPT with 3in 24 AWG wire leads. | Stock | 45 | 47
THMJ-HT34-01 | ProSense temperature sensor, Type J thermocouple, heat trace probe, ungrounded junction, stainless steel sheath, aluminum screw cover head with terminals. | Stock | 63
THMJ-M01L06-01 | ProSense temperature sensor, Type J thermocouple, magnet mount sensor, exposed junction, 10 lb. pull magnet process connection, 6ft 20 AWG wire leads. | Stock | 104
THMJ-MB3T00-01 | ProSense temperature sensor, Type J thermocouple, melt bolt probe, grounded junction, 3in bolt length, flush tip, stainless steel sheath, 1/2-20 UNF process connection, 6in lead wire extension with 2-pin standard size plug. | Stock | 49
THMJ-MB3T00-02 | ProSense temperature sensor, Type J thermocouple, melt bolt probe, ungrounded junction, 3in bolt length, flush tip, stainless steel sheath, 1/2-20 UNF process connection, 6in lead wire extension with 2-pin standard size plug. | Stock | 51.5
THMJ-MB3T14-01 | ProSense temperature sensor, Type J thermocouple, melt bolt probe, grounded junction, 3in bolt length, 1/4in tip, stainless steel sheath, 1/2-20 UNF process connection, 6in lead wire extension with 2-pin standard size plug. | Stock | 49
THMJ-MB3T14-02 | ProSense temperature sensor, Type J thermocouple, melt bolt probe, ungrounded junction, 3in bolt length, 1/4in tip, stainless steel sheath, 1/2-20 UNF process connection, 6in lead wire extension with 2-pin standard size plug. | Stock | 51.5
THMJ-MB3T18-01 | ProSense temperature sensor, Type J thermocouple, melt bolt probe, grounded junction, 3in bolt length, 1/8in tip, stainless steel sheath, 1/2-20 UNF process connection, 6in lead wire extension with 2-pin standard size plug. | Stock | 49
THMJ-MB3T18-02 | ProSense temperature sensor, Type J thermocouple, melt bolt probe, ungrounded junction, 3in bolt length, 1/8in tip, stainless steel sheath, 1/2-20 UNF process connection, 6in lead wire extension with 2-pin standard size plug. | Stock | 51.5
THMJ-MB3TA-01 | ProSense temperature sensor, Type J thermocouple, melt bolt probe, exposed junction, 3in bolt length, 0 to 1in adjustable tip, stainless steel sheath, 1/2-20 UNF process connection, 2-pin standard size plug. | Stock | 156
THMJ-MB6T00-01 | ProSense temperature sensor, Type J thermocouple, melt bolt probe, grounded junction, 6in bolt length, flush tip, stainless steel sheath, 1/2-20 UNF process connection, 6in lead wire extension with 2-pin standard size plug. | Stock | 61
THMJ-MB6T00-02 | ProSense temperature sensor, Type J thermocouple, melt bolt probe, ungrounded junction, 6in bolt length, flush tip, stainless steel sheath, 1/2-20 UNF process connection, 6in lead wire extension with 2-pin standard size plug. | Stock | 63.5
THMJ-MB6T14-01 | ProSense temperature sensor, Type J thermocouple, melt bolt probe, grounded junction, 6in bolt length, 1/4in tip, stainless steel sheath, 1/2-20 UNF process connection, 6in lead wire extension with 2-pin standard size plug. | Stock | 61
THMJ-MB6T14-02 | ProSense temperature sensor, Type J thermocouple, melt bolt probe, ungrounded junction, 6in bolt length, 1/4in tip, stainless steel sheath, 1/2-20 UNF process connection, 6in lead wire extension with 2-pin standard size plug. | Stock | 63.5
THMJ-MB6T18-01 | ProSense temperature sensor, Type J thermocouple, melt bolt probe, grounded junction, 6in bolt length, 1/8in tip, stainless steel sheath, 1/2-20 UNF process connection, 6in lead wire extension with 2-pin standard size plug. | Stock | 61
THMJ-MB6T18-02 | ProSense temperature sensor, Type J thermocouple, melt bolt probe, ungrounded junction, 6in bolt length, 1/8in tip, stainless steel sheath, 1/2-20 UNF process connection, 6in lead wire extension with 2-pin standard size plug. | Stock | 63.5
THMJ-MB6TA-01 | ProSense temperature sensor, Type J thermocouple, melt bolt probe, exposed junction, 6in bolt length, 0 to 1in adjustable tip, stainless steel sheath, 1/2-20 UNF process connection, 2-pin standard size plug. | Stock | 161
THMJ-MJ | ProSense Type J thermocouple connector, miniature flat pin jack, 400 deg. F (200 deg. C), glass filled thermoplastic body, black, thermocouple material pins, 40 AWG to 20 AWG wire size range. | Stock | 3.75 | 4
THMJ-MP | ProSense Type J thermocouple connector, miniature flat pin plug, 400 deg F (200 deg C), glass filled thermoplastic body, black, thermocouple material pins, 40 AWG to 20 AWG wire size range. | Stock | 3.25 | 3.5
THMJ-MPJ | ProSense Type J thermocouple connector, miniature flat pin panel jack, 400 deg F (200 deg C), glass filled thermoplastic body, black, thermocouple material pins, 32 AWG to 14 AWG wire size range. | Stock | 5.75 | 6
THMJ-N38P14-01 | ProSense temperature sensor, Type J thermocouple, threaded bolt sensor, grounded junction, 3/8in bolt length, 3/16in tip, stainless steel sheath, 1/4-28 UNF process connection, 6ft 24 AWG wire leads. | Stock | 28
THMJ-N38P14-02 | ProSense temperature sensor, Type J thermocouple, threaded bolt sensor, ungrounded junction, 3/8in bolt length, 3/16in tip, stainless steel sheath, 1/4-28 UNF process connection, 6ft 24 AWG wire leads. | Stock | 30.5
THMJ-P06-01 | ProSense temperature sensor, Type J thermocouple, attached plug probe, ungrounded, 6in insertion length, 1/8in probe diameter, stainless steel sheath, 2-pin miniature size plug. | Stock | 20 | 21
THMJ-P06-02 | ProSense temperature sensor, Type J thermocouple, attached plug probe, ungrounded, 6in insertion length, 1/4in probe diameter, stainless steel sheath, 2-pin standard size plug. | Stock | 24 | 25
THMJ-P12-01 | ProSense temperature sensor, Type J thermocouple, attached plug probe, ungrounded, 12in insertion length, 1/8in probe diameter, stainless steel sheath, 2-pin miniature size plug. | Stock | 21 | 22
THMJ-P12-02 | ProSense temperature sensor, Type J thermocouple, attached plug probe, ungrounded, 12in insertion length, 1/4in probe diameter, stainless steel sheath, 2-pin standard size plug. | Stock | 26 | 27
THMJ-P18-01 | ProSense temperature sensor, Type J thermocouple, attached plug probe, ungrounded, 18in insertion length, 1/8in probe diameter, stainless steel sheath, 2-pin miniature size plug. | Stock | 24 | 25
THMJ-P18-02 | ProSense temperature sensor, Type J thermocouple, attached plug probe, ungrounded, 18in insertion length, 1/4in probe diameter, stainless steel sheath, 2-pin standard size plug. | Stock | 30.5 | 31.5
THMJ-R01-01 | ProSense temperature sensor, Type J thermocouple, room sensor, ungrounded, plastic ventilated housing, metal wall mounting subplate process connection, terminal strip. | Stock | 28.5 | 29.5
THMJ-S01L06-01 | ProSense temperature sensor, Type J thermocouple, spade sensor, grounded junction, stainless steel, 6ft 20 AWG wire leads. | Stock | 26
THMJ-S02L06-01 | ProSense temperature sensor, Type J thermocouple, spade sensor, ungrounded junction, flexible polyimide with adhesive tape backing, 6ft 24 AWG wire leads. | Stock | 27.75
THMJ-SJ | ProSense Type J thermocouple connector, standard round pin jack, 400 deg F (200 deg C), glass filled thermoplastic body, black, thermocouple material pins, 32 AWG to 14 AWG wire size range. | Stock | 4.5 | 4.75
THMJ-SP | ProSense Type J thermocouple connector, standard round pin plug, 400 deg F (200 deg C), glass filled thermoplastic body, black, thermocouple material pins, 32 AWG to 14 AWG wire size range. | Stock | 3.5 | 3.75
THMJ-SPJ | ProSense Type J thermocouple connector, standard round pin panel jack, 400 deg F (200 deg C), glass filled thermoplastic body, black, thermocouple material pins, 32 AWG to 14 AWG wire size range. | Stock | 8.5 | 8.75
THMJ-T06L06-01 | ProSense temperature sensor, Type J thermocouple, lead wire transition probe, ungrounded, 6in insertion length, 1/8in probe diameter, stainless steel sheath, 6ft 20 AWG wire leads. | Stock | 33 | 34.5
THMJ-T06L06-02 | ProSense temperature sensor, Type J thermocouple, lead wire transition probe, ungrounded, 6in insertion length, 1/4in probe diameter, stainless steel sheath, 6ft 20 AWG wire leads. | Stock | 36 | 37.5
THMJ-T12L06-01 | ProSense temperature sensor, Type J thermocouple, lead wire transition probe, ungrounded, 12in insertion length, 1/8in probe diameter, stainless steel sheath, 6ft 20 AWG wire leads. | Stock | 35 | 36.5
THMJ-T12L06-02 | ProSense temperature sensor, Type J thermocouple, lead wire transition probe, ungrounded, 12in insertion length, 1/4in probe diameter, stainless steel sheath, 6ft 20 AWG wire leads. | Stock | 38 | 39.5
THMJ-T18L06-01 | ProSense temperature sensor, Type J thermocouple, lead wire transition probe, ungrounded, 18in insertion length, 1/8in probe diameter, stainless steel sheath, 6ft 20 AWG wire leads. | Stock | 36 | 37.5
THMJ-T18L06-02 | ProSense temperature sensor, Type J thermocouple, lead wire transition probe, ungrounded, 18in insertion length, 1/4in probe diameter, stainless steel sheath, 6ft 20 AWG wire leads. | Stock | 41 | 42.5
THMJ-V24L06-01 | ProSense temperature sensor, Type J thermocouple, cuttable probe, ungrounded junction, 24in insertion length, 1/4in probe diameter, stainless steel sheath, 2ft 20 AWG wire leads. | Stock | 36.5
THMK-A01L04-01 | ProSense temperature sensor, Type K thermocouple, armor adjustable immersion probe, grounded, 1/4in insertion length, 3/16in probe diameter, stainless steel sheath, bayonet cap process connection, 4ft 20 AWG wire leads. | Stock | 20 | 21
THMK-A01L06-01 | ProSense temperature sensor, Type K thermocouple, armor adjustable immersion probe, grounded, 1/4in insertion length, 3/16in probe diameter, stainless steel sheath, bayonet cap process connection, 6ft 20 AWG wire leads. | Stock | 23 | 24
THMK-A01L10-01 | ProSense temperature sensor, Type K thermocouple, armor adjustable immersion probe, grounded, 1/4in insertion length, 3/16in probe diameter, stainless steel sheath, bayonet cap process connection, 10ft 20 AWG wire leads. | Stock | 29.5 | 30.5
THMK-A01L10-02 | ProSense temperature sensor, Type K thermocouple, armor adjustable immersion probe, ungrounded, 1/4in insertion length, 3/16in probe diameter, stainless steel sheath, bayonet cap process connection, 10ft 20 AWG wire leads. | Stock | 30.5 | 31.5
THMK-B01L06-01 | ProSense temperature sensor, Type K thermocouple, bolt-on ring, grounded, stainless steel sheath, #6 to #10 (4mm to 5mm) screw or bolt size process connection, 6ft 20 AWG wire leads. | Stock | 17.5 | 18
THMK-B01L06-02 | ProSense temperature sensor, Type K thermocouple, bolt-on ring, ungrounded, brass sheath, #6 to #10 (4mm to 5mm) screw or bolt size process connection, 6ft 20 AWG wire leads. | Stock | 29.5 | 30.5
THMK-B02L06-01 | ProSense temperature sensor, Type K thermocouple, bolt-on ring, grounded, stainless steel sheath, #12, 1/4 to 5/16in (5mm to 8mm) screw or bolt size process connection, 6ft 20 AWG wire leads. | Stock | 19 | 20
THMK-B02L06-02 | ProSense temperature sensor, Type K thermocouple, bolt-on ring, ungrounded, brass sheath, #12, 1/4 to 5/16in (5mm to 8mm) screw or bolt size process connection, 6ft 20 AWG wire leads. | Stock | 29.5 | 30.5
THMK-C04-03 | ProSense temperature sensor, Type K thermocouple, connection head spring-loaded probe, ungrounded, 4in insertion length, 1/4in probe diameter, stainless steel sheath, 1/2in male NPT process connection, aluminum screw cover head with terminals. | Stock | 58 | 60
THMK-C06-01 | ProSense temperature sensor, Type K thermocouple, connection head probe, ungrounded, 6in insertion length, 1/4in probe diameter, stainless steel sheath, 1/2in male NPT process connection, aluminum screw cover head with terminals. | Stock | 54 | 56
THMK-C06-02 | ProSense temperature sensor, Type K thermocouple, connection head probe, ungrounded, 6in insertion length, 1/4in probe diameter, stainless steel sheath, aluminum screw cover head with terminals. | Stock | 48.5 | 50
THMK-C06-03 | ProSense temperature sensor, Type K thermocouple, connection head spring-loaded probe, ungrounded, 6in insertion length, 1/4in probe diameter, stainless steel sheath, 1/2in male NPT process connection, aluminum screw cover head with terminals. | Stock | 61 | 63
THMK-C06-04 | ProSense temperature sensor, Type K thermocouple, connection head probe, ungrounded, 6in insertion length, 1/4in probe diameter, Inconel Alloy 600 sheath, 1/2in male NPT process connection, aluminum screw cover head with terminals. | Stock | 58 | 60
THMK-C12-01 | ProSense temperature sensor, Type K thermocouple, connection head probe, ungrounded, 12in insertion length, 1/4in probe diameter, stainless steel sheath, 1/2in male NPT process connection, aluminum screw cover head with terminals. | Stock | 57 | 59
THMK-C12-02 | ProSense temperature sensor, Type K thermocouple, connection head probe, ungrounded, 12in insertion length, 1/4in probe diameter, stainless steel sheath, aluminum screw cover head with terminals. | Stock | 52 | 54
THMK-C12-03 | ProSense temperature sensor, Type K thermocouple, connection head spring-loaded probe, ungrounded, 12in insertion length, 1/4in probe diameter, stainless steel sheath, 1/2in male NPT process connection, aluminum screw cover head with terminals. | Stock | 65 | 68
THMK-C12-04 | ProSense temperature sensor, Type K thermocouple, connection head probe, ungrounded, 12in insertion length, 1/4in probe diameter, Inconel Alloy 600 sheath, 1/2in male NPT process connection, aluminum screw cover head with terminals. | Stock | 67 | 70
THMK-C18-01 | ProSense temperature sensor, Type K thermocouple, connection head probe, ungrounded, 18in insertion length, 1/4in probe diameter, stainless steel sheath, 1/2in male NPT process connection, aluminum screw cover head with terminals. | Stock | 60 | 62
THMK-C18-02 | ProSense temperature sensor, Type K thermocouple, connection head probe, ungrounded, 18in insertion length, 1/4in probe diameter, stainless steel sheath, aluminum screw cover head with terminals. | Stock | 53 | 55
THMK-C18-04 | ProSense temperature sensor, Type K thermocouple, connection head probe, ungrounded, 18in insertion length, 1/4in probe diameter, Inconel Alloy 600 sheath, 1/2in male NPT process connection, aluminum screw cover head with terminals. | Stock | 75 | 78
THMK-D08L04-01 | ProSense temperature sensor, Type K thermocouple, spring adjustable immersion probe, grounded, 1/4in insertion length, 3/16in probe diameter, stainless steel sheath, bayonet cap process connection, 4ft 20 AWG wire leads. | Stock | 18.5 | 19
THMK-D08L06-01 | ProSense temperature sensor, Type K thermocouple, spring adjustable immersion probe, grounded, 1/4in insertion length, 3/16in probe diameter, stainless steel sheath, bayonet cap process connection, 6ft 20 AWG wire leads. | Stock | 21 | 22
THMK-D08L10-01 | ProSense temperature sensor, Type K thermocouple, spring adjustable immersion probe, grounded, 1/4in insertion length, 3/16in probe diameter, stainless steel sheath, bayonet cap process connection, 10ft 20 AWG wire leads. | Stock | 25 | 26
THMK-D08L10-02 | ProSense temperature sensor, Type K thermocouple, spring adjustable immersion probe, ungrounded, 1/4in insertion length, 3/16in probe diameter, stainless steel sheath, bayonet cap process connection, 10ft 20 AWG wire leads. | Stock | 25 | 26
THMK-F06L06-01 | ProSense temperature sensor, Type K thermocouple, flange mount probe, ungrounded junction, 6in insertion length, 1/4in probe diameter, stainless steel sheath, mounting flange process connection, 6ft 20 AWG wire leads. | Stock | 48.5
THMK-F12L06-01 | ProSense temperature sensor, Type K thermocouple, flange mount probe, ungrounded junction, 12in insertion length, 1/4in probe diameter, stainless steel sheath, mounting flange process connection, 6ft 20 AWG wire leads. | Stock | 50
THMK-F18L06-01 | ProSense temperature sensor, Type K thermocouple, flange mount probe, ungrounded junction, 18in insertion length, 1/4in probe diameter, stainless steel sheath, mounting flange process connection, 6ft 20 AWG wire leads. | Stock | 51.25
THMK-H04L01-02 | ProSense temperature sensor, Type K thermocouple, hex nipple spring-loaded probe, ungrounded, 4in insertion length, 1/4in probe diameter, stainless steel sheath, 1/2in male NPT process connection, 1/2in male NPT with 3in 24 AWG wire leads. | Stock | 43 | 44.5
THMK-H06L01-01 | ProSense temperature sensor, Type K thermocouple, hex nipple probe, ungrounded, 6in insertion length, 1/4in probe diameter, stainless steel sheath, 1/2in male NPT process connection, 1/2in male NPT with 3in 24 AWG wire leads. | Stock | 39 | 40.5
THMK-H06L01-02 | ProSense temperature sensor, Type K thermocouple, hex nipple spring-loaded probe, ungrounded, 6in insertion length, 1/4in probe diameter, stainless steel sheath, 1/2in male NPT process connection, 1/2in male NPT with 3in 24 AWG wire leads. | Stock | 46 | 48
THMK-H06L01-03 | ProSense temperature sensor, Type K thermocouple, hex nipple probe, ungrounded, 6in insertion length, 1/4in probe diameter, Inconel Alloy 600 sheath, 1/2in male NPT process connection, 1/2in male NPT with 3in 24 AWG wire leads. | Stock | 40 | 41.5
THMK-H12L01-01 | ProSense temperature sensor, Type K thermocouple, hex nipple probe, ungrounded, 12in insertion length, 1/4in probe diameter, stainless steel sheath, 1/2in male NPT process connection, 1/2in male NPT with 3in 24 AWG wire leads. | Stock | 41 | 42.5
THMK-H12L01-02 | ProSense temperature sensor, Type K thermocouple, hex nipple spring-loaded probe, ungrounded, 12in insertion length, 1/4in probe diameter, stainless steel sheath, 1/2in male NPT process connection, 1/2in male NPT with 3in 24 AWG wire leads. | Stock | 49.5 | 51
THMK-H12L01-03 | ProSense temperature sensor, Type K thermocouple, hex nipple probe, ungrounded, 12in insertion length, 1/4in probe diameter, Inconel Alloy 600 sheath, 1/2in male NPT process connection, 1/2in male NPT with 3in 24 AWG wire leads. | Stock | 47.5 | 49.5
THMK-H18L01-01 | ProSense temperature sensor, Type K thermocouple, hex nipple probe, ungrounded, 18in insertion length, 1/4in probe diameter, stainless steel sheath, 1/2in male NPT process connection, 1/2in male NPT with 3in 24 AWG wire leads. | Stock | 45 | 47
THMK-H18L01-03 | ProSense temperature sensor, Type K thermocouple, hex nipple probe, ungrounded, 18in insertion length, 1/4in probe diameter, Inconel Alloy 600 sheath, 1/2in male NPT process connection, 1/2in male NPT with 3in 24 AWG wire leads. | Stock | 54 | 56
THMK-HSJ | ProSense Type K thermocouple connector, high-temperature standard round pin jack, 662 deg F (350 deg C), glass filled thermoplastic body, brown, thermocouple material pins, 32 AWG to 14 AWG wire size range. | Stock | 11 | 11.5
THMK-HSP | ProSense Type K thermocouple connector, high-temperature standard round pin plug, 662 deg F (350 deg C), glass filled thermoplastic body, brown, thermocouple material pins, 32 AWG to 14 AWG wire size range. | Stock | 9.25 | 9.5
THMK-M01L06-01 | ProSense temperature sensor, Type K thermocouple, magnet mount sensor, exposed junction, 10 lb. pull magnet process connection, 6ft 20 AWG wire leads. | Stock | 110
THMK-MJ | ProSense Type K thermocouple connector, miniature flat pin jack, 400 deg F (200 deg C), glass filled thermoplastic body, yellow, thermocouple material pins, 40 AWG to 20 AWG wire size range. | Stock | 3.75 | 4
THMK-MP | ProSense Type K thermocouple connector, miniature flat pin plug, 400 deg F (200 deg C), glass filled thermoplastic body, yellow, thermocouple material pins, 40 AWG to 20 AWG wire size range. | Stock | 3.5 | 3.75
THMK-MPJ | ProSense Type K thermocouple connector, miniature flat pin panel jack, 400 deg F (200 deg C), glass filled thermoplastic body, yellow, thermocouple material pins, 32 AWG to 14 AWG wire size range. | Stock | 6.25 | 6.5
THMK-N38P14-01 | ProSense temperature sensor, Type K thermocouple, threaded bolt sensor, grounded junction, 3/8in bolt length, 3/16in tip, stainless steel sheath, 1/4-28 UNF process connection, 6ft 24 AWG wire leads. | Stock | 29.25
THMK-N38P14-02 | ProSense temperature sensor, Type K thermocouple, threaded bolt sensor, ungrounded junction, 3/8in bolt length, 3/16in tip, stainless steel sheath, 1/4-28 UNF process connection, 6ft 24 AWG wire leads. | Stock | 31.5
THMK-P06-01 | ProSense temperature sensor, Type K thermocouple, attached plug probe, ungrounded, 6in insertion length, 1/8in probe diameter, stainless steel sheath, 2-pin miniature size plug. | Stock | 20 | 21
THMK-P06-02 | ProSense temperature sensor, Type K thermocouple, attached plug probe, ungrounded, 6in insertion length, 1/4in probe diameter, stainless steel sheath, 2-pin standard size plug. | Stock | 24 | 25
THMK-P12-01 | ProSense temperature sensor, Type K thermocouple, attached plug probe, ungrounded, 12in insertion length, 1/8in probe diameter, stainless steel sheath, 2-pin miniature size plug. | Stock | 21 | 22
THMK-P12-02 | ProSense temperature sensor, Type K thermocouple, attached plug probe, ungrounded, 12in insertion length, 1/4in probe diameter, stainless steel sheath, 2-pin standard size plug. | Stock | 26 | 27
THMK-P18-01 | ProSense temperature sensor, Type K thermocouple, attached plug probe, ungrounded, 18in insertion length, 1/8in probe diameter, stainless steel sheath, 2-pin miniature size plug. | Stock | 24 | 25
THMK-P18-02 | ProSense temperature sensor, Type K thermocouple, attached plug probe, ungrounded, 18in insertion length, 1/4in probe diameter, stainless steel sheath, 2-pin standard size plug. | Stock | 30.5 | 31.5
THMK-S01L06-01 | ProSense temperature sensor, Type K thermocouple, spade sensor, grounded junction, stainless steel, 6ft 20 AWG wire leads. | Stock | 28.25
THMK-S02L06-01 | ProSense temperature sensor, Type K thermocouple, spade sensor, ungrounded junction, flexible polyimide with adhesive tape backing, 6ft 24 AWG wire leads. | Stock | 30.25
THMK-SJ | ProSense Type K thermocouple connector, standard round pin jack, 400 deg F (200 deg C), glass filled thermoplastic body, yellow, thermocouple material pins, 32 AWG to 14 AWG wire size range. | Stock | 4.75 | 5
THMK-SP | ProSense Type K thermocouple connector, standard round pin plug, 400 deg F (200 deg C), glass filled thermoplastic body, yellow, thermocouple material pins, 32 AWG to 14 AWG wire size range. | Stock | 4 | 4.25
THMK-SPJ | ProSense Type K thermocouple connector, standard round pin panel jack, 400 deg F (200 deg C), glass filled thermoplastic body, yellow, thermocouple material pins, 32 AWG to 14 AWG wire size range. | Stock | 8.5 | 8.75
THMK-T06L06-01 | ProSense temperature sensor, Type K thermocouple, lead wire transition probe, ungrounded, 6in insertion length, 1/8in probe diameter, stainless steel sheath, 6ft 20 AWG wire leads. | Stock | 33.5 | 35
THMK-T06L06-02 | ProSense temperature sensor, Type K thermocouple, lead wire transition probe, ungrounded, 6in insertion length, 1/4in probe diameter, stainless steel sheath, 6ft 20 AWG wire leads. | Stock | 36 | 37.5
THMK-T06L06-03 | ProSense temperature sensor, Type K thermocouple, lead wire transition probe, ungrounded, 6in insertion length, 1/4in probe diameter, Inconel Alloy 600 sheath, 6ft 20 AWG wire leads. | Stock | 39 | 40.5
THMK-T12L06-01 | ProSense temperature sensor, Type K thermocouple, lead wire transition probe, ungrounded, 12in insertion length, 1/8in probe diameter, stainless steel sheath, 6ft 20 AWG wire leads. | Stock | 35 | 36.5
THMK-T12L06-02 | ProSense temperature sensor, Type K thermocouple, lead wire transition probe, ungrounded, 12in insertion length, 1/4in probe diameter, stainless steel sheath, 6ft 20 AWG wire leads. | Stock | 38 | 39.5
THMK-T12L06-03 | ProSense temperature sensor, Type K thermocouple, lead wire transition probe, ungrounded, 12in insertion length, 1/4in probe diameter, Inconel Alloy 600 sheath, 6ft 20 AWG wire leads. | Stock | 45.5 | 47.5
THMK-T18L06-01 | ProSense temperature sensor, Type K thermocouple, lead wire transition probe, ungrounded, 18in insertion length, 1/8in probe diameter, stainless steel sheath, 6ft 20 AWG wire leads. | Stock | 36 | 37.5
THMK-T18L06-02 | ProSense temperature sensor, Type K thermocouple, lead wire transition probe, ungrounded, 18in insertion length, 1/4in probe diameter, stainless steel sheath, 6ft 20 AWG wire leads. | Stock | 41 | 42.5
THMK-T18L06-03 | ProSense temperature sensor, Type K thermocouple, lead wire transition probe, ungrounded, 18in insertion length, 1/4in probe diameter, Inconel Alloy 600 sheath, 6ft 20 AWG wire leads. | Stock | 53 | 55
THMK-V24L06-01 | ProSense temperature sensor, Type K thermocouple, cuttable probe, ungrounded junction, 24in insertion length, 1/4in probe diameter, stainless steel sheath, 2ft 20 AWG wire leads. | Stock | 38.25
THMT-MJ | ProSense Type T thermocouple connector, miniature flat pin jack, 400 deg F (200 deg C), glass filled thermoplastic body, blue, thermocouple material pins, 40 AWG to 20 AWG wire size range. | Stock | 4 | 4.25
THMT-MP | ProSense Type T thermocouple connector, miniature flat pin plug, 400 deg F (200 deg C), glass filled thermoplastic body, blue, thermocouple material pins, 40 AWG to 20 AWG wire size range. | Stock | 3.5 | 3.75
THMT-MPJ | ProSense Type T thermocouple connector, miniature flat pin panel jack, 400 deg F (200 deg C), glass filled thermoplastic body, blue, thermocouple material pins, 32 AWG to 14 AWG wire size range. | Stock | 6.75 | 7
THMT-P06-01 | ProSense temperature sensor, Type T thermocouple, attached plug probe, ungrounded, 6in insertion length, 1/8in probe diameter, stainless steel sheath, 2-pin miniature size plug. | Stock | 20 | 21
THMT-P12-01 | ProSense temperature sensor, Type T thermocouple, attached plug probe, ungrounded, 12in insertion length, 1/8in probe diameter, stainless steel sheath, 2-pin miniature size plug. | Stock | 21 | 22
THMT-P18-01 | ProSense temperature sensor, Type T thermocouple, attached plug probe, ungrounded, 18in insertion length, 1/8in probe diameter, stainless steel sheath, 2-pin miniature size plug. | Stock | 24 | 25
THMT-SJ | ProSense Type T thermocouple connector, standard round pin jack, 400 deg F (200 deg C), glass filled thermoplastic body, blue, thermocouple material pins, 32 AWG to 14 AWG wire size range. | Stock | 5 | 5.25
THMT-SP | ProSense Type T thermocouple connector, standard round pin plug, 400 deg F (200 deg C), glass filled thermoplastic body, blue, thermocouple material pins, 32 AWG to 14 AWG wire size range. | Stock | 3.75 | 4
THMT-SPJ | ProSense Type T thermocouple connector, standard round pin panel jack, 400 deg F (200 deg C), glass filled thermoplastic body, blue, thermocouple material pins, 32 AWG to 14 AWG wire size range. | Stock | 8.25 | 8.5
THMT-T06L06-01 | ProSense temperature sensor, Type T thermocouple, lead wire transition probe, ungrounded, 6in insertion length, 1/8in probe diameter, stainless steel sheath, 6ft 20 AWG wire leads. | Stock | 32.5 | 34
THMT-T12L06-01 | ProSense temperature sensor, Type T thermocouple, lead wire transition probe, ungrounded, 12in insertion length, 1/8in probe diameter, stainless steel sheath, 6ft 20 AWG wire leads. | Stock | 33.5 | 35
THMT-T18L06-01 | ProSense temperature sensor, Type T thermocouple, lead wire transition probe, ungrounded, 18in insertion length, 1/8in probe diameter, stainless steel sheath, 6ft 20 AWG wire leads. | Stock | 36 | 37.5
THMWJ-16-1U-P-1 | TE Wire & Cable Type J thermocouple extension wire, 2 conductors, 16 AWG, PVC conductor insulation material, white and red, unshielded, PVC jacket, black, cut to length. | Stock | 0.57 | 0.67897
THMWJ-20-1S-P-1 | TE Wire & Cable Type J thermocouple extension wire, 2 conductors, 20 AWG, PVC conductor insulation material, white and red, shielded, PVC jacket, black, cut to length. | Stock | 0.36 | 0.44356
THMWJ-20-1U-F-1 | TE Wire & Cable Type J thermocouple extension wire, 2 conductors, 20 AWG, FEP Teflon conductor insulation material, white and red, unshielded, FEP Teflon jacket, brown, cut to length. | Stock | 0.58 | 0.68148
THMWJ-20-1U-G-1 | TE Wire & Cable Type J thermocouple extension wire, 2 conductors, 20 AWG, fiberglass conductor insulation material, white and red, unshielded, fiberglass jacket, brown with black stripe, cut to length. | Stock | 0.35 | 0.38462
THMWJ-20-1U-P-1 | TE Wire & Cable Type J thermocouple extension wire, 2 conductors, 20 AWG, PVC conductor insulation material, white and red, unshielded, PVC jacket, black, cut to length. | Stock | 0.23 | 0.29032
THMWJ-20-2S-P-1 | TE Wire & Cable Type J thermocouple and Type PLTC/ITC extension cable, 2 twisted pairs, 20 AWG, PVC conductor insulation material, white and red, shielded, PVC jacket, black, cut to length. | Stock | 0.87 | 1.0279
THMWJ-20-2SS-P-1 | TE Wire & Cable Type J thermocouple and Type PLTC/ITC extension cable, 2 twisted pairs, 20 AWG, PVC conductor insulation material, white and red, individual and overall shielded, PVC jacket, black, cut to length. | Stock | 1.03 | 1.2149
THMWJ-20-4S-P-1 | TE Wire & Cable Type J thermocouple and Type PLTC/ITC extension cable, 4 twisted pairs, 20 AWG, PVC conductor insulation material, white and red, shielded, PVC jacket, black, cut to length. | Stock | 1.26 | 1.6777
THMWJ-20-4SS-P-1 | TE Wire & Cable Type J thermocouple and Type PLTC/ITC extension cable, 4 twisted pairs, 20 AWG, PVC conductor insulation material, white and red, individual and overall shielded, PVC jacket, black, cut to length. | Stock | 1.65 | 2.1618
THMWJ-20-8S-P-1 | TE Wire & Cable Type J thermocouple and Type PLTC/ITC extension cable, 8 twisted pairs, 20 AWG, PVC conductor insulation material, white and red, shielded, PVC jacket, black, cut to length. | Stock | 2.68 | 3.6161
THMWJ-20-8SS-P-1 | TE Wire & Cable Type J thermocouple and Type PLTC/ITC extension cable, 8 twisted pairs, 20 AWG, PVC conductor insulation material, white and red, individual and overall shielded, PVC jacket, black, cut to length. | Stock | 2.94 | 3.9044
THMWJ-UL-16-1S-F-1 | TE Wire & Cable UL Listed Type J thermocouple extension wire, 2 conductors, 16 AWG, FEP Teflon conductor insulation material, white and red, shielded, FEP Teflon jacket, black, cut to length. | Stock | 1.23 | 1.4578
THMWJ-UL-16-1S-P-1 | TE Wire & Cable UL Listed Type J thermocouple extension wire, 2 conductors, 16 AWG, PVC conductor insulation material, white and red, shielded, PVC jacket, black, cut to length. | Stock | 0.72 | 0.86206
THMWJ-UL-20-1S-F-1 | TE Wire & Cable UL Listed Type J thermocouple extension wire, 2 conductors, 20 AWG, FEP Teflon conductor insulation material, white and red, shielded, FEP Teflon jacket, black, cut to length. | Stock | 0.74 | 0.91183
THMWJ-UL-20-1U-P-1 | TE Wire & Cable UL Listed Type J thermocouple extension wire, 2 conductors, 20 AWG, PVC conductor insulation material, white and red, unshielded, PVC jacket, black, cut to length. | Stock | 0.29 | 0.33716
THMWK-16-1U-P-1 | TE Wire & Cable Type K thermocouple extension wire, 2 conductors, 16 AWG, PVC conductor insulation material, yellow and red, unshielded, PVC jacket, yellow, cut to length. | Stock | 0.93 | 1.0802
THMWK-20-1S-P-1 | TE Wire & Cable Type K thermocouple extension wire, 2 conductors, 20 AWG, PVC conductor insulation material, yellow and red, shielded, PVC jacket, yellow, cut to length. | Stock | 0.51 | 0.6102
THMWK-20-1U-F-1 | TE Wire & Cable Type K thermocouple extension wire, 2 conductors, 20 AWG, FEP Teflon conductor insulation material, yellow and red, unshielded, FEP Teflon jacket, brown, cut to length. | Stock | 0.76 | 0.8998
THMWK-20-1U-G-1 | TE Wire & Cable Type K thermocouple extension wire, 2 conductors, 20 AWG, fiberglass conductor insulation material, yellow and red, unshielded, fiberglass jacket, brown with yellow stripe, cut to length. | Stock | 0.46 | 0.53144
THMWK-20-1U-HG-1 | TE Wire & Cable Type K thermocouple extension wire, 2 conductors, 20 AWG, high temperature fiberglass conductor insulation material, yellow and red, unshielded, high temperature fiberglass jacket, brown, cut to length. | Stock | 0.67 | 0.751
THMWK-20-1U-P-1 | TE Wire & Cable Type K thermocouple extension wire, 2 conductors, 20 AWG, PVC conductor insulation material, yellow and red, unshielded, PVC jacket, yellow, cut to length. | Stock | 0.36 | 0.4337
THMWK-20-1U-S-1 | TE Wire & Cable Type K thermocouple extension wire, 2 conductors, 20 AWG, braided vitreous silica conductor insulation material, white and white/red, unshielded, braided vitreous silica jacket, white, cut to length. | Stock | 1.88 | 2.0132
THMWK-20-2S-P-1 | TE Wire & Cable Type K thermocouple and Type PLTC/ITC extension cable, 2 twisted pairs, 20 AWG, PVC conductor insulation material, yellow and red, shielded, PVC jacket, yellow, cut to length. | Stock | 1.17 | 1.4766
THMWK-20-2SS-P-1 | TE Wire & Cable Type K thermocouple and Type PLTC/ITC extension cable, 2 twisted pairs, 20 AWG, PVC conductor insulation material, yellow and red, individual and overall shielded, PVC jacket, yellow, cut to length. | Stock | 1.26 | 1.5777
THMWK-20-4S-P-1 | TE Wire & Cable Type K thermocouple and Type PLTC/ITC extension cable, 4 twisted pairs, 20 AWG, PVC conductor insulation material, yellow and red, shielded, PVC jacket, yellow, cut to length. | Stock | 1.84 | 2.3239
THMWK-20-4SS-P-1 | TE Wire & Cable Type K thermocouple and Type PLTC/ITC extension cable, 4 twisted pairs, 20 AWG, PVC conductor insulation material, yellow and red, individual and overall shielded, PVC jacket, yellow, cut to length. | Stock | 2.23 | 2.8138
THMWK-20-8S-P-1 | TE Wire & Cable Type K thermocouple and Type PLTC/ITC extension cable, 8 twisted pairs, 20 AWG, PVC conductor insulation material, yellow and red, shielded, PVC jacket, yellow, cut to length. | Stock | 3.1 | 3.9302
THMWK-20-8SS-P-1 | TE Wire & Cable Type K thermocouple and Type PLTC/ITC extension cable, 8 twisted pairs, 20 AWG, PVC conductor insulation material, yellow and red, individual and overall shielded, PVC jacket, yellow, cut to length. | Stock | 3.7 | 4.7002
THMWK-UL-16-1S-F-1 | TE Wire & Cable UL Listed Type K thermocouple extension wire, 2 conductors, 16 AWG, FEP Teflon conductor insulation material, yellow and red, shielded, FEP Teflon jacket, yellow, cut to length. | Stock | 1.65 | 1.9193
THMWK-UL-16-1S-P-1 | TE Wire & Cable UL Listed Type K thermocouple extension wire, 2 conductors, 16 AWG, PVC conductor insulation material, yellow and red, shielded, PVC jacket, yellow, cut to length. | Stock | 1.1 | 1.287
THMWK-UL-20-1S-F-1 | TE Wire & Cable UL Listed Type K thermocouple extension wire, 2 conductors, 20 AWG, FEP Teflon conductor insulation material, yellow and red, shielded, FEP Teflon jacket, yellow, cut to length. | Stock | 0.64 | 1.1175
THMWK-UL-20-1U-P-1 | TE Wire & Cable UL Listed Type K thermocouple extension wire, 2 conductors, 20 AWG, PVC conductor insulation material, yellow and red, unshielded, PVC jacket, yellow, cut to length. | Stock | 0.96 | 0.69473
THMWT-20-1S-P-1 | TE Wire & Cable Type T thermocouple extension wire, 2 conductors, 20 AWG, PVC conductor insulation material, blue and red, shielded, PVC jacket, blue, cut to length. | Stock | 0.42 | 0.48958
THMWT-20-1U-G-1 | TE Wire & Cable Type T thermocouple extension wire, 2 conductors, 20 AWG, fiberglass conductor insulation material, blue and red, unshielded, fiberglass jacket, brown with (2) blue stripes, cut to length. | Stock | 0.34 | 0.38375
THMWT-20-1U-P-1 | TE Wire & Cable Type T thermocouple extension wire, 2 conductors, 20 AWG, PVC conductor insulation material, blue and red, unshielded, PVC jacket, blue, cut to length. | Stock | 0.28 | 0.33186
TJN1 | Edison fuse, TJN series, Class T, current-limiting, extremely fast-acting, 1A, 300 VAC, ferrule. Package of 10. Feeder/branch, semiconductor protection applications. | Stock | 118 | 123
TJN10 | Edison fuse, TJN series, Class T, current-limiting, extremely fast-acting, 10A, 300 VAC, ferrule. Package of 10. Feeder/branch, semiconductor protection applications. | Stock | 143 | 149
TJN100 | Edison fuse, TJN series, Class T, current-limiting, extremely fast-acting, 100A, 300 VAC, knife blade. Package of 5. Feeder/branch, semiconductor protection applications. | Stock | 91 | 95
TJN100-1 | Edison fuse, TJN series, Class T, current-limiting, extremely fast-acting, 100A, 300 VAC, knife blade, feeder/branch, semiconductor protection applications. | Stock | 21.5 | 22.5
TJN10-1 | Edison fuse, TJN series, Class T, current-limiting, extremely fast-acting, 10A, 300 VAC, ferrule, feeder/branch, semiconductor protection applications. | Stock | 18 | 18.5
TJN1-1 | Edison fuse, TJN series, Class T, current-limiting, extremely fast-acting, 1A, 300 VAC, ferrule, feeder/branch, semiconductor protection applications. | Stock | 14.75 | 15.5
TJN110 | Edison fuse, TJN series, Class T, current-limiting, extremely fast-acting, 110A, 300 VAC, knife blade, feeder/branch, semiconductor protection applications. | Stock | 27.5 | 28.5
TJN125 | Edison fuse, TJN series, Class T, current-limiting, extremely fast-acting, 125A, 300 VAC, knife blade, feeder/branch, semiconductor protection applications. | Stock | 27.5 | 28.5
TJN15 | Edison fuse, TJN series, Class T, current-limiting, extremely fast-acting, 15A, 300 VAC, ferrule. Package of 10. Feeder/branch, semiconductor protection applications. | Stock | 156 | 162
TJN150 | Edison fuse, TJN series, Class T, current-limiting, extremely fast-acting, 150A, 300 VAC, knife blade, feeder/branch, semiconductor protection applications. | Stock | 30.5 | 31.5
TJN15-1 | Edison fuse, TJN series, Class T, current-limiting, extremely fast-acting, 15A, 300 VAC, ferrule, feeder/branch, semiconductor protection applications. | Stock | 19.75 | 20.5
TJN175 | Edison fuse, TJN series, Class T, current-limiting, extremely fast-acting, 175A, 300 VAC, knife blade, feeder/branch, semiconductor protection applications. | Stock | 30.5 | 31.5
TJN20 | Edison fuse, TJN series, Class T, current-limiting, extremely fast-acting, 20A, 300 VAC, ferrule. Package of 10. Feeder/branch, semiconductor protection applications. | Stock | 156 | 162
TJN200 | Edison fuse, TJN series, Class T, current-limiting, extremely fast-acting, 200A, 300 VAC, knife blade, feeder/branch, semiconductor protection applications. | Stock | 30.5 | 31.5
TJN20-1 | Edison fuse, TJN series, Class T, current-limiting, extremely fast-acting, 20A, 300 VAC, ferrule, feeder/branch, semiconductor protection applications. | Stock | 19.25 | 20
TJN225 | Edison fuse, TJN series, Class T, current-limiting, extremely fast-acting, 225A, 300 VAC, knife blade, feeder/branch, semiconductor protection applications. | Stock | 69 | 72
TJN25 | Edison fuse, TJN series, Class T, current-limiting, extremely fast-acting, 25A, 300 VAC, ferrule. Package of 10. Feeder/branch, semiconductor protection applications. | Stock | 150 | 156
TJN250 | Edison fuse, TJN series, Class T, current-limiting, extremely fast-acting, 250A, 300 VAC, knife blade, feeder/branch, semiconductor protection applications. | Stock | 69 | 72
TJN25-1 | Edison fuse, TJN series, Class T, current-limiting, extremely fast-acting, 25A, 300 VAC, ferrule, feeder/branch, semiconductor protection applications. | Stock | 19.25 | 20
TJN3 | Edison fuse, TJN series, Class T, current-limiting, extremely fast-acting, 3A, 300 VAC, ferrule. Package of 10. Feeder/branch, semiconductor protection applications. | Stock | 118 | 123
TJN30 | Edison fuse, TJN series, Class T, current-limiting, extremely fast-acting, 30A, 300 VAC, ferrule. Package of 10. Feeder/branch, semiconductor protection applications. | Stock | 156 | 162
TJN300 | Edison fuse, TJN series, Class T, current-limiting, extremely fast-acting, 300A, 300 VAC, knife blade, feeder/branch, semiconductor protection applications. | Stock | 69 | 72
TJN30-1 | Edison fuse, TJN series, Class T, current-limiting, extremely fast-acting, 30A, 300 VAC, ferrule, feeder/branch, semiconductor protection applications. | Stock | 19.75 | 20.5
TJN3-1 | Edison fuse, TJN series, Class T, current-limiting, extremely fast-acting, 3A, 300 VAC, ferrule, feeder/branch, semiconductor protection applications. | Stock | 14.75 | 15.5
TJN35 | Edison fuse, TJN series, Class T, current-limiting, extremely fast-acting, 35A, 300 VAC, ferrule. Package of 10. Feeder/branch, semiconductor protection applications. | Stock | 162 | 168
TJN350 | Edison fuse, TJN series, Class T, current-limiting, extremely fast-acting, 350A, 300 VAC, knife blade, feeder/branch, semiconductor protection applications. | Stock | 61 | 63
TJN35-1 | Edison fuse, TJN series, Class T, current-limiting, extremely fast-acting, 35A, 300 VAC, ferrule, feeder/branch, semiconductor protection applications. | Stock | 19.75 | 20.5
TJN40 | Edison fuse, TJN series, Class T, current-limiting, extremely fast-acting, 40A, 300 VAC, ferrule. Package of 10. Feeder/branch, semiconductor protection applications. | Stock | 163 | 170
TJN400 | Edison fuse, TJN series, Class T, current-limiting, extremely fast-acting, 400A, 300 VAC, knife blade, feeder/branch, semiconductor protection applications. | Stock | 55 | 57
TJN40-1 | Edison fuse, TJN series, Class T, current-limiting, extremely fast-acting, 40A, 300 VAC, ferrule, feeder/branch, semiconductor protection applications. | Stock | 19.75 | 20.5
TJN45 | Edison fuse, TJN series, Class T, current-limiting, extremely fast-acting, 45A, 300 VAC, ferrule. Package of 10. Feeder/branch, semiconductor protection applications. | Stock | 162 | 168
TJN450 | Edison fuse, TJN series, Class T, current-limiting, extremely fast-acting, 450A, 300 VAC, knife blade, feeder/branch, semiconductor protection applications. | Stock | 81 | 84
TJN45-1 | Edison fuse, TJN series, Class T, current-limiting, extremely fast-acting, 45A, 300 VAC, ferrule, feeder/branch, semiconductor protection applications. | Stock | 19.75 | 20.5
TJN50 | Edison fuse, TJN series, Class T, current-limiting, extremely fast-acting, 50A, 300 VAC, ferrule. Package of 10. Feeder/branch, semiconductor protection applications. | Stock | 162 | 168
TJN500 | Edison fuse, TJN series, Class T, current-limiting, extremely fast-acting, 500A, 300 VAC, knife blade, feeder/branch, semiconductor protection applications. | Stock | 89 | 93
TJN50-1 | Edison fuse, TJN series, Class T, current-limiting, extremely fast-acting, 50A, 300 VAC, ferrule, feeder/branch, semiconductor protection applications. | Stock | 19.75 | 20.5
TJN6 | Edison fuse, TJN series, Class T, current-limiting, extremely fast-acting, 6A, 300 VAC, ferrule. Package of 10. Feeder/branch, semiconductor protection applications. | Stock | 118 | 123
TJN60 | Edison fuse, TJN series, Class T, current-limiting, extremely fast-acting, 60A, 300 VAC, ferrule. Package of 10. Feeder/branch, semiconductor protection applications. | Stock | 156 | 162
TJN600 | Edison fuse, TJN series, Class T, current-limiting, extremely fast-acting, 600A, 300 VAC, knife blade, feeder/branch, semiconductor protection applications. | Stock | 89 | 93
TJN60-1 | Edison fuse, TJN series, Class T, current-limiting, extremely fast-acting, 60A, 300 VAC, ferrule, feeder/branch, semiconductor protection applications. | Stock | 19.75 | 20.5
TJN6-1 | Edison fuse, TJN series, Class T, current-limiting, extremely fast-acting, 6A, 300 VAC, ferrule, feeder/branch, semiconductor protection applications. | Stock | 14.75 | 15.5
TJN70 | Edison fuse, TJN series, Class T, current-limiting, extremely fast-acting, 70A, 300 VAC, knife blade. Package of 5. Feeder/branch, semiconductor protection applications. | Stock | 92 | 96
TJN70-1 | Edison fuse, TJN series, Class T, current-limiting, extremely fast-acting, 70A, 300 VAC, knife blade, feeder/branch, semiconductor protection applications. | Stock | 21.5 | 22.5
TJN80 | Edison fuse, TJN series, Class T, current-limiting, extremely fast-acting, 80A, 300 VAC, knife blade. Package of 5. Feeder/branch, semiconductor protection applications. | Stock | 97 | 101
TJN80-1 | Edison fuse, TJN series, Class T, current-limiting, extremely fast-acting, 80A, 300 VAC, knife blade, feeder/branch, semiconductor protection applications. | Stock | 24 | 25
TJN90 | Edison fuse, TJN series, Class T, current-limiting, extremely fast-acting, 90A, 300 VAC, knife blade. Package of 5. Feeder/branch, semiconductor protection applications. | Stock | 97 | 101
TJN90-1 | Edison fuse, TJN series, Class T, current-limiting, extremely fast-acting, 90A, 300 VAC, knife blade, feeder/branch, semiconductor protection applications. | Stock | 24 | 25
TJS1 | Edison fuse, TJS series, Class T, current-limiting, extremely fast-acting, 1A, 600 VAC, ferrule. Package of 10. Feeder/branch, semiconductor protection applications. | Stock | 118 | 123
TJS10 | Edison fuse, TJS series, Class T, current-limiting, extremely fast-acting, 10A, 600 VAC, ferrule. Package of 10. Feeder/branch, semiconductor protection applications. | Stock | 135 | 140
TJS100 | Edison fuse, TJS series, Class T, current-limiting, extremely fast-acting, 100A, 600 VAC, knife blade. Package of 5. Feeder/branch, semiconductor protection applications. | Stock | 156 | 162
TJS100-1 | Edison fuse, TJS series, Class T, current-limiting, extremely fast-acting, 100A, 600 VAC, knife blade, feeder/branch, semiconductor protection applications. | Stock | 36 | 37.5
TJS10-1 | Edison fuse, TJS series, Class T, current-limiting, extremely fast-acting, 10A, 600 VAC, ferrule, feeder/branch, semiconductor protection applications. | Stock | 16 | 16.5
TJS1-1 | Edison fuse, TJS series, Class T, current-limiting, extremely fast-acting, 1A, 600 VAC, ferrule, feeder/branch, semiconductor protection applications. | Stock | 13 | 13.5
TJS110 | Edison fuse, TJS series, Class T, current-limiting, extremely fast-acting, 110A, 600 VAC, knife blade, feeder/branch, semiconductor protection applications. | Stock | 37 | 38.5
TJS125 | Edison fuse, TJS series, Class T, current-limiting, extremely fast-acting, 125A, 600 VAC, knife blade, feeder/branch, semiconductor protection applications. | Stock | 37 | 38.5
TJS15 | Edison fuse, TJS series, Class T, current-limiting, extremely fast-acting, 15A, 600 VAC, ferrule. Package of 10. Feeder/branch, semiconductor protection applications. | Stock | 135 | 140
TJS150 | Edison fuse, TJS series, Class T, current-limiting, extremely fast-acting, 150A, 600 VAC, knife blade, feeder/branch, semiconductor protection applications. | Stock | 37 | 38.5
TJS15-1 | Edison fuse, TJS series, Class T, current-limiting, extremely fast-acting, 15A, 600 VAC, ferrule, feeder/branch, semiconductor protection applications. | Stock | 16 | 16.5
TJS175 | Edison fuse, TJS series, Class T, current-limiting, extremely fast-acting, 175A, 600 VAC, knife blade, feeder/branch, semiconductor protection applications. | Stock | 38.5 | 40
TJS20 | Edison fuse, TJS series, Class T, current-limiting, extremely fast-acting, 20A, 600 VAC, ferrule. Package of 10. Feeder/branch, semiconductor protection applications. | Stock | 135 | 140
TJS200 | Edison fuse, TJS series, Class T, current-limiting, extremely fast-acting, 200A, 600 VAC, knife blade, feeder/branch, semiconductor protection applications. | Stock | 38.5 | 40
TJS20-1 | Edison fuse, TJS series, Class T, current-limiting, extremely fast-acting, 20A, 600 VAC, ferrule, feeder/branch, semiconductor protection applications. | Stock | 16.25 | 17
TJS225 | Edison fuse, TJS series, Class T, current-limiting, extremely fast-acting, 225A, 600 VAC, knife blade, feeder/branch, semiconductor protection applications. | Stock | 92 | 96
TJS25 | Edison fuse, TJS series, Class T, current-limiting, extremely fast-acting, 25A, 600 VAC, ferrule. Package of 10. Feeder/branch, semiconductor protection applications. | Stock | 135 | 140
TJS250 | Edison fuse, TJS series, Class T, current-limiting, extremely fast-acting, 250A, 600 VAC, knife blade, feeder/branch, semiconductor protection applications. | Stock | 92 | 96
TJS25-1 | Edison fuse, TJS series, Class T, current-limiting, extremely fast-acting, 25A, 600 VAC, ferrule, feeder/branch, semiconductor protection applications. | Stock | 16 | 16.5
TJS3 | Edison fuse, TJS series, Class T, current-limiting, extremely fast-acting, 3A, 600 VAC, ferrule. Package of 10. Feeder/branch, semiconductor protection applications. | Stock | 118 | 123
TJS30 | Edison fuse, TJS series, Class T, current-limiting, extremely fast-acting, 30A, 600 VAC, ferrule. Package of 10. Feeder/branch, semiconductor protection applications. | Stock | 127 | 132
TJS300 | Edison fuse, TJS series, Class T, current-limiting, extremely fast-acting, 300A, 600 VAC, knife blade, feeder/branch, semiconductor protection applications. | Stock | 104 | 108
TJS30-1 | Edison fuse, TJS series, Class T, current-limiting, extremely fast-acting, 30A, 600 VAC, ferrule, feeder/branch, semiconductor protection applications. | Stock | 15 | 15.5
TJS3-1 | Edison fuse, TJS series, Class T, current-limiting, extremely fast-acting, 3A, 600 VAC, ferrule, feeder/branch, semiconductor protection applications. | Stock | 13 | 13.5
TJS35 | Edison fuse, TJS series, Class T, current-limiting, extremely fast-acting, 35A, 600 VAC, ferrule. Package of 10. Feeder/branch, semiconductor protection applications. | Stock | 188 | 196
TJS350 | Edison fuse, TJS series, Class T, current-limiting, extremely fast-acting, 350A, 600 VAC, knife blade, feeder/branch, semiconductor protection applications. | Stock | 107 | 111
TJS35-1 | Edison fuse, TJS series, Class T, current-limiting, extremely fast-acting, 35A, 600 VAC, ferrule, feeder/branch, semiconductor protection applications. | Stock | 21 | 22
TJS40 | Edison fuse, TJS series, Class T, current-limiting, extremely fast-acting, 40A, 600 VAC, ferrule. Package of 10. Feeder/branch, semiconductor protection applications. | Stock | 207 | 215
TJS400 | Edison fuse, TJS series, Class T, current-limiting, extremely fast-acting, 400A, 600 VAC, knife blade, feeder/branch, semiconductor protection applications. | Stock | 110 | 114
TJS40-1 | Edison fuse, TJS series, Class T, current-limiting, extremely fast-acting, 40A, 600 VAC, ferrule, feeder/branch, semiconductor protection applications. | Stock | 23 | 24
TJS45 | Edison fuse, TJS series, Class T, current-limiting, extremely fast-acting, 45A, 600 VAC, ferrule. Package of 10. Feeder/branch, semiconductor protection applications. | Stock | 218 | 227
TJS450 | Edison fuse, TJS series, Class T, current-limiting, extremely fast-acting, 450A, 600 VAC, knife blade, feeder/branch, semiconductor protection applications. | Stock | 217 | 226
TJS45-1 | Edison fuse, TJS series, Class T, current-limiting, extremely fast-acting, 45A, 600 VAC, ferrule, feeder/branch, semiconductor protection applications. | Stock | 25.5 | 26.5
TJS50 | Edison fuse, TJS series, Class T, current-limiting, extremely fast-acting, 50A, 600 VAC, ferrule. Package of 10. Feeder/branch, semiconductor protection applications. | Stock | 191 | 199
TJS500 | Edison fuse, TJS series, Class T, current-limiting, extremely fast-acting, 500A, 600 VAC, knife blade, feeder/branch, semiconductor protection applications. | Stock | 223 | 232
TJS50-1 | Edison fuse, TJS series, Class T, current-limiting, extremely fast-acting, 50A, 600 VAC, ferrule, feeder/branch, semiconductor protection applications. | Stock | 21.5 | 22.5
TJS6 | Edison fuse, TJS series, Class T, current-limiting, extremely fast-acting, 6A, 600 VAC, ferrule. Package of 10. Feeder/branch, semiconductor protection applications. | Stock | 118 | 123
TJS60 | Edison fuse, TJS series, Class T, current-limiting, extremely fast-acting, 60A, 600 VAC, ferrule. Package of 10. Feeder/branch, semiconductor protection applications. | Stock | 189 | 197
TJS600 | Edison fuse, TJS series, Class T, current-limiting, extremely fast-acting, 600A, 600 VAC, knife blade, feeder/branch, semiconductor protection applications. | Stock | 242 | 252
TJS60-1 | Edison fuse, TJS series, Class T, current-limiting, extremely fast-acting, 60A, 600 VAC, ferrule, feeder/branch, semiconductor protection applications. | Stock | 20.5 | 21.5
TJS6-1 | Edison fuse, TJS series, Class T, current-limiting, extremely fast-acting, 6A, 600 VAC, ferrule, feeder/branch, semiconductor protection applications. | Stock | 13 | 13.5
TJS70 | Edison fuse, TJS series, Class T, current-limiting, extremely fast-acting, 70A, 600 VAC, knife blade. Package of 5. Feeder/branch, semiconductor protection applications. | Stock | 138 | 144
TJS70-1 | Edison fuse, TJS series, Class T, current-limiting, extremely fast-acting, 70A, 600 VAC, knife blade, feeder/branch, semiconductor protection applications. | Stock | 31.5 | 33
TJS80 | Edison fuse, TJS series, Class T, current-limiting, extremely fast-acting, 80A, 600 VAC, knife blade. Package of 5. Feeder/branch, semiconductor protection applications. | Stock | 156 | 162
TJS80-1 | Edison fuse, TJS series, Class T, current-limiting, extremely fast-acting, 80A, 600 VAC, knife blade, feeder/branch, semiconductor protection applications. | Stock | 36 | 37.5
TJS90 | Edison fuse, TJS series, Class T, current-limiting, extremely fast-acting, 90A, 600 VAC, knife blade. Package of 5. Feeder/branch, semiconductor protection applications. | Stock | 175 | 182
TJS90-1 | Edison fuse, TJS series, Class T, current-limiting, extremely fast-acting, 90A, 600 VAC, knife blade, feeder/branch, semiconductor protection applications. | Stock | 39 | 40.5
TK26E-004 | Fuji Electric thermal overload relay, 4.0-6.0A adjustable, bi-metallic, direct mount power connection(s). For use with SC-E02x, SC-E03x, SC-E04x and SC-E05x contactors. | Stock | 29 | 32.5
TK26E-005 | Fuji Electric thermal overload relay, 5.0-7.5A adjustable, bi-metallic, direct mount power connection(s). For use with SC-E02x, SC-E03x, SC-E04x and SC-E05x contactors. | Stock | 29 | 32.5
TK26E-006 | Fuji Electric thermal overload relay, 6.0-9.0A adjustable, bi-metallic, direct mount power connection(s). For use with SC-E02x, SC-E03x, SC-E04x and SC-E05x contactors. | Stock | 29 | 32.5
TK26E-007 | Fuji Electric thermal overload relay, 7.0-10.5A adjustable, bi-metallic, direct mount power connection(s). For use with SC-E02x, SC-E03x, SC-E04x and SC-E05x contactors. | Stock | 29 | 32.5
TK26E-009 | Fuji Electric thermal overload relay, 9.0-13.0A adjustable, bi-metallic, direct mount power connection(s). For use with SC-E03x, SC-E04x and SC-E05x contactors. | Stock | 29 | 32.5
TK26E-012 | Fuji Electric thermal overload relay, 12.0-18.0A adjustable, bi-metallic, direct mount power connection(s). For use with SC-E04x and SC-E05x contactors. | Stock | 29 | 32.5
TK26E-016 | Fuji Electric thermal overload relay, 16.0-22.0A adjustable, bi-metallic, direct mount power connection(s). For use with SC-E05x contactors. | Stock | 29 | 32.5
TK26E-020 | Fuji Electric thermal overload relay, 20.0-26.0A adjustable, bi-metallic, direct mount power connection(s). For use with SC-E05x contactors. | Stock | 29 | 32.5
TK26E-1P1 | Fuji Electric thermal overload relay, 1.1-1.65A adjustable, bi-metallic, direct mount power connection(s). For use with SC-E02x, SC-E03x, SC-E04x and SC-E05x contactors. | Stock | 29 | 32.5
TK26E-1P4 | Fuji Electric thermal overload relay, 1.4-2.1A adjustable, bi-metallic, direct mount power connection(s). For use with SC-E02x, SC-E03x, SC-E04x and SC-E05x contactors. | Stock | 29 | 32.5
TK26E-1P7 | Fuji Electric thermal overload relay, 1.7-2.6A adjustable, bi-metallic, direct mount power connection(s). For use with SC-E02x, SC-E03x, SC-E04x and SC-E05x contactors. | Stock | 29 | 32.5
TK26E-2P2 | Fuji Electric thermal overload relay, 2.2-3.4A adjustable, bi-metallic, direct mount power connection(s). For use with SC-E02x, SC-E03x, SC-E04x and SC-E05x contactors. | Stock | 29 | 32.5
TK26E-2P8 | Fuji Electric thermal overload relay, 2.8-4.2A adjustable, bi-metallic, direct mount power connection(s). For use with SC-E02x, SC-E03x, SC-E04x and SC-E05x contactors. | Stock | 29 | 32.5
TK26E-P10 | Fuji Electric thermal overload relay, 0.1-0.15A adjustable, bi-metallic, direct mount power connection(s). For use with SC-E02x, SC-E03x, SC-E04x and SC-E05x contactors. | Stock | 29 | 32.5
TK26E-P13 | Fuji Electric thermal overload relay, 0.13-0.20A adjustable, bi-metallic, direct mount power connection(s). For use with SC-E02x, SC-E03x, SC-E04x and SC-E05x contactors. | Stock | 29 | 32.5
TK26E-P18 | Fuji Electric thermal overload relay, 0.18-0.27A adjustable, bi-metallic, direct mount power connection(s). For use with SC-E02x, SC-E03x, SC-E04x and SC-E05x contactors. | Stock | 29 | 32.5
TK26E-P24 | Fuji Electric thermal overload relay, 0.24-0.36A adjustable, bi-metallic, direct mount power connection(s). For use with SC-E02x, SC-E03x, SC-E04x and SC-E05x contactors. | Stock | 29 | 32.5
TK26E-P34 | Fuji Electric thermal overload relay, 0.34-0.52A adjustable, bi-metallic, direct mount power connection(s). For use with SC-E02x, SC-E03x, SC-E04x and SC-E05x contactors. | Stock | 29 | 32.5
TK26E-P48 | Fuji Electric thermal overload relay, 0.48-0.72A adjustable, bi-metallic, direct mount power connection(s). For use with SC-E02x, SC-E03x, SC-E04x and SC-E05x contactors. | Stock | 29 | 32.5
TK26E-P64 | Fuji Electric thermal overload relay, 0.64-0.96A adjustable, bi-metallic, direct mount power connection(s). For use with SC-E02x, SC-E03x, SC-E04x and SC-E05x contactors. | Stock | 29 | 32.5
TK26E-P80 | Fuji Electric thermal overload relay, 0.8-1.2A adjustable, bi-metallic, direct mount power connection(s). For use with SC-E02x, SC-E03x, SC-E04x and SC-E05x contactors. | Stock | 29 | 32.5
TK26E-P95 | Fuji Electric thermal overload relay, 0.95-1.45A adjustable, bi-metallic, direct mount power connection(s). For use with SC-E02x, SC-E03x, SC-E04x and SC-E05x contactors. | Stock | 29 | 32.5
TK-E2-1100 | Fuji Electric thermal overload relay, 7.0-11.0A adjustable, bi-metallic, direct mount power connection(s). For use with SC-E1x, SC-E2x and SC-E2Sx contactors. | Stock | 48.5 | 54
TK-E2-1300 | Fuji Electric thermal overload relay, 9.0-13.0A adjustable, bi-metallic, direct mount power connection(s). For use with SC-E1x, SC-E2x and SC-E2Sx contactors. | Stock | 48.5 | 54
TK-E2-1800 | Fuji Electric thermal overload relay, 12.0-18.0A adjustable, bi-metallic, direct mount power connection(s). For use with SC-E1x, SC-E2x and SC-E2Sx contactors. | Stock | 48.5 | 54
TK-E2-2600 | Fuji Electric thermal overload relay, 18.0-26.0A adjustable, bi-metallic, direct mount power connection(s). For use with SC-E1x, SC-E2x and SC-E2Sx contactors. | Stock | 48.5 | 54
TK-E2-3600 | Fuji Electric thermal overload relay, 24.0-36.0A adjustable, bi-metallic, direct mount power connection(s). For use with SC-E1x, SC-E2x and SC-E2Sx contactors. | Stock | 48.5 | 54
TK-E2-4200 | Fuji Electric thermal overload relay, 32.0-42.0A adjustable, bi-metallic, direct mount power connection(s). For use with SC-E1x, SC-E2x and SC-E2Sx contactors. | Stock | 48.5 | 54
TK-E2-5000 | Fuji Electric thermal overload relay, 40.0-50.0A adjustable, bi-metallic, direct mount power connection(s). For use with SC-E1x, SC-E2x and SC-E2Sx contactors. | Stock | 48.5 | 54
TK-E2-5400 | Fuji Electric thermal overload relay, 44.0-54.0A adjustable, bi-metallic, direct mount power connection(s). For use with SC-E1x, SC-E2x and SC-E2Sx contactors. | Stock | 48.5 | 54
TK-E2-600 | Fuji Electric thermal overload relay, 4.0-6.0A adjustable, bi-metallic, direct mount power connection(s). For use with SC-E1x, SC-E2x and SC-E2Sx contactors. | Stock | 48.5 | 54
TK-E2-800 | Fuji Electric thermal overload relay, 5.0-8.0A adjustable, bi-metallic, direct mount power connection(s). For use with SC-E1x, SC-E2x and SC-E2Sx contactors. | Stock | 48.5 | 54
TK-E2-900 | Fuji Electric thermal overload relay, 6.0-9.0A adjustable, bi-metallic, direct mount power connection(s). For use with SC-E1x, SC-E2x and SC-E2Sx contactors. | Stock | 48.5 | 54
TK-E3-1800 | Fuji Electric thermal overload relay, 12.0-18.0A adjustable, bi-metallic, direct mount power connection(s). For use with SC-E3x and SC-E4x contactors. | Stock | 59 | 66
TK-E3-2600 | Fuji Electric thermal overload relay, 18.0-26.0A adjustable, bi-metallic, direct mount power connection(s). For use with SC-E3x and SC-E4x contactors. | Stock | 59 | 66
TK-E3-3600 | Fuji Electric thermal overload relay, 24.0-36.0A adjustable, bi-metallic, direct mount power connection(s). For use with SC-E3x and SC-E4x contactors. | Stock | 59 | 66
TK-E3-4000 | Fuji Electric thermal overload relay, 28.0-40.0A adjustable, bi-metallic, direct mount power connection(s). For use with SC-E3x and SC-E4x contactors. | Stock | 59 | 66
TK-E3-5000 | Fuji Electric thermal overload relay, 34.0-50.0A adjustable, bi-metallic, direct mount power connection(s). For use with SC-E3x and SC-E4x contactors. | Stock | 59 | 66
TK-E3-6500 | Fuji Electric thermal overload relay, 45.0-65.0A adjustable, bi-metallic, direct mount power connection(s). For use with SC-E3x and SC-E4x contactors. | Stock | 59 | 66
TK-E3-6800 | Fuji Electric thermal overload relay, 48.0-68.0A adjustable, bi-metallic, direct mount power connection(s). For use with SC-E3x and SC-E4x contactors. | Stock | 59 | 66
TK-E3-8000 | Fuji Electric thermal overload relay, 64.0-80.0A adjustable, bi-metallic, direct mount power connection(s). For use with SC-E4x contactors. | Stock | 59 | 66
TK-E5-10500 | Fuji Electric thermal overload relay, 85.0-105.0A adjustable, bi-metallic, direct mount power connection(s), panel mount. For use with SC-E5x contactors. | Stock | 66 | 74
TK-E5-5000 | Fuji Electric thermal overload relay, 34.0-50.0A adjustable, bi-metallic, direct mount power connection(s), panel mount. For use with SC-E5x contactors. | Stock | 66 | 74
TK-E5-6500 | Fuji Electric thermal overload relay, 45.0-65.0A adjustable, bi-metallic, direct mount power connection(s), panel mount. For use with SC-E5x contactors. | Stock | 66 | 74
TK-E5-9500 | Fuji Electric thermal overload relay, 65.0-95.0A adjustable, bi-metallic, direct mount power connection(s), panel mount. For use with SC-E5x contactors. | Stock | 66 | 74
TK-E6-12500 | Fuji Electric thermal overload relay, 85.0-125.0A adjustable, bi-metallic, direct mount power connection(s). For use with SC-E6x and SC-E7x contactors. | Stock | 114 | 127
TK-E6-16000 | Fuji Electric thermal overload relay, 110.0-160.0A adjustable, bi-metallic, direct mount power connection(s). For use with SC-E7x contactors. | Stock | 114 | 127
TK-E6-8000 | Fuji Electric thermal overload relay, 53.0-80.0A adjustable, bi-metallic, direct mount power connection(s). For use with SC-E6x and SC-E7x contactors. | Stock | 114 | 127
TK-E6-9500 | Fuji Electric thermal overload relay, 65.0-95.0A adjustable, bi-metallic, direct mount power connection(s). For use with SC-E6x and SC-E7x contactors. | Stock | 114 | 127
TK-KPR-S16 | Klemsan interface relay jumper, push-in type, 16-pole, black. Package of 5. For use with all KPR-SCF-x or KPR-SCE-x interface relays. | Stock | 11 | 11.5
TK-KPR-S8 | Klemsan interface relay jumper, push-in type, 8-pole, black. Package of 5. For use with all KPR-SCF-x or KPR-SCE-x interface relays. | Stock | 7 | 7.25
TL-1108-0500 | SureMotion Taper-Lock bushing, 1108 size, 0.500in bore, steel. | Stock | 15 | 16.5
TL-1108-0625 | SureMotion Taper-Lock bushing, 1108 size, 0.625in bore, steel. | Stock | 13 | 14.5
TL-1108-0750 | SureMotion Taper-Lock bushing, 1108 size, 0.750in bore, steel. | Stock | 13 | 14.5
TL-1108-0875 | SureMotion Taper-Lock bushing, 1108 size, 0.875in bore, steel. | Stock | 13 | 14.5
TL-1108-1000 | SureMotion Taper-Lock bushing, 1108 size, 1.000in bore, steel. | Stock | 13 | 14.5
TL-1210-0625 | SureMotion Taper-Lock bushing, 1210 size, 0.625in bore, steel. | Stock | 15.5 | 17
TL-1210-0750 | SureMotion Taper-Lock bushing, 1210 size, 0.750in bore, steel. | Stock | 15.5 | 17
TL-1210-0875 | SureMotion Taper-Lock bushing, 1210 size, 0.875in bore, steel. | Stock | 15.5 | 17
TL-1210-1000 | SureMotion Taper-Lock bushing, 1210 size, 1.000in bore, steel. | Stock | 15.5 | 17
TL-1210-1125 | SureMotion Taper-Lock bushing, 1210 size, 1.125in bore, steel. | Stock | 15.5 | 17
TL-1610-0625 | SureMotion Taper-Lock bushing, 1610 size, 0.625in bore, steel. | Stock | 16.5 | 18
TL-1610-0750 | SureMotion Taper-Lock bushing, 1610 size, 0.750in bore, steel. | Stock | 16.5 | 18
TL-1610-0875 | SureMotion Taper-Lock bushing, 1610 size, 0.875in bore, steel. | Stock | 16.5 | 18
TL-1610-1000 | SureMotion Taper-Lock bushing, 1610 size, 1.000in bore, steel. | Stock | 16.5 | 18
TL-1610-1125 | SureMotion Taper-Lock bushing, 1610 size, 1.125in bore, steel. | Stock | 16.5 | 18
TL-1610-1250 | SureMotion Taper-Lock bushing, 1610 size, 1.250in bore, steel. | Stock | 16.5 | 18
TL-1610-1375 | SureMotion Taper-Lock bushing, 1610 size, 1.375in bore, steel. | Stock | 16.5 | 18
TL-2012-0750 | SureMotion Taper-Lock bushing, 2012 size, 0.750in bore, steel. | Stock | 22.5 | 25
TL-2012-0875 | SureMotion Taper-Lock bushing, 2012 size, 0.875in bore, steel. | Stock | 22.5 | 25
TL-2012-1000 | SureMotion Taper-Lock bushing, 2012 size, 1.000in bore, steel. | Stock | 22.5 | 25
TL-2012-1125 | SureMotion Taper-Lock bushing, 2012 size, 1.125in bore, steel. | Stock | 22.5 | 25
TL-2012-1250 | SureMotion Taper-Lock bushing, 2012 size, 1.250in bore, steel. | Stock | 22.5 | 25
TL-2012-1375 | SureMotion Taper-Lock bushing, 2012 size, 1.375in bore, steel. | Stock | 22.5 | 25
TL-2517-0875 | SureMotion Taper-Lock bushing, 2517 size, 0.875in bore, steel. | Stock | 37 | 41
TL-2517-1000 | SureMotion Taper-Lock bushing, 2517 size, 1.000in bore, steel. | Stock | 37 | 41
TL-2517-1125 | SureMotion Taper-Lock bushing, 2517 size, 1.125in bore, steel. | Stock | 37 | 41
TL-2517-1250 | SureMotion Taper-Lock bushing, 2517 size, 1.250in bore, steel. | Stock | 37 | 41
TL-2517-1375 | SureMotion Taper-Lock bushing, 2517 size, 1.375in bore, steel. | Stock | 37 | 41
TL46-W-815 | Datalogic contrast sensor, rectangular, diffuse, RGB light emission, vertical spot orientation, 6-12mm sensing distance, selectable light-on/dark-on, NPN/PNP, teach-in button, 15 kHz switching frequency, aluminum housing, 5-pin M12 quick-disconnect. | Stock | 140 | 146
TL46-W-815L | Datalogic contrast sensor, rectangular, diffuse, RGB light emission, horizontal spot orientation, 6-12mm sensing distance, selectable light-on/dark-on, NPN/PNP, teach-in button, 15 kHz switching frequency, aluminum housing, 5-pin M12 quick-disconnect. | Stock | 140 | 146
TL46-WJ-815 | Datalogic contrast sensor, rectangular, diffuse, RGB light emission, vertical spot orientation, 6-12mm sensing distance, selectable light-on/dark-on, PNP, teach-in button, 50 kHz switching frequency, aluminum housing, 5-pin M12 quick-disconnect. | Stock | 356 | 370
TL46-WJ-815L | Datalogic contrast sensor, rectangular, diffuse, RGB light emission, horizontal spot orientation, 6-12mm sensing distance, selectable light-on/dark-on, PNP, teach-in button, 50 kHz switching frequency, aluminum housing, 5-pin M12 quick-disconnect. | Stock | 356 | 370
TL46-WL-815 | Datalogic contrast sensor, rectangular, diffuse, RGB light emission, vertical spot orientation, 6-12mm sensing distance, selectable light-on/dark-on, NPN/PNP, teach-in button, 20 kHz switching frequency, aluminum housing, 5-pin M12 quick-disconnect. | Stock | 165 | 172
TL46-WL-815L | Datalogic contrast sensor, rectangular, diffuse, RGB light emission, horizontal spot orientation, 6-12mm sensing distance, selectable light-on/dark-on, NPN/PNP, teach-in button, 20 kHz switching frequency, aluminum housing, 5-pin M12 quick-disconnect. | Stock | 165 | 172
TLL150KIT | AttaBox twist-lock latch, replacement, 304 stainless steel. For use with NEMA 3R and NEMA 4X Triton series enclosures. Mounting hardware included. | from vendor up to 5 business days | 48.5 | 57
TLL150WTKIT | AttaBox twist-lock latch, replacement, 304 stainless steel. For use with NEMA 4X Triton series enclosures. Mounting hardware included. | Stock | 48.5 | 57
TMSS-04 | SureMotion linear shaft support, standard profile, anodized aluminum, 11/16in center height. For use with 1/4in diameter shaft. | Stock | 20.5 | 21.5
TMSS-06 | SureMotion linear shaft support, standard profile, anodized aluminum, 3/4in center height. For use with 3/8in diameter shaft. | Stock | 21.5 | 22.5
TMSS-08 | SureMotion linear shaft support, standard profile, anodized aluminum, 1in center height. For use with 1/2in diameter shaft. | Stock | 22.5 | 23.5
TMSS-08M | SureMotion linear shaft support, standard profile, anodized aluminum, 15mm center height. For use with 8mm diameter shaft. | Stock | 21.5 | 22.5
TMSS-10 | SureMotion linear shaft support, standard profile, anodized aluminum, 1in center height. For use with 5/8in diameter shaft. | Stock | 23.5 | 24.5
TMSS-12 | SureMotion linear shaft support, standard profile, anodized aluminum, 1-1/4in center height. For use with 3/4in diameter shaft. | Stock | 25.5 | 26.5
TMSS-12M | SureMotion linear shaft support, standard profile, anodized aluminum, 20mm center height. For use with 12mm diameter shaft. | Stock | 22.5 | 23.5
TMSS-16 | SureMotion linear shaft support, standard profile, anodized aluminum, 1-1/2in center height. For use with 1in diameter shaft. | Stock | 28 | 29
TMSS-16M | SureMotion linear shaft support, standard profile, anodized aluminum, 25mm center height. For use with 16mm diameter shaft. | Stock | 23.5 | 24.5
TMSS-20 | SureMotion linear shaft support, standard profile, anodized aluminum, 1-3/4in center height. For use with 1-1/4in diameter shaft. | Stock | 34 | 35.5
TMSS-20M | SureMotion linear shaft support, standard profile, anodized aluminum, 30mm center height. For use with 20mm diameter shaft. | Stock | 25.5 | 26.5
TMSS-24 | SureMotion linear shaft support, standard profile, anodized aluminum, 2in center height. For use with 1-1/2in diameter shaft. | Stock | 38 | 39.5
TMSS-25M | SureMotion linear shaft support, standard profile, anodized aluminum, 35mm center height. For use with 25mm diameter shaft. | Stock | 28 | 29
TMSS-30M | SureMotion linear shaft support, standard profile, anodized aluminum, 40mm center height. For use with 30mm diameter shaft. | Stock | 31 | 32
TMSS-32 | SureMotion linear shaft support, standard profile, anodized aluminum, 2-1/2in center height. For use with 2in diameter shaft. | Stock | 51 | 53
TMSS-40M | SureMotion linear shaft support, standard profile, anodized aluminum, 50mm center height. For use with 40mm diameter shaft. | Stock | 43.5 | 45
TMSSL-04 | SureMotion linear shaft support, low profile, anodized aluminum, 9/16in center height. For use with 1/4in diameter shaft. | Stock | 10 | 10.5
TMSSL-06 | SureMotion linear shaft support, low profile, anodized aluminum, 5/8in center height. For use with 3/8in diameter shaft. | Stock | 11 | 11.5
TMSSL-08 | SureMotion linear shaft support, low profile, anodized aluminum, 3/4in center height. For use with 1/2in diameter shaft. | Stock | 15 | 15.5
TMSSL-08M | SureMotion linear shaft support, low profile, anodized aluminum, 12mm center height. For use with 8mm diameter shaft. | Stock | 14.5 | 15
TMSSL-10 | SureMotion linear shaft support, low profile, anodized aluminum, 15/16in center height. For use with 5/8in diameter shaft. | Stock | 16.5 | 17
TMSSL-10M | SureMotion linear shaft support, low profile, anodized aluminum, 14mm center height. For use with 10mm diameter shaft. | Stock | 17.5 | 18
TMSSL-12 | SureMotion linear shaft support, low profile, anodized aluminum, 1in center height. For use with 3/4in diameter shaft. | Stock | 17.5 | 18
TMSSL-12M | SureMotion linear shaft support, low profile, anodized aluminum, 14mm center height. For use with 12mm diameter shaft. | Stock | 19.5 | 20.5
TMSSL-16 | SureMotion linear shaft support, low profile, anodized aluminum, 1-1/4in center height. For use with 1in diameter shaft. | Stock | 21.5 | 22.5
TMSSL-16M | SureMotion linear shaft support, low profile, anodized aluminum, 18mm center height. For use with 16mm diameter shaft. | Stock | 21.5 | 22.5
TMSSL-20 | SureMotion linear shaft support, low profile, anodized aluminum, 1-1/2in center height. For use with 1-1/4in diameter shaft. | Stock | 27 | 28
TMSSL-20M | SureMotion linear shaft support, low profile, anodized aluminum, 22mm center height. For use with 20mm diameter shaft. | Stock | 24.5 | 25.5
TMSSL-24 | SureMotion linear shaft support, low profile, anodized aluminum, 1-3/4in center height. For use with 1-1/2in diameter shaft. | Stock | 30 | 31
TMSSL-25M | SureMotion linear shaft support, low profile, anodized aluminum, 27mm center height. For use with 25mm diameter shaft. | Stock | 29 | 30
TMSSL-30M | SureMotion linear shaft support, low profile, anodized aluminum, 32mm center height. For use with 30mm diameter shaft. | Stock | 36 | 37.5
TMSSL-32 | SureMotion linear shaft support, low profile, anodized aluminum, 2-1/8in center height. For use with 2in diameter shaft. | Stock | 40.5 | 42
TMSSL-35M | SureMotion linear shaft support, low profile, anodized aluminum, 34mm center height. For use with 35mm diameter shaft. | Stock | 39.5 | 41
TMSSL-40M | SureMotion linear shaft support, low profile, anodized aluminum, 40mm center height. For use with 40mm diameter shaft. | Stock | 42.5 | 44
TMSSL-50M | SureMotion linear shaft support, low profile, anodized aluminum, 45mm center height. For use with 50mm diameter shaft. | Stock | 46.5 | 48.5
TOR221 | Roxburgh toroid, EMI/RFI filtering, 38mm inside diameter, 63mm outside diameter, 25mm thick. For use with all AC drives. | Stock | 13.5 | 14
TOR254 | Roxburgh toroid, EMI/RFI filtering, 66mm inside diameter, 102mm outside diameter, 15mm thick. For use with all AC drives. | Stock | 27 | 28
TP-14 | Datalogic test rod, plastic, 14mm diameter. | Stock | 21.5 | 22.5
TP-30 | Datalogic test rod, plastic, 30mm diameter. | Stock | 23.5 | 24.5
TP411SBA | Fuji Electric timer socket, panel mount. For use with MS4SM series timers. | Stock | 8 | 8.25
TP411X | Fuji Electric timer socket, 35mm DIN rail mount. For use with MS4SM series timers. | Stock | 8 | 8.25
TP48SB | Fuji Electric timer socket, panel mount. For use with MS4SA and MS4SC series timers. | Stock | 8 | 8.25
TP48X | Fuji Electric timer socket, 35mm DIN rail mount. For use with MS4SA and MS4SC series timers. | Stock | 8 | 8.25
TP88X2 | Fuji Electric timer socket, 35mm DIN rail mount. For use with ST7P series timers. | Stock | 8 | 8.25
TRDA-20R1D | Koyo round mounting flange, 1-1/2in bolt hole circle. For use with Koyo TRDA-20 series encoders. | Stock | 23 | 26
TRDA-20R1N1000RZD | Koyo incremental (quadrature) encoder, medium duty, 5-30 VDC, radial exit, push-pull (totem) output, 1000 ppr, 3/8in solid shaft, 2in diameter body, IP50, 6.5ft/2m cable length, pigtail. | Stock | 130 | 148
TRDA-20R1N1000VD | Koyo incremental (quadrature) encoder, medium duty, 5 VDC, radial exit, line driver (differential) output, 1000 ppr, 3/8in solid shaft, 2in diameter body, IP50, 6.5ft/2m cable length, pigtail. | Stock | 130 | 148
TRDA-20R1N100RZD | Koyo incremental (quadrature) encoder, medium duty, 5-30 VDC, radial exit, push-pull (totem) output, 100 ppr, 3/8in solid shaft, 2in diameter body, IP50, 6.5ft/2m cable length, pigtail. | Stock | 130 | 148
TRDA-20R1N100VD | Koyo incremental (quadrature) encoder, medium duty, 5 VDC, radial exit, line driver (differential) output, 100 ppr, 3/8in solid shaft, 2in diameter body, IP50, 6.5ft/2m cable length, pigtail. | Stock | 130 | 148
TRDA-20R1N1024RZD | Koyo incremental (quadrature) encoder, medium duty, 5-30 VDC, radial exit, push-pull (totem) output, 1024 ppr, 3/8in solid shaft, 2in diameter body, IP50, 6.5ft/2m cable length, pigtail. | Stock | 130 | 148
TRDA-20R1N1024VD | Koyo incremental (quadrature) encoder, medium duty, 5 VDC, radial exit, line driver (differential) output, 1024 ppr, 3/8in solid shaft, 2in diameter body, IP50, 6.5ft/2m cable length, pigtail. | Stock | 130 | 148
TRDA-20R1N2500RZD | Koyo incremental (quadrature) encoder, medium duty, 5-30 VDC, radial exit, push-pull (totem) output, 2500 ppr, 3/8in solid shaft, 2in diameter body, IP50, 6.5ft/2m cable length, pigtail. | Stock | 141 | 161
TRDA-20R1N2500VD | Koyo incremental (quadrature) encoder, medium duty, 5 VDC, radial exit, line driver (differential) output, 2500 ppr, 3/8in solid shaft, 2in diameter body, IP50, 6.5ft/2m cable length, pigtail. | Stock | 141 | 161
TRDA-20R1N360RZD | Koyo incremental (quadrature) encoder, medium duty, 5-30 VDC, radial exit, push-pull (totem) output, 360 ppr, 3/8in solid shaft, 2in diameter body, IP50, 6.5ft/2m cable length, pigtail. | Stock | 130 | 148
TRDA-20R1N360VD | Koyo incremental (quadrature) encoder, medium duty, 5 VDC, radial exit, line driver (differential) output, 360 ppr, 3/8in solid shaft, 2in diameter body, IP50, 6.5ft/2m cable length, pigtail. | Stock | 130 | 148
TRDA-20R1N500RZD | Koyo incremental (quadrature) encoder, medium duty, 5-30 VDC, radial exit, push-pull (totem) output, 500 ppr, 3/8in solid shaft, 2in diameter body, IP50, 6.5ft/2m cable length, pigtail. | Stock | 130 | 148
TRDA-20R1N500VD | Koyo incremental (quadrature) encoder, medium duty, 5 VDC, radial exit, line driver (differential) output, 500 ppr, 3/8in solid shaft, 2in diameter body, IP50, 6.5ft/2m cable length, pigtail. | Stock | 130 | 148
TRDA-20R2D | Koyo round mounting flange, 1-5/8in bolt hole circle. For use with Koyo TRDA-20 series encoders. | Stock | 23 | 26
TRDA-20SND | Koyo square mounting flange. For use with Koyo TRDA-20 series encoders. | Stock | 23 | 26
TRDA-25CBL-RZWD-10 | AutomationDirect encoder cable, 7-pin Military Style (MS) to pigtail, 10ft cable length. For use with Koyo TRDA-25N series encoders with push-pull (totem) output. | Stock | 77 | 80
TRDA-25CBL-RZWD-20 | AutomationDirect encoder cable, 7-pin Military Style (MS) to pigtail, 20ft cable length. For use with Koyo TRDA-25N series encoders with push-pull (totem) output. | Stock | 94 | 98
TRDA-25CBL-RZWD-30 | AutomationDirect encoder cable, 7-pin Military Style (MS) to pigtail, 30ft cable length. For use with Koyo TRDA-25N series encoders with push-pull (totem) output. | Stock | 108 | 112
TRDA-25CBL-VWD-10 | AutomationDirect encoder cable, 10-pin Military Style (MS) to pigtail, 10ft cable length. For use with Koyo TRDA-25N series encoders with line driver (differential) output. | Stock | 92 | 96
TRDA-25CBL-VWD-20 | AutomationDirect encoder cable, 10-pin Military Style (MS) to pigtail, 20ft cable length. For use with Koyo TRDA-25N series encoders with line driver (differential) output. | Stock | 92 | 96
TRDA-25CBL-VWD-30 | AutomationDirect encoder cable, 10-pin Military Style (MS) to pigtail, 30ft cable length. For use with Koyo TRDA-25N series encoders with line driver (differential) output. | Stock | 95 | 99
TRDA-25CON-RZWD | AutomationDirect mating connector, 7-pin Military Style (MS), 16 AWG, accepts cable diameter size 12mm. For use with Koyo TRDA-25 series encoders with push-pull (totem pole) output. | Stock | 44 | 46
TRDA-25CON-VWD | AutomationDirect mating connector, 10-pin Military Style (MS), 16 AWG, accepts cable diameter size 15mm. For use with Koyo TRDA-25 series encoders with line driver output. | Stock | 49.5 | 51
TRDA25RN1000RZWDMS | Koyo incremental (quadrature) encoder, medium duty, 5-30 VDC, radial exit, push-pull (totem) output, 1000 ppr, 3/8in solid shaft, flange mount, 2in diameter body, IP65, 7-pin Military Style (MS) connector. | Stock | 209 | 238
TRDA25RN1000VWDMS | Koyo incremental (quadrature) encoder, medium duty, 5 VDC, radial exit, line driver (differential) output, 1000 ppr, 3/8in solid shaft, flange mount, 2in diameter body, IP65, 10-pin Military Style (MS) connector. | Stock | 209 | 238
TRDA25RN100RZWDMS | Koyo incremental (quadrature) encoder, medium duty, 5-30 VDC, radial exit, push-pull (totem) output, 100 ppr, 3/8in solid shaft, flange mount, 2in diameter body, IP65, 7-pin Military Style (MS) connector. | Stock | 209 | 238
TRDA25RN100VWDMS | Koyo incremental (quadrature) encoder, medium duty, 5 VDC, radial exit, line driver (differential) output, 100 ppr, 3/8in solid shaft, flange mount, 2in diameter body, IP65, 10-pin Military Style (MS) connector. | Stock | 209 | 238
TRDA25RN1024RZWDMS | Koyo incremental (quadrature) encoder, medium duty, 5-30 VDC, radial exit, push-pull (totem) output, 1024 ppr, 3/8in solid shaft, flange mount, 2in diameter body, IP65, 7-pin Military Style (MS) connector. | Stock | 209 | 238
TRDA25RN1024VWDMS | Koyo incremental (quadrature) encoder, medium duty, 5 VDC, radial exit, line driver (differential) output, 1024 ppr, 3/8in solid shaft, flange mount, 2in diameter body, IP65, 10-pin Military Style (MS) connector. | Stock | 209 | 238
TRDA25RN2500RZWDMS | Koyo incremental (quadrature) encoder, medium duty, 5-30 VDC, radial exit, push-pull (totem) output, 2500 ppr, 3/8in solid shaft, flange mount, 2in diameter body, IP65, 7-pin Military Style (MS) connector. | Stock | 226 | 258
TRDA25RN2500VWDMS | Koyo incremental (quadrature) encoder, medium duty, 5 VDC, radial exit, line driver (differential) output, 2500 ppr, 3/8in solid shaft, flange mount, 2in diameter body, IP65, 10-pin Military Style (MS) connector. | Stock | 227 | 259
TRDA25RN360RZWDMS | Koyo incremental (quadrature) encoder, medium duty, 5-30 VDC, radial exit, push-pull (totem) output, 360 ppr, 3/8in solid shaft, flange mount, 2in diameter body, IP65, 7-pin Military Style (MS) connector. | Stock | 209 | 238
TRDA25RN360VWDMS | Koyo incremental (quadrature) encoder, medium duty, 5 VDC, radial exit, line driver (differential) output, 360 ppr, 3/8in solid shaft, flange mount, 2in diameter body, IP65, 10-pin Military Style (MS) connector. | Stock | 209 | 238
TRDA25RN500RZWDMS | Koyo incremental (quadrature) encoder, medium duty, 5-30 VDC, radial exit, push-pull (totem) output, 500 ppr, 3/8in solid shaft, flange mount, 2in diameter body, IP65, 7-pin Military Style (MS) connector. | Stock | 209 | 238
TRDA25RN500VWDMS | Koyo incremental (quadrature) encoder, medium duty, 5 VDC, radial exit, line driver (differential) output, 500 ppr, 3/8in solid shaft, flange mount, 2in diameter body, IP65, 10-pin Military Style (MS) connector. | Stock | 209 | 238
TRDA-25RND | Koyo round mounting flange, 1-7/8in bolt hole circle. For use with Koyo TRDA-25 series encoders. | Stock | 23 | 26
TRDA-25SND | Koyo square mounting flange. For use with Koyo TRDA-25 series encoders. | Stock | 23 | 26
TRDA-2E1000BD | Koyo incremental (quadrature) encoder, light duty, 12-24 VDC, radial exit, NPN open collector output, 1000 ppr, 1/4in solid shaft, IP50, 6.5ft/2m cable length, pigtail. | Stock | 96 | 100
TRDA-2E1000VD | Koyo incremental (quadrature) encoder, light duty, 5 VDC, radial exit, line driver (differential) output, 1000 ppr, 1/4in solid shaft, IP50, 6.5ft/2m cable length, pigtail. | Stock | 96 | 100
TRDA-2E100BD | Koyo incremental (quadrature) encoder, light duty, 12-24 VDC, radial exit, NPN open collector output, 100 ppr, 1/4in solid shaft, IP50, 6.5ft/2m cable length, pigtail. | Stock | 96 | 100
TRDA-2E100VD | Koyo incremental (quadrature) encoder, light duty, 5 VDC, radial exit, line driver (differential) output, 100 ppr, 1/4in solid shaft, IP50, 6.5ft/2m cable length, pigtail. | Stock | 96 | 100
TRDA-2E1024BD | Koyo incremental (quadrature) encoder, light duty, 12-24 VDC, radial exit, NPN open collector output, 1024 ppr, 1/4in solid shaft, IP50, 6.5ft/2m cable length, pigtail. | Stock | 96 | 100
TRDA-2E1024VD | Koyo incremental (quadrature) encoder, light duty, 5 VDC, radial exit, line driver (differential) output, 1024 ppr, 1/4in solid shaft, IP50, 6.5ft/2m cable length, pigtail. | Stock | 96 | 100
TRDA-2E2500BD | Koyo incremental (quadrature) encoder, light duty, 12-24 VDC, radial exit, NPN open collector output, 2500 ppr, 1/4in solid shaft, IP50, 6.5ft/2m cable length, pigtail. | Stock | 96 | 100
TRDA-2E2500VD | Koyo incremental (quadrature) encoder, light duty, 5 VDC, radial exit, line driver (differential) output, 2500 ppr, 1/4in solid shaft, IP50, 6.5ft/2m cable length, pigtail. | Stock | 96 | 100
TRDA-2E360BD | Koyo incremental (quadrature) encoder, light duty, 12-24 VDC, radial exit, NPN open collector output, 360 ppr, 1/4in solid shaft, IP50, 6.5ft/2m cable length, pigtail. | Stock | 96 | 100
TRDA-2E360VD | Koyo incremental (quadrature) encoder, light duty, 5 VDC, radial exit, line driver (differential) output, 360 ppr, 1/4in solid shaft, IP50, 6.5ft/2m cable length, pigtail. | Stock | 96 | 100
TRDA-2E500BD | Koyo incremental (quadrature) encoder, light duty, 12-24 VDC, radial exit, NPN open collector output, 500 ppr, 1/4in solid shaft, IP50, 6.5ft/2m cable length, pigtail. | Stock | 96 | 100
TRDA-2E500VD | Koyo incremental (quadrature) encoder, light duty, 5 VDC, radial exit, line driver (differential) output, 500 ppr, 1/4in solid shaft, IP50, 6.5ft/2m cable length, pigtail. | Stock | 96 | 100
TRD-GK1000-RZD | Koyo incremental (quadrature) encoder, heavy duty, 10-30 VDC, axial exit, push-pull (totem) output, 1000 ppr, 10mm solid shaft, 78mm diameter body, IP65, 6.5ft/2m cable length, pigtail. | Stock | 309 | 352
TRD-GK100-RZD | Koyo incremental (quadrature) encoder, heavy duty, 10-30 VDC, axial exit, push-pull (totem) output, 100 ppr, 10mm solid shaft, 78mm diameter body, IP65, 6.5ft/2m cable length, pigtail. | Stock | 269 | 307
TRD-GK1200-RZD | Koyo incremental (quadrature) encoder, heavy duty, 10-30 VDC, axial exit, push-pull (totem) output, 1200 ppr, 10mm solid shaft, 78mm diameter body, IP65, 6.5ft/2m cable length, pigtail. | Stock | 309 | 352
TRD-GK120-RZD | Koyo incremental (quadrature) encoder, heavy duty, 10-30 VDC, axial exit, push-pull (totem) output, 120 ppr, 10mm solid shaft, 78mm diameter body, IP65, 6.5ft/2m cable length, pigtail. | Stock | 269 | 307
TRD-GK1500-RZD | Koyo incremental (quadrature) encoder, heavy duty, 10-30 VDC, axial exit, push-pull (totem) output, 1500 ppr, 10mm solid shaft, 78mm diameter body, IP65, 6.5ft/2m cable length, pigtail. | Stock | 368 | 420
TRD-GK1800-RZD | Koyo incremental (quadrature) encoder, heavy duty, 10-30 VDC, axial exit, push-pull (totem) output, 1800 ppr, 10mm solid shaft, 78mm diameter body, IP65, 6.5ft/2m cable length, pigtail. | Stock | 368 | 420
TRD-GK2000-RZD | Koyo incremental (quadrature) encoder, heavy duty, 10-30 VDC, axial exit, push-pull (totem) output, 2000 ppr, 10mm solid shaft, 78mm diameter body, IP65, 6.5ft/2m cable length, pigtail. | Stock | 368 | 420
TRD-GK200-RZD | Koyo incremental (quadrature) encoder, heavy duty, 10-30 VDC, axial exit, push-pull (totem) output, 200 ppr, 10mm solid shaft, 78mm diameter body, IP65, 6.5ft/2m cable length, pigtail. | Stock | 269 | 307
TRD-GK240-RZD | Koyo incremental (quadrature) encoder, heavy duty, 10-30 VDC, axial exit, push-pull (totem) output, 240 ppr, 10mm solid shaft, 78mm diameter body, IP65, 6.5ft/2m cable length, pigtail. | Stock | 269 | 307
TRD-GK2500-RZD | Koyo incremental (quadrature) encoder, heavy duty, 10-30 VDC, axial exit, push-pull (totem) output, 2500 ppr, 10mm solid shaft, 78mm diameter body, IP65, 6.5ft/2m cable length, pigtail. | Stock | 438 | 499
TRD-GK250-RZD | Koyo incremental (quadrature) encoder, heavy duty, 10-30 VDC, axial exit, push-pull (totem) output, 250 ppr, 10mm solid shaft, 78mm diameter body, IP65, 6.5ft/2m cable length, pigtail. | Stock | 269 | 307
TRD-GK300-RZD | Koyo incremental (quadrature) encoder, heavy duty, 10-30 VDC, axial exit, push-pull (totem) output, 300 ppr, 10mm solid shaft, 78mm diameter body, IP65, 6.5ft/2m cable length, pigtail. | Stock | 269 | 307
TRD-GK30-RZD | Koyo incremental (quadrature) encoder, heavy duty, 10-30 VDC, axial exit, push-pull (totem) output, 30 ppr, 10mm solid shaft, 78mm diameter body, IP65, 6.5ft/2m cable length, pigtail. | Stock | 269 | 307
TRD-GK3600-RZD | Koyo incremental (quadrature) encoder, heavy duty, 10-30 VDC, axial exit, push-pull (totem) output, 3600 ppr, 10mm solid shaft, 78mm diameter body, IP65, 6.5ft/2m cable length, pigtail. | Stock | 481 | 548
TRD-GK360-RZD | Koyo incremental (quadrature) encoder, heavy duty, 10-30 VDC, axial exit, push-pull (totem) output, 360 ppr, 10mm solid shaft, 78mm diameter body, IP65, 6.5ft/2m cable length, pigtail. | Stock | 269 | 307
TRD-GK400-RZD | Koyo incremental (quadrature) encoder, heavy duty, 10-30 VDC, axial exit, push-pull (totem) output, 400 ppr, 10mm solid shaft, 78mm diameter body, IP65, 6.5ft/2m cable length, pigtail. | Stock | 269 | 307
TRD-GK5000-RZD | Koyo incremental (quadrature) encoder, heavy duty, 10-30 VDC, axial exit, push-pull (totem) output, 5000 ppr, 10mm solid shaft, 78mm diameter body, IP65, 6.5ft/2m cable length, pigtail. | Stock | 481 | 548
TRD-GK500-RZD | Koyo incremental (quadrature) encoder, heavy duty, 10-30 VDC, axial exit, push-pull (totem) output, 500 ppr, 10mm solid shaft, 78mm diameter body, IP65, 6.5ft/2m cable length, pigtail. | Stock | 309 | 352
TRD-GK600-RZD | Koyo incremental (quadrature) encoder, heavy duty, 10-30 VDC, axial exit, push-pull (totem) output, 600 ppr, 10mm solid shaft, 78mm diameter body, IP65, 6.5ft/2m cable length, pigtail. | Stock | 309 | 352
TRD-GK800-RZD | Koyo incremental (quadrature) encoder, heavy duty, 10-30 VDC, axial exit, push-pull (totem) output, 800 ppr, 10mm solid shaft, 78mm diameter body, IP65, 6.5ft/2m cable length, pigtail. | Stock | 309 | 352
TRD-MX1000AD | Koyo incremental (quadrature) encoder, light duty, 5-12 VDC, axial exit, NPN open collector output, 1000 ppr, 4mm solid shaft, 1in diameter body, IP50, 6.5ft/2m cable length, pigtail. | Stock | 92 | 96
TRD-MX1000BD | Koyo incremental (quadrature) encoder, light duty, 12-24 VDC, axial exit, NPN open collector output, 1000 ppr, 4mm solid shaft, 1in diameter body, IP50, 6.5ft/2m cable length, pigtail. | Stock | 92 | 96
TRD-MX1000VD | Koyo incremental (quadrature) encoder, light duty, 5 VDC, axial exit, line driver (differential) output, 1000 ppr, 4mm solid shaft, 1in diameter body, IP50, 6.5ft/2m cable length, pigtail. | Stock | 92 | 96
TRD-MX100AD | Koyo incremental (quadrature) encoder, light duty, 5-12 VDC, axial exit, NPN open collector output, 100 ppr, 4mm solid shaft, 1in diameter body, IP50, 6.5ft/2m cable length, pigtail. | Stock | 92 | 96
TRD-MX100BD | Koyo incremental (quadrature) encoder, light duty, 12-24 VDC, axial exit, NPN open collector output, 100 ppr, 4mm solid shaft, 1in diameter body, IP50, 6.5ft/2m cable length, pigtail. | Stock | 92 | 96
TRD-MX100VD | Koyo incremental (quadrature) encoder, light duty, 5 VDC, axial exit, line driver (differential) output, 100 ppr, 4mm solid shaft, 1in diameter body, IP50, 6.5ft/2m cable length, pigtail. | Stock | 92 | 96
TRD-MX1024AD | Koyo incremental (quadrature) encoder, light duty, 5-12 VDC, axial exit, NPN open collector output, 1024 ppr, 4mm solid shaft, 1in diameter body, IP50, 6.5ft/2m cable length, pigtail. | Stock | 92 | 96
TRD-MX1024BD | Koyo incremental (quadrature) encoder, light duty, 12-24 VDC, axial exit, NPN open collector output, 1024 ppr, 4mm solid shaft, 1in diameter body, IP50, 6.5ft/2m cable length, pigtail. | Stock | 92 | 96
TRD-MX1024VD | Koyo incremental (quadrature) encoder, light duty, 5 VDC, axial exit, line driver (differential) output, 1024 ppr, 4mm solid shaft, 1in diameter body, IP50, 6.5ft/2m cable length, pigtail. | Stock | 92 | 96
TRD-MX360AD | Koyo incremental (quadrature) encoder, light duty, 5-12 VDC, axial exit, NPN open collector output, 360 ppr, 4mm solid shaft, 1in diameter body, IP50, 6.5ft/2m cable length, pigtail. | Stock | 92 | 96
TRD-MX360BD | Koyo incremental (quadrature) encoder, light duty, 12-24 VDC, axial exit, NPN open collector output, 360 ppr, 4mm solid shaft, 1in diameter body, IP50, 6.5ft/2m cable length, pigtail. | Stock | 92 | 96
TRD-MX360VD | Koyo incremental (quadrature) encoder, light duty, 5 VDC, axial exit, line driver (differential) output, 360 ppr, 4mm solid shaft, 1in diameter body, IP50, 6.5ft/2m cable length, pigtail. | Stock | 92 | 96
TRD-MX500AD | Koyo incremental (quadrature) encoder, light duty, 5-12 VDC, axial exit, NPN open collector output, 500 ppr, 4mm solid shaft, 1in diameter body, IP50, 6.5ft/2m cable length, pigtail. | Stock | 92 | 96
TRD-MX500BD | Koyo incremental (quadrature) encoder, light duty, 12-24 VDC, axial exit, NPN open collector output, 500 ppr, 4mm solid shaft, 1in diameter body, IP50, 6.5ft/2m cable length, pigtail. | Stock | 92 | 96
TRD-MX500VD | Koyo incremental (quadrature) encoder, light duty, 5 VDC, axial exit, line driver (differential) output, 500 ppr, 4mm solid shaft, 1in diameter body, IP50, 6.5ft/2m cable length, pigtail. | Stock | 92 | 96
TRD-N1000-RZVWD | Koyo incremental (quadrature) encoder, medium duty, 5 VDC, radial exit, line driver (differential) output, 1000 ppr, 8mm solid shaft, 50mm diameter body, IP65, 6.5ft/2m cable length, pigtail. | Stock | 168 | 192
TRD-N1000-RZWD | Koyo incremental (quadrature) encoder, medium duty, 5-30 VDC, radial exit, push-pull (totem) output, 1000 ppr, 8mm solid shaft, 50mm diameter body, IP65, 6.5ft/2m cable length, pigtail. | Stock | 152 | 173
TRD-N100-RZVWD | Koyo incremental (quadrature) encoder, medium duty, 5 VDC, radial exit, line driver (differential) output, 100 ppr, 8mm solid shaft, 50mm diameter body, IP65, 6.5ft/2m cable length, pigtail. | Stock | 141 | 161
TRD-N100-RZWD | Koyo incremental (quadrature) encoder, medium duty, 5-30 VDC, radial exit, push-pull (totem) output, 100 ppr, 8mm solid shaft, 50mm diameter body, IP65, 6.5ft/2m cable length, pigtail. | Stock | 135 | 154
TRD-N1024-RZVWD | Koyo incremental (quadrature) encoder, medium duty, 5 VDC, radial exit, line driver (differential) output, 1024 ppr, 8mm solid shaft, 50mm diameter body, IP65, 6.5ft/2m cable length, pigtail. | Stock | 168 | 192
TRD-N1024-RZWD | Koyo incremental (quadrature) encoder, medium duty, 5-30 VDC, radial exit, push-pull (totem) output, 1024 ppr, 8mm solid shaft, 50mm diameter body, IP65, 6.5ft/2m cable length, pigtail. | Stock | 152 | 173
TRD-N10-RZVWD | Koyo incremental (quadrature) encoder, medium duty, 5 VDC, radial exit, line driver (differential) output, 10 ppr, 8mm solid shaft, 50mm diameter body, IP65, 6.5ft/2m cable length, pigtail. | Stock | 141 | 161
TRD-N10-RZWD | Koyo incremental (quadrature) encoder, medium duty, 5-30 VDC, radial exit, push-pull (totem) output, 10 ppr, 8mm solid shaft, 50mm diameter body, IP65, 6.5ft/2m cable length, pigtail. | Stock | 135 | 154
TRD-N1200-RZVWD | Koyo incremental (quadrature) encoder, medium duty, 5 VDC, radial exit, line driver (differential) output, 1200 ppr, 8mm solid shaft, 50mm diameter body, IP65, 6.5ft/2m cable length, pigtail. | Stock | 198 | 226
TRD-N1200-RZWD | Koyo incremental (quadrature) encoder, medium duty, 5-30 VDC, radial exit, push-pull (totem) output, 1200 ppr, 8mm solid shaft, 50mm diameter body, IP65, 6.5ft/2m cable length, pigtail. | Stock | 198 | 226
TRD-N120-RZVWD | Koyo incremental (quadrature) encoder, medium duty, 5 VDC, radial exit, line driver (differential) output, 120 ppr, 8mm solid shaft, 50mm diameter body, IP65, 6.5ft/2m cable length, pigtail. | Stock | 167 | 190
TRD-N120-RZWD | Koyo incremental (quadrature) encoder, medium duty, 5-30 VDC, radial exit, push-pull (totem) output, 120 ppr, 8mm solid shaft, 50mm diameter body, IP65, 6.5ft/2m cable length, pigtail. | Stock | 152 | 173
TRD-N2000-RZVWD | Koyo incremental (quadrature) encoder, medium duty, 5 VDC, radial exit, line driver (differential) output, 2000 ppr, 8mm solid shaft, 50mm diameter body, IP65, 6.5ft/2m cable length, pigtail. | Stock | 198 | 226
TRD-N2000-RZWD | Koyo incremental (quadrature) encoder, medium duty, 5-30 VDC, radial exit, push-pull (totem) output, 2000 ppr, 8mm solid shaft, 50mm diameter body, IP65, 6.5ft/2m cable length, pigtail. | Stock | 198 | 226
TRD-N200-RZVWD | Koyo incremental (quadrature) encoder, medium duty, 5 VDC, radial exit, line driver (differential) output, 200 ppr, 8mm solid shaft, 50mm diameter body, IP65, 6.5ft/2m cable length, pigtail. | Stock | 167 | 190
TRD-N200-RZWD | Koyo incremental (quadrature) encoder, medium duty, 5-30 VDC, radial exit, push-pull (totem) output, 200 ppr, 8mm solid shaft, 50mm diameter body, IP65, 6.5ft/2m cable length, pigtail. | Stock | 152 | 173
TRD-N240-RZVWD | Koyo incremental (quadrature) encoder, medium duty, 5 VDC, radial exit, line driver (differential) output, 240 ppr, 8mm solid shaft, 50mm diameter body, IP65, 6.5ft/2m cable length, pigtail. | Stock | 167 | 190
TRD-N240-RZWD | Koyo incremental (quadrature) encoder, medium duty, 5-30 VDC, radial exit, push-pull (totem) output, 240 ppr, 8mm solid shaft, 50mm diameter body, IP65, 6.5ft/2m cable length, pigtail. | Stock | 152 | 173
TRD-N2500-RZVWD | Koyo incremental (quadrature) encoder, medium duty, 5 VDC, radial exit, line driver (differential) output, 2500 ppr, 8mm solid shaft, 50mm diameter body, IP65, 6.5ft/2m cable length, pigtail. | Stock | 198 | 226
TRD-N2500-RZWD | Koyo incremental (quadrature) encoder, medium duty, 5-30 VDC, radial exit, push-pull (totem) output, 2500 ppr, 8mm solid shaft, 50mm diameter body, IP65, 6.5ft/2m cable length, pigtail. | Stock | 199 | 227
TRD-N250-RZVWD | Koyo incremental (quadrature) encoder, medium duty, 5 VDC, radial exit, line driver (differential) output, 250 ppr, 8mm solid shaft, 50mm diameter body, IP65, 6.5ft/2m cable length, pigtail. | Stock | 167 | 190
TRD-N250-RZWD | Koyo incremental (quadrature) encoder, medium duty, 5-30 VDC, radial exit, push-pull (totem) output, 250 ppr, 8mm solid shaft, 50mm diameter body, IP65, 6.5ft/2m cable length, pigtail. | Stock | 152 | 173
TRD-N3000-RZVWD | Koyo incremental (quadrature) encoder, medium duty, 5 VDC, radial exit, line driver (differential) output, 3000 ppr, 8mm solid shaft, 50mm diameter body, IP65, 6.5ft/2m cable length, pigtail. | Stock | 199 | 227
TRD-N3000-RZWD | Koyo incremental (quadrature) encoder, medium duty, 5-30 VDC, radial exit, push-pull (totem) output, 3000 ppr, 8mm solid shaft, 50mm diameter body, IP65, 6.5ft/2m cable length, pigtail. | Stock | 199 | 227
TRD-N300-RZVWD | Koyo incremental (quadrature) encoder, medium duty, 5 VDC, radial exit, line driver (differential) output, 300 ppr, 8mm solid shaft, 50mm diameter body, IP65, 6.5ft/2m cable length, pigtail. | Stock | 167 | 190
TRD-N300-RZWD | Koyo incremental (quadrature) encoder, medium duty, 5-30 VDC, radial exit, push-pull (totem) output, 300 ppr, 8mm solid shaft, 50mm diameter body, IP65, 6.5ft/2m cable length, pigtail. | Stock | 152 | 173
TRD-N30-RZVWD | Koyo incremental (quadrature) encoder, medium duty, 5 VDC, radial exit, line driver (differential) output, 30 ppr, 8mm solid shaft, 50mm diameter body, IP65, 6.5ft/2m cable length, pigtail. | Stock | 141 | 161
TRD-N30-RZWD | Koyo incremental (quadrature) encoder, medium duty, 5-30 VDC, radial exit, push-pull (totem) output, 30 ppr, 8mm solid shaft, 50mm diameter body, IP65, 6.5ft/2m cable length, pigtail. | Stock | 135 | 154
TRD-N3600-RZVWD | Koyo incremental (quadrature) encoder, medium duty, 5 VDC, radial exit, line driver (differential) output, 3600 ppr, 8mm solid shaft, 50mm diameter body, IP65, 6.5ft/2m cable length, pigtail. | Stock | 199 | 227
TRD-N3600-RZWD | Koyo incremental (quadrature) encoder, medium duty, 5-30 VDC, radial exit, push-pull (totem) output, 3600 ppr, 8mm solid shaft, 50mm diameter body, IP65, 6.5ft/2m cable length, pigtail. | Stock | 199 | 227
TRD-N360-RZVWD | Koyo incremental (quadrature) encoder, medium duty, 5 VDC, radial exit, line driver (differential) output, 360 ppr, 8mm solid shaft, 50mm diameter body, IP65, 6.5ft/2m cable length, pigtail. | Stock | 167 | 190
TRD-N360-RZWD | Koyo incremental (quadrature) encoder, medium duty, 5-30 VDC, radial exit, push-pull (totem) output, 360 ppr, 8mm solid shaft, 50mm diameter body, IP65, 6.5ft/2m cable length, pigtail. | Stock | 152 | 173
TRD-N3-RZVWD | Koyo incremental (quadrature) encoder, medium duty, 5 VDC, radial exit, line driver (differential) output, 3 ppr, 8mm solid shaft, 50mm diameter body, IP65, 6.5ft/2m cable length, pigtail. | Stock | 141 | 161
TRD-N3-RZWD | Koyo incremental (quadrature) encoder, medium duty, 5-30 VDC, radial exit, push-pull (totem) output, 3 ppr, 8mm solid shaft, 50mm diameter body, IP65, 6.5ft/2m cable length, pigtail. | Stock | 135 | 154
TRD-N400-RZVWD | Koyo incremental (quadrature) encoder, medium duty, 5 VDC, radial exit, line driver (differential) output, 400 ppr, 8mm solid shaft, 50mm diameter body, IP65, 6.5ft/2m cable length, pigtail. | Stock | 167 | 190
TRD-N400-RZWD | Koyo incremental (quadrature) encoder, medium duty, 5-30 VDC, radial exit, push-pull (totem) output, 400 ppr, 8mm solid shaft, 50mm diameter body, IP65, 6.5ft/2m cable length, pigtail. | Stock | 152 | 173
TRD-N40-RZVWD | Koyo incremental (quadrature) encoder, medium duty, 5 VDC, radial exit, line driver (differential) output, 40 ppr, 8mm solid shaft, 50mm diameter body, IP65, 6.5ft/2m cable length, pigtail. | Stock | 141 | 161
TRD-N40-RZWD | Koyo incremental (quadrature) encoder, medium duty, 5-30 VDC, radial exit, push-pull (totem) output, 40 ppr, 8mm solid shaft, 50mm diameter body, IP65, 6.5ft/2m cable length, pigtail. | Stock | 135 | 154
TRD-N480-RZVWD | Koyo incremental (quadrature) encoder, medium duty, 5 VDC, radial exit, line driver (differential) output, 480 ppr, 8mm solid shaft, 50mm diameter body, IP65, 6.5ft/2m cable length, pigtail. | Stock | 167 | 190
TRD-N480-RZWD | Koyo incremental (quadrature) encoder, medium duty, 5-30 VDC, radial exit, push-pull (totem) output, 480 ppr, 8mm solid shaft, 50mm diameter body, IP65, 6.5ft/2m cable length, pigtail. | Stock | 152 | 173
TRD-N4-RZVWD | Koyo incremental (quadrature) encoder, medium duty, 5 VDC, radial exit, line driver (differential) output, 4 ppr, 8mm solid shaft, 50mm diameter body, IP65, 6.5ft/2m cable length, pigtail. | Stock | 141 | 161
TRD-N4-RZWD | Koyo incremental (quadrature) encoder, medium duty, 5-30 VDC, radial exit, push-pull (totem) output, 4 ppr, 8mm solid shaft, 50mm diameter body, IP65, 6.5ft/2m cable length, pigtail. | Stock | 135 | 154
TRD-N5000-RZVWD | Koyo incremental (quadrature) encoder, medium duty, 5 VDC, radial exit, line driver (differential) output, 5000 ppr, 8mm solid shaft, 50mm diameter body, IP65, 6.5ft/2m cable length, pigtail. | Stock | 199 | 227
TRD-N5000-RZWD | Koyo incremental (quadrature) encoder, medium duty, 5-30 VDC, radial exit, push-pull (totem) output, 5000 ppr, 8mm solid shaft, 50mm diameter body, IP65, 6.5ft/2m cable length, pigtail. | Stock | 199 | 227
TRD-N500-RZVWD | Koyo incremental (quadrature) encoder, medium duty, 5 VDC, radial exit, line driver (differential) output, 500 ppr, 8mm solid shaft, 50mm diameter body, IP65, 6.5ft/2m cable length, pigtail. | Stock | 167 | 190
TRD-N500-RZWD | Koyo incremental (quadrature) encoder, medium duty, 5-30 VDC, radial exit, push-pull (totem) output, 500 ppr, 8mm solid shaft, 50mm diameter body, IP65, 6.5ft/2m cable length, pigtail. | Stock | 152 | 173
TRD-N50-RZVWD | Koyo incremental (quadrature) encoder, medium duty, 5 VDC, radial exit, line driver (differential) output, 50 ppr, 8mm solid shaft, 50mm diameter body, IP65, 6.5ft/2m cable length, pigtail. | Stock | 141 | 161
TRD-N50-RZWD | Koyo incremental (quadrature) encoder, medium duty, 5-30 VDC, radial exit, push-pull (totem) output, 50 ppr, 8mm solid shaft, 50mm diameter body, IP65, 6.5ft/2m cable length, pigtail. | Stock | 135 | 154
TRD-N5-RZVWD | Koyo incremental (quadrature) encoder, medium duty, 5 VDC, radial exit, line driver (differential) output, 5 ppr, 8mm solid shaft, 50mm diameter body, IP65, 6.5ft/2m cable length, pigtail. | Stock | 141 | 161
TRD-N5-RZWD | Koyo incremental (quadrature) encoder, medium duty, 5-30 VDC, radial exit, push-pull (totem) output, 5 ppr, 8mm solid shaft, 50mm diameter body, IP65, 6.5ft/2m cable length, pigtail. | Stock | 135 | 154
TRD-N600-RZVWD | Koyo incremental (quadrature) encoder, medium duty, 5 VDC, radial exit, line driver (differential) output, 600 ppr, 8mm solid shaft, 50mm diameter body, IP65, 6.5ft/2m cable length, pigtail. | Stock | 167 | 190
TRD-N600-RZWD | Koyo incremental (quadrature) encoder, medium duty, 5-30 VDC, radial exit, push-pull (totem) output, 600 ppr, 8mm solid shaft, 50mm diameter body, IP65, 6.5ft/2m cable length, pigtail. | Stock | 152 | 173
TRD-N60-RZVWD | Koyo incremental (quadrature) encoder, medium duty, 5 VDC, radial exit, line driver (differential) output, 60 ppr, 8mm solid shaft, 50mm diameter body, IP65, 6.5ft/2m cable length, pigtail. | Stock | 141 | 161
TRD-N60-RZWD | Koyo incremental (quadrature) encoder, medium duty, 5-30 VDC, radial exit, push-pull (totem) output, 60 ppr, 8mm solid shaft, 50mm diameter body, IP65, 6.5ft/2m cable length, pigtail. | Stock | 135 | 154
TRD-N750-RZVWD | Koyo incremental (quadrature) encoder, medium duty, 5 VDC, radial exit, line driver (differential) output, 750 ppr, 8mm solid shaft, 50mm diameter body, IP65, 6.5ft/2m cable length, pigtail. | Stock | 167 | 190
TRD-N750-RZWD | Koyo incremental (quadrature) encoder, medium duty, 5-30 VDC, radial exit, push-pull (totem) output, 750 ppr, 8mm solid shaft, 50mm diameter body, IP65, 6.5ft/2m cable length, pigtail. | Stock | 152 | 173
TRD-NA1024NWD | Koyo single-turn absolute (gray code) encoder, medium duty, 10-26 VDC, radial exit, NPN open collector output, 1024 ppr, 8mm solid shaft, 50mm diameter body, IP65, 6.5ft/2m cable length, pigtail. | Stock | 309 | 352
TRD-NA128NWD | Koyo single-turn absolute (gray code) encoder, medium duty, 10-26 VDC, radial exit, NPN open collector output, 128 ppr, 8mm solid shaft, 50mm diameter body, IP65, 6.5ft/2m cable length, pigtail. | Stock | 309 | 352
TRD-NA180NWD | Koyo single-turn absolute (gray code) encoder, medium duty, 10-26 VDC, radial exit, NPN open collector output, 180 ppr, 8mm solid shaft, 50mm diameter body, IP65, 6.5ft/2m cable length, pigtail. | Stock | 309 | 352
TRD-NA2048NWD | Koyo single-turn absolute (gray code) encoder, medium duty, 10-26 VDC, radial exit, NPN open collector output, 2048 ppr, 8mm solid shaft, 50mm diameter body, IP65, 6.5ft/2m cable length, pigtail. | Stock | 309 | 352
TRD-NA256NWD | Koyo single-turn absolute (gray code) encoder, medium duty, 10-26 VDC, radial exit, NPN open collector output, 256 ppr, 8mm solid shaft, 50mm diameter body, IP65, 6.5ft/2m cable length, pigtail. | Stock | 309 | 352
TRD-NA32NWD | Koyo single-turn absolute (gray code) encoder, medium duty, 10-26 VDC, radial exit, NPN open collector output, 32 ppr, 8mm solid shaft, 50mm diameter body, IP65, 6.5ft/2m cable length, pigtail. | Stock | 309 | 352
TRD-NA360NWD | Koyo single-turn absolute (gray code) encoder, medium duty, 10-26 VDC, radial exit, NPN open collector output, 360 ppr, 8mm solid shaft, 50mm diameter body, IP65, 6.5ft/2m cable length, pigtail. | Stock | 309 | 352
TRD-NA512NWD | Koyo single-turn absolute (gray code) encoder, medium duty, 10-26 VDC, radial exit, NPN open collector output, 512 ppr, 8mm solid shaft, 50mm diameter body, IP65, 6.5ft/2m cable length, pigtail. | Stock | 309 | 352
TRD-NA64NWD | Koyo single-turn absolute (gray code) encoder, medium duty, 10-26 VDC, radial exit, NPN open collector output, 64 ppr, 8mm solid shaft, 50mm diameter body, IP65, 6.5ft/2m cable length, pigtail. | Stock | 309 | 352
TRD-NA720NWD | Koyo single-turn absolute (gray code) encoder, medium duty, 10-26 VDC, radial exit, NPN open collector output, 720 ppr, 8mm solid shaft, 50mm diameter body, IP65, 6.5ft/2m cable length, pigtail. | Stock | 309 | 352
TRD-NH1000-RZVWD | Koyo incremental (quadrature) encoder, medium duty, 5 VDC, radial exit, line driver (differential) output, 1000 ppr, 8mm hollow shaft, 50mm diameter body, IP65, 6.5ft/2m cable length, pigtail. | Stock | 183 | 209
TRD-NH1000-RZWD | Koyo incremental (quadrature) encoder, medium duty, 5-30 VDC, radial exit, push-pull (totem) output, 1000 ppr, 8mm hollow shaft, 50mm diameter body, IP65, 6.5ft/2m cable length, pigtail. | Stock | 173 | 197
TRD-NH100-RZVWD | Koyo incremental (quadrature) encoder, medium duty, 5 VDC, radial exit, line driver (differential) output, 100 ppr, 8mm hollow shaft, 50mm diameter body, IP65, 6.5ft/2m cable length, pigtail. | Stock | 152 | 173
TRD-NH100-RZWD | Koyo incremental (quadrature) encoder, medium duty, 5-30 VDC, radial exit, push-pull (totem) output, 100 ppr, 8mm hollow shaft, 50mm diameter body, IP65, 6.5ft/2m cable length, pigtail. | Stock | 152 | 173
TRD-NH1024-RZVWD | Koyo incremental (quadrature) encoder, medium duty, 5 VDC, radial exit, line driver (differential) output, 1024 ppr, 8mm hollow shaft, 50mm diameter body, IP65, 6.5ft/2m cable length, pigtail. | Stock | 183 | 209
TRD-NH1024-RZWD | Koyo incremental (quadrature) encoder, medium duty, 5-30 VDC, radial exit, push-pull (totem) output, 1024 ppr, 8mm hollow shaft, 50mm diameter body, IP65, 6.5ft/2m cable length, pigtail. | Stock | 169 | 193
TRD-NH10-RZVWD | Koyo incremental (quadrature) encoder, medium duty, 5 VDC, radial exit, line driver (differential) output, 10 ppr, 8mm hollow shaft, 50mm diameter body, IP65, 6.5ft/2m cable length, pigtail. | Stock | 152 | 173
TRD-NH10-RZWD | Koyo incremental (quadrature) encoder, medium duty, 5-30 VDC, radial exit, push-pull (totem) output, 10 ppr, 8mm hollow shaft, 50mm diameter body, IP65, 6.5ft/2m cable length, pigtail. | Stock | 152 | 173
TRD-NH1200-RZVWD | Koyo incremental (quadrature) encoder, medium duty, 5 VDC, radial exit, line driver (differential) output, 1200 ppr, 8mm hollow shaft, 50mm diameter body, IP65, 6.5ft/2m cable length, pigtail. | Stock | 211 | 241
TRD-NH1200-RZWD | Koyo incremental (quadrature) encoder, medium duty, 5-30 VDC, radial exit, push-pull (totem) output, 1200 ppr, 8mm hollow shaft, 50mm diameter body, IP65, 6.5ft/2m cable length, pigtail. | Stock | 211 | 241
TRD-NH120-RZVWD | Koyo incremental (quadrature) encoder, medium duty, 5 VDC, radial exit, line driver (differential) output, 120 ppr, 8mm hollow shaft, 50mm diameter body, IP65, 6.5ft/2m cable length, pigtail. | Stock | 167 | 190
TRD-NH120-RZWD | Koyo incremental (quadrature) encoder, medium duty, 5-30 VDC, radial exit, push-pull (totem) output, 120 ppr, 8mm hollow shaft, 50mm diameter body, IP65, 6.5ft/2m cable length, pigtail. | Stock | 168 | 192
TRD-NH2000-RZVWD | Koyo incremental (quadrature) encoder, medium duty, 5 VDC, radial exit, line driver (differential) output, 2000 ppr, 8mm hollow shaft, 50mm diameter body, IP65, 6.5ft/2m cable length, pigtail. | Stock | 211 | 241
TRD-NH2000-RZWD | Koyo incremental (quadrature) encoder, medium duty, 5-30 VDC, radial exit, push-pull (totem) output, 2000 ppr, 8mm hollow shaft, 50mm diameter body, IP65, 6.5ft/2m cable length, pigtail. | Stock | 211 | 241
TRD-NH200-RZVWD | Koyo incremental (quadrature) encoder, medium duty, 5 VDC, radial exit, line driver (differential) output, 200 ppr, 8mm hollow shaft, 50mm diameter body, IP65, 6.5ft/2m cable length, pigtail. | Stock | 167 | 190
TRD-NH200-RZWD | Koyo incremental (quadrature) encoder, medium duty, 5-30 VDC, radial exit, push-pull (totem) output, 200 ppr, 8mm hollow shaft, 50mm diameter body, IP65, 6.5ft/2m cable length, pigtail. | Stock | 168 | 192
TRD-NH240-RZVWD | Koyo incremental (quadrature) encoder, medium duty, 5 VDC, radial exit, line driver (differential) output, 240 ppr, 8mm hollow shaft, 50mm diameter body, IP65, 6.5ft/2m cable length, pigtail. | Stock | 167 | 190
TRD-NH240-RZWD | Koyo incremental (quadrature) encoder, medium duty, 5-30 VDC, radial exit, push-pull (totem) output, 240 ppr, 8mm hollow shaft, 50mm diameter body, IP65, 6.5ft/2m cable length, pigtail. | Stock | 168 | 192
TRD-NH2500-RZVWD | Koyo incremental (quadrature) encoder, medium duty, 5 VDC, radial exit, line driver (differential) output, 2500 ppr, 8mm hollow shaft, 50mm diameter body, IP65, 6.5ft/2m cable length, pigtail. | Stock | 211 | 241
TRD-NH2500-RZWD | Koyo incremental (quadrature) encoder, medium duty, 5-30 VDC, radial exit, push-pull (totem) output, 2500 ppr, 8mm hollow shaft, 50mm diameter body, IP65, 6.5ft/2m cable length, pigtail. | Stock | 211 | 241
TRD-NH250-RZVWD | Koyo incremental (quadrature) encoder, medium duty, 5 VDC, radial exit, line driver (differential) output, 250 ppr, 8mm hollow shaft, 50mm diameter body, IP65, 6.5ft/2m cable length, pigtail. | Stock | 167 | 190
TRD-NH250-RZWD | Koyo incremental (quadrature) encoder, medium duty, 5-30 VDC, radial exit, push-pull (totem) output, 250 ppr, 8mm hollow shaft, 50mm diameter body, IP65, 6.5ft/2m cable length, pigtail. | Stock | 168 | 192
TRD-NH3000-RZVWD | Koyo incremental (quadrature) encoder, medium duty, 5 VDC, radial exit, line driver (differential) output, 3000 ppr, 8mm hollow shaft, 50mm diameter body, IP65, 6.5ft/2m cable length, pigtail. | Stock | 211 | 241
TRD-NH3000-RZWD | Koyo incremental (quadrature) encoder, medium duty, 5-30 VDC, radial exit, push-pull (totem) output, 3000 ppr, 8mm hollow shaft, 50mm diameter body, IP65, 6.5ft/2m cable length, pigtail. | Stock | 215 | 245
TRD-NH300-RZVWD | Koyo incremental (quadrature) encoder, medium duty, 5 VDC, radial exit, line driver (differential) output, 300 ppr, 8mm hollow shaft, 50mm diameter body, IP65, 6.5ft/2m cable length, pigtail. | Stock | 167 | 190
TRD-NH300-RZWD | Koyo incremental (quadrature) encoder, medium duty, 5-30 VDC, radial exit, push-pull (totem) output, 300 ppr, 8mm hollow shaft, 50mm diameter body, IP65, 6.5ft/2m cable length, pigtail. | Stock | 168 | 192
TRD-NH30-RZVWD | Koyo incremental (quadrature) encoder, medium duty, 5 VDC, radial exit, line driver (differential) output, 30 ppr, 8mm hollow shaft, 50mm diameter body, IP65, 6.5ft/2m cable length, pigtail. | Stock | 152 | 173
TRD-NH30-RZWD | Koyo incremental (quadrature) encoder, medium duty, 5-30 VDC, radial exit, push-pull (totem) output, 30 ppr, 8mm hollow shaft, 50mm diameter body, IP65, 6.5ft/2m cable length, pigtail. | Stock | 152 | 173
TRD-NH3600-RZVWD | Koyo incremental (quadrature) encoder, medium duty, 5 VDC, radial exit, line driver (differential) output, 3600 ppr, 8mm hollow shaft, 50mm diameter body, IP65, 6.5ft/2m cable length, pigtail. | Stock | 211 | 241
TRD-NH3600-RZWD | Koyo incremental (quadrature) encoder, medium duty, 5-30 VDC, radial exit, push-pull (totem) output, 3600 ppr, 8mm hollow shaft, 50mm diameter body, IP65, 6.5ft/2m cable length, pigtail. | Stock | 211 | 241
TRD-NH360-RZVWD | Koyo incremental (quadrature) encoder, medium duty, 5 VDC, radial exit, line driver (differential) output, 360 ppr, 8mm hollow shaft, 50mm diameter body, IP65, 6.5ft/2m cable length, pigtail. | Stock | 167 | 190
TRD-NH360-RZWD | Koyo incremental (quadrature) encoder, medium duty, 5-30 VDC, radial exit, push-pull (totem) output, 360 ppr, 8mm hollow shaft, 50mm diameter body, IP65, 6.5ft/2m cable length, pigtail. | Stock | 168 | 192
TRD-NH3-RZVWD | Koyo incremental (quadrature) encoder, medium duty, 5 VDC, radial exit, line driver (differential) output, 3 ppr, 8mm hollow shaft, 50mm diameter body, IP65, 6.5ft/2m cable length, pigtail. | Stock | 152 | 173
TRD-NH3-RZWD | Koyo incremental (quadrature) encoder, medium duty, 5-30 VDC, radial exit, push-pull (totem) output, 3 ppr, 8mm hollow shaft, 50mm diameter body, IP65, 6.5ft/2m cable length, pigtail. | Stock | 152 | 173
TRD-NH400-RZVWD | Koyo incremental (quadrature) encoder, medium duty, 5 VDC, radial exit, line driver (differential) output, 400 ppr, 8mm hollow shaft, 50mm diameter body, IP65, 6.5ft/2m cable length, pigtail. | Stock | 167 | 190
TRD-NH400-RZWD | Koyo incremental (quadrature) encoder, medium duty, 5-30 VDC, radial exit, push-pull (totem) output, 400 ppr, 8mm hollow shaft, 50mm diameter body, IP65, 6.5ft/2m cable length, pigtail. | Stock | 168 | 192
TRD-NH40-RZVWD | Koyo incremental (quadrature) encoder, medium duty, 5 VDC, radial exit, line driver (differential) output, 40 ppr, 8mm hollow shaft, 50mm diameter body, IP65, 6.5ft/2m cable length, pigtail. | Stock | 152 | 173
TRD-NH40-RZWD | Koyo incremental (quadrature) encoder, medium duty, 5-30 VDC, radial exit, push-pull (totem) output, 40 ppr, 8mm hollow shaft, 50mm diameter body, IP65, 6.5ft/2m cable length, pigtail. | Stock | 152 | 173
TRD-NH480-RZVWD | Koyo incremental (quadrature) encoder, medium duty, 5 VDC, radial exit, line driver (differential) output, 480 ppr, 8mm hollow shaft, 50mm diameter body, IP65, 6.5ft/2m cable length, pigtail. | Stock | 167 | 190
TRD-NH480-RZWD | Koyo incremental (quadrature) encoder, medium duty, 5-30 VDC, radial exit, push-pull (totem) output, 480 ppr, 8mm hollow shaft, 50mm diameter body, IP65, 6.5ft/2m cable length, pigtail. | Stock | 168 | 192
TRD-NH4-RZVWD | Koyo incremental (quadrature) encoder, medium duty, 5 VDC, radial exit, line driver (differential) output, 4 ppr, 8mm hollow shaft, 50mm diameter body, IP65, 6.5ft/2m cable length, pigtail. | Stock | 152 | 173
TRD-NH4-RZWD | Koyo incremental (quadrature) encoder, medium duty, 5-30 VDC, radial exit, push-pull (totem) output, 4 ppr, 8mm hollow shaft, 50mm diameter body, IP65, 6.5ft/2m cable length, pigtail. | Stock | 152 | 173
TRD-NH5000-RZVWD | Koyo incremental (quadrature) encoder, medium duty, 5 VDC, radial exit, line driver (differential) output, 5000 ppr, 8mm hollow shaft, 50mm diameter body, IP65, 6.5ft/2m cable length, pigtail. | Stock | 211 | 241
TRD-NH5000-RZWD | Koyo incremental (quadrature) encoder, medium duty, 5-30 VDC, radial exit, push-pull (totem) output, 5000 ppr, 8mm hollow shaft, 50mm diameter body, IP65, 6.5ft/2m cable length, pigtail. | Stock | 215 | 245
TRD-NH500-RZVWD | Koyo incremental (quadrature) encoder, medium duty, 5 VDC, radial exit, line driver (differential) output, 500 ppr, 8mm hollow shaft, 50mm diameter body, IP65, 6.5ft/2m cable length, pigtail. | Stock | 167 | 190
TRD-NH500-RZWD | Koyo incremental (quadrature) encoder, medium duty, 5-30 VDC, radial exit, push-pull (totem) output, 500 ppr, 8mm hollow shaft, 50mm diameter body, IP65, 6.5ft/2m cable length, pigtail. | Stock | 168 | 192
TRD-NH50-RZVWD | Koyo incremental (quadrature) encoder, medium duty, 5 VDC, radial exit, line driver (differential) output, 50 ppr, 8mm hollow shaft, 50mm diameter body, IP65, 6.5ft/2m cable length, pigtail. | Stock | 152 | 173
TRD-NH50-RZWD | Koyo incremental (quadrature) encoder, medium duty, 5-30 VDC, radial exit, push-pull (totem) output, 50 ppr, 8mm hollow shaft, 50mm diameter body, IP65, 6.5ft/2m cable length, pigtail. | Stock | 152 | 173
TRD-NH5-RZVWD | Koyo incremental (quadrature) encoder, medium duty, 5 VDC, radial exit, line driver (differential) output, 5 ppr, 8mm hollow shaft, 50mm diameter body, IP65, 6.5ft/2m cable length, pigtail. | Stock | 152 | 173
TRD-NH5-RZWD | Koyo incremental (quadrature) encoder, medium duty, 5-30 VDC, radial exit, push-pull (totem) output, 5 ppr, 8mm hollow shaft, 50mm diameter body, IP65, 6.5ft/2m cable length, pigtail. | Stock | 152 | 173
TRD-NH600-RZVWD | Koyo incremental (quadrature) encoder, medium duty, 5 VDC, radial exit, line driver (differential) output, 600 ppr, 8mm hollow shaft, 50mm diameter body, IP65, 6.5ft/2m cable length, pigtail. | Stock | 183 | 209
TRD-NH600-RZWD | Koyo incremental (quadrature) encoder, medium duty, 5-30 VDC, radial exit, push-pull (totem) output, 600 ppr, 8mm hollow shaft, 50mm diameter body, IP65, 6.5ft/2m cable length, pigtail. | Stock | 173 | 197
TRD-NH60-RZVWD | Koyo incremental (quadrature) encoder, medium duty, 5 VDC, radial exit, line driver (differential) output, 60 ppr, 8mm hollow shaft, 50mm diameter body, IP65, 6.5ft/2m cable length, pigtail. | Stock | 152 | 173
TRD-NH60-RZWD | Koyo incremental (quadrature) encoder, medium duty, 5-30 VDC, radial exit, push-pull (totem) output, 60 ppr, 8mm hollow shaft, 50mm diameter body, IP65, 6.5ft/2m cable length, pigtail. | Stock | 152 | 173
TRD-NH750-RZVWD | Koyo incremental (quadrature) encoder, medium duty, 5 VDC, radial exit, line driver (differential) output, 750 ppr, 8mm hollow shaft, 50mm diameter body, IP65, 6.5ft/2m cable length, pigtail. | Stock | 183 | 209
TRD-NH750-RZWD | Koyo incremental (quadrature) encoder, medium duty, 5-30 VDC, radial exit, push-pull (totem) output, 750 ppr, 8mm hollow shaft, 50mm diameter body, IP65, 6.5ft/2m cable length, pigtail. | Stock | 173 | 197
TRD-NH-BKT | Koyo flexible mounting bracket, replacement. For use with Koyo TRD-NH series hollow shaft encoders. | Stock | 5.5 | 5.75
TRD-S1000AD | Koyo incremental (quadrature) encoder, light duty, 5-12 VDC, radial exit, NPN open collector output, 1000 ppr, 6mm solid shaft, 38mm diameter body, IP40, 6.5ft/2m cable length, pigtail. | Stock | 97 | 111
TRD-S1000-BD | Koyo incremental (quadrature) encoder, light duty, 12-24 VDC, radial exit, NPN open collector output, 1000 ppr, 6mm solid shaft, 38mm diameter body, IP40, 6.5ft/2m cable length, pigtail. | Stock | 97 | 111
TRD-S1000-VD | Koyo incremental (quadrature) encoder, light duty, 5 VDC, radial exit, line driver (differential) output, 1000 ppr, 6mm solid shaft, 38mm diameter body, IP40, 6.5ft/2m cable length, pigtail. | Stock | 97 | 111
TRD-S100AD | Koyo incremental (quadrature) encoder, light duty, 5-12 VDC, radial exit, NPN open collector output, 100 ppr, 6mm solid shaft, 38mm diameter body, IP40, 6.5ft/2m cable length, pigtail. | Stock | 97 | 111
TRD-S100-BD | Koyo incremental (quadrature) encoder, light duty, 12-24 VDC, radial exit, NPN open collector output, 100 ppr, 6mm solid shaft, 38mm diameter body, IP40, 6.5ft/2m cable length, pigtail. | Stock | 97 | 111
TRD-S100-VD | Koyo incremental (quadrature) encoder, light duty, 5 VDC, radial exit, line driver (differential) output, 100 ppr, 6mm solid shaft, 38mm diameter body, IP40, 6.5ft/2m cable length, pigtail. | Stock | 97 | 111
TRD-S1024AD | Koyo incremental (quadrature) encoder, light duty, 5-12 VDC, radial exit, NPN open collector output, 1024 ppr, 6mm solid shaft, 38mm diameter body, IP40, 6.5ft/2m cable length, pigtail. | Stock | 97 | 111
TRD-S1024-BD | Koyo incremental (quadrature) encoder, light duty, 12-24 VDC, radial exit, NPN open collector output, 1024 ppr, 6mm solid shaft, 38mm diameter body, IP40, 6.5ft/2m cable length, pigtail. | Stock | 97 | 111
TRD-S1024-VD | Koyo incremental (quadrature) encoder, light duty, 5 VDC, radial exit, line driver (differential) output, 1024 ppr, 6mm solid shaft, 38mm diameter body, IP40, 6.5ft/2m cable length, pigtail. | Stock | 97 | 111
TRD-S1200BD | Koyo incremental (quadrature) encoder, light duty, 12-24 VDC, radial exit, NPN open collector output, 1200 ppr, 6mm solid shaft, 38mm diameter body, IP40, 6.5ft/2m cable length, pigtail. | Stock | 102 | 116
TRD-S1200VD | Koyo incremental (quadrature) encoder, light duty, 5 VDC, radial exit, line driver (differential) output, 1200 ppr, 6mm solid shaft, 38mm diameter body, IP40, 6.5ft/2m cable length, pigtail. | Stock | 97 | 111
TRD-S2000BD | Koyo incremental (quadrature) encoder, light duty, 12-24 VDC, radial exit, NPN open collector output, 2000 ppr, 6mm solid shaft, 38mm diameter body, IP40, 6.5ft/2m cable length, pigtail. | Stock | 102 | 116
TRD-S2000VD | Koyo incremental (quadrature) encoder, light duty, 5 VDC, radial exit, line driver (differential) output, 2000 ppr, 6mm solid shaft, 38mm diameter body, IP40, 6.5ft/2m cable length, pigtail. | Stock | 97 | 111
TRD-S200BD | Koyo incremental (quadrature) encoder, light duty, 12-24 VDC, radial exit, NPN open collector output, 200 ppr, 6mm solid shaft, 38mm diameter body, IP40, 6.5ft/2m cable length, pigtail. | Stock | 97 | 111
TRD-S200VD | Koyo incremental (quadrature) encoder, light duty, 5 VDC, radial exit, line driver (differential) output, 200 ppr, 6mm solid shaft, 38mm diameter body, IP40, 6.5ft/2m cable length, pigtail. | Stock | 97 | 111
TRD-S2500AD | Koyo incremental (quadrature) encoder, light duty, 5-12 VDC, radial exit, NPN open collector output, 2500 ppr, 6mm solid shaft, 38mm diameter body, IP40, 6.5ft/2m cable length, pigtail. | Stock | 102 | 116
TRD-S2500-BD | Koyo incremental (quadrature) encoder, light duty, 12-24 VDC, radial exit, NPN open collector output, 2500 ppr, 6mm solid shaft, 38mm diameter body, IP40, 6.5ft/2m cable length, pigtail. | Stock | 102 | 116
TRD-S2500-VD | Koyo incremental (quadrature) encoder, light duty, 5 VDC, radial exit, line driver (differential) output, 2500 ppr, 6mm solid shaft, 38mm diameter body, IP40, 6.5ft/2m cable length, pigtail. | Stock | 97 | 111
TRD-S250BD | Koyo incremental (quadrature) encoder, light duty, 12-24 VDC, radial exit, NPN open collector output, 250 ppr, 6mm solid shaft, 38mm diameter body, IP40, 6.5ft/2m cable length, pigtail. | Stock | 97 | 111
TRD-S250VD | Koyo incremental (quadrature) encoder, light duty, 5 VDC, radial exit, line driver (differential) output, 250 ppr, 6mm solid shaft, 38mm diameter body, IP40, 6.5ft/2m cable length, pigtail. | Stock | 97 | 111
TRD-S300BD | Koyo incremental (quadrature) encoder, light duty, 12-24 VDC, radial exit, NPN open collector output, 300 ppr, 6mm solid shaft, 38mm diameter body, IP40, 6.5ft/2m cable length, pigtail. | Stock | 97 | 111
TRD-S300VD | Koyo incremental (quadrature) encoder, light duty, 5 VDC, radial exit, line driver (differential) output, 300 ppr, 6mm solid shaft, 38mm diameter body, IP40, 6.5ft/2m cable length, pigtail. | Stock | 97 | 111
TRD-S360AD | Koyo incremental (quadrature) encoder, light duty, 5-12 VDC, radial exit, NPN open collector output, 360 ppr, 6mm solid shaft, 38mm diameter body, IP40, 6.5ft/2m cable length, pigtail. | Stock | 97 | 111
TRD-S360-BD | Koyo incremental (quadrature) encoder, light duty, 12-24 VDC, radial exit, NPN open collector output, 360 ppr, 6mm solid shaft, 38mm diameter body, IP40, 6.5ft/2m cable length, pigtail. | Stock | 97 | 111
TRD-S360-VD | Koyo incremental (quadrature) encoder, light duty, 5 VDC, radial exit, line driver (differential) output, 360 ppr, 6mm solid shaft, 38mm diameter body, IP40, 6.5ft/2m cable length, pigtail. | Stock | 97 | 111
TRD-S400BD | Koyo incremental (quadrature) encoder, light duty, 12-24 VDC, radial exit, NPN open collector output, 400 ppr, 6mm solid shaft, 38mm diameter body, IP40, 6.5ft/2m cable length, pigtail. | Stock | 97 | 111
TRD-S400VD | Koyo incremental (quadrature) encoder, light duty, 5 VDC, radial exit, line driver (differential) output, 400 ppr, 6mm solid shaft, 38mm diameter body, IP40, 6.5ft/2m cable length, pigtail. | Stock | 97 | 111
TRD-S500AD | Koyo incremental (quadrature) encoder, light duty, 5-12 VDC, radial exit, NPN open collector output, 500 ppr, 6mm solid shaft, 38mm diameter body, IP40, 6.5ft/2m cable length, pigtail. | Stock | 97 | 111
TRD-S500-BD | Koyo incremental (quadrature) encoder, light duty, 12-24 VDC, radial exit, NPN open collector output, 500 ppr, 6mm solid shaft, 38mm diameter body, IP40, 6.5ft/2m cable length, pigtail. | Stock | 97 | 111
TRD-S500-VD | Koyo incremental (quadrature) encoder, light duty, 5 VDC, radial exit, line driver (differential) output, 500 ppr, 6mm solid shaft, 38mm diameter body, IP40, 6.5ft/2m cable length, pigtail. | Stock | 97 | 111
TRD-S600BD | Koyo incremental (quadrature) encoder, light duty, 12-24 VDC, radial exit, NPN open collector output, 600 ppr, 6mm solid shaft, 38mm diameter body, IP40, 6.5ft/2m cable length, pigtail. | Stock | 97 | 111
TRD-S600VD | Koyo incremental (quadrature) encoder, light duty, 5 VDC, radial exit, line driver (differential) output, 600 ppr, 6mm solid shaft, 38mm diameter body, IP40, 6.5ft/2m cable length, pigtail. | Stock | 97 | 111
TRD-S800BD | Koyo incremental (quadrature) encoder, light duty, 12-24 VDC, radial exit, NPN open collector output, 800 ppr, 6mm solid shaft, 38mm diameter body, IP40, 6.5ft/2m cable length, pigtail. | Stock | 97 | 111
TRD-S800VD | Koyo incremental (quadrature) encoder, light duty, 5 VDC, radial exit, line driver (differential) output, 800 ppr, 6mm solid shaft, 38mm diameter body, IP40, 6.5ft/2m cable length, pigtail. | Stock | 97 | 111
TRD-SH1000AD | Koyo incremental (quadrature) encoder, light duty, 5-12 VDC, radial exit, NPN open collector output, 1000 ppr, 8mm hollow shaft, 38mm diameter body, IP40, 6.5ft/2m cable length, pigtail. | Stock | 99 | 113
TRD-SH1000-BD | Koyo incremental (quadrature) encoder, light duty, 12-24 VDC, radial exit, NPN open collector output, 1000 ppr, 8mm hollow shaft, 38mm diameter body, IP40, 6.5ft/2m cable length, pigtail. | Stock | 99 | 113
TRD-SH1000-VD | Koyo incremental (quadrature) encoder, light duty, 5 VDC, radial exit, line driver (differential) output, 1000 ppr, 8mm hollow shaft, 38mm diameter body, IP40, 6.5ft/2m cable length, pigtail. | Stock | 99 | 113
TRD-SH100AD | Koyo incremental (quadrature) encoder, light duty, 5-12 VDC, radial exit, NPN open collector output, 100 ppr, 8mm hollow shaft, 38mm diameter body, IP40, 6.5ft/2m cable length, pigtail. | Stock | 99 | 113
TRD-SH100-BD | Koyo incremental (quadrature) encoder, light duty, 12-24 VDC, radial exit, NPN open collector output, 100 ppr, 8mm hollow shaft, 38mm diameter body, IP40, 6.5ft/2m cable length, pigtail. | Stock | 99 | 113
TRD-SH100-VD | Koyo incremental (quadrature) encoder, light duty, 5 VDC, radial exit, line driver (differential) output, 100 ppr, 8mm hollow shaft, 38mm diameter body, IP40, 6.5ft/2m cable length, pigtail. | Stock | 99 | 113
TRD-SH1024AD | Koyo incremental (quadrature) encoder, light duty, 5-12 VDC, radial exit, NPN open collector output, 1024 ppr, 8mm hollow shaft, 38mm diameter body, IP40, 6.5ft/2m cable length, pigtail. | Stock | 99 | 113
TRD-SH1024BD | Koyo incremental (quadrature) encoder, light duty, 12-24 VDC, radial exit, NPN open collector output, 1024 ppr, 8mm hollow shaft, 38mm diameter body, IP40, 6.5ft/2m cable length, pigtail. | Stock | 99 | 113
TRD-SH1024VD | Koyo incremental (quadrature) encoder, light duty, 5 VDC, radial exit, line driver (differential) output, 1024 ppr, 8mm hollow shaft, 38mm diameter body, IP40, 6.5ft/2m cable length, pigtail. | Stock | 99 | 113
TRD-SH1200BD | Koyo incremental (quadrature) encoder, light duty, 12-24 VDC, radial exit, NPN open collector output, 1200 ppr, 8mm hollow shaft, 38mm diameter body, IP40, 6.5ft/2m cable length, pigtail. | Stock | 104 | 119
TRD-SH1200VD | Koyo incremental (quadrature) encoder, light duty, 5 VDC, radial exit, line driver (differential) output, 1200 ppr, 8mm hollow shaft, 38mm diameter body, IP40, 6.5ft/2m cable length, pigtail. | Stock | 104 | 119
TRD-SH2000BD | Koyo incremental (quadrature) encoder, light duty, 12-24 VDC, radial exit, NPN open collector output, 2000 ppr, 8mm hollow shaft, 38mm diameter body, IP40, 6.5ft/2m cable length, pigtail. | Stock | 104 | 119
TRD-SH2000VD | Koyo incremental (quadrature) encoder, light duty, 5 VDC, radial exit, line driver (differential) output, 2000 ppr, 8mm hollow shaft, 38mm diameter body, IP40, 6.5ft/2m cable length, pigtail. | Stock | 104 | 119
TRD-SH200BD | Koyo incremental (quadrature) encoder, light duty, 12-24 VDC, radial exit, NPN open collector output, 200 ppr, 8mm hollow shaft, 38mm diameter body, IP40, 6.5ft/2m cable length, pigtail. | Stock | 99 | 113
TRD-SH200VD | Koyo incremental (quadrature) encoder, light duty, 5 VDC, radial exit, line driver (differential) output, 200 ppr, 8mm hollow shaft, 38mm diameter body, IP40, 6.5ft/2m cable length, pigtail. | Stock | 99 | 113
TRD-SH2500AD | Koyo incremental (quadrature) encoder, light duty, 5-12 VDC, radial exit, NPN open collector output, 2500 ppr, 8mm hollow shaft, 38mm diameter body, IP40, 6.5ft/2m cable length, pigtail. | Stock | 104 | 119
TRD-SH2500-BD | Koyo incremental (quadrature) encoder, light duty, 12-24 VDC, radial exit, NPN open collector output, 2500 ppr, 8mm hollow shaft, 38mm diameter body, IP40, 6.5ft/2m cable length, pigtail. | Stock | 104 | 119
TRD-SH2500-VD | Koyo incremental (quadrature) encoder, light duty, 5 VDC, radial exit, line driver (differential) output, 2500 ppr, 8mm hollow shaft, 38mm diameter body, IP40, 6.5ft/2m cable length, pigtail. | Stock | 104 | 119
TRD-SH250BD | Koyo incremental (quadrature) encoder, light duty, 12-24 VDC, radial exit, NPN open collector output, 250 ppr, 8mm hollow shaft, 38mm diameter body, IP40, 6.5ft/2m cable length, pigtail. | Stock | 99 | 113
TRD-SH250VD | Koyo incremental (quadrature) encoder, light duty, 5 VDC, radial exit, line driver (differential) output, 250 ppr, 8mm hollow shaft, 38mm diameter body, IP40, 6.5ft/2m cable length, pigtail. | Stock | 99 | 113
TRD-SH300BD | Koyo incremental (quadrature) encoder, light duty, 12-24 VDC, radial exit, NPN open collector output, 300 ppr, 8mm hollow shaft, 38mm diameter body, IP40, 6.5ft/2m cable length, pigtail. | Stock | 99 | 113
TRD-SH300VD | Koyo incremental (quadrature) encoder, light duty, 5 VDC, radial exit, line driver (differential) output, 300 ppr, 8mm hollow shaft, 38mm diameter body, IP40, 6.5ft/2m cable length, pigtail. | Stock | 99 | 113
TRD-SH360AD | Koyo incremental (quadrature) encoder, light duty, 5-12 VDC, radial exit, NPN open collector output, 360 ppr, 8mm hollow shaft, 38mm diameter body, IP40, 6.5ft/2m cable length, pigtail. | Stock | 99 | 113
TRD-SH360-BD | Koyo incremental (quadrature) encoder, light duty, 12-24 VDC, radial exit, NPN open collector output, 360 ppr, 8mm hollow shaft, 38mm diameter body, IP40, 6.5ft/2m cable length, pigtail. | Stock | 99 | 113
TRD-SH360-VD | Koyo incremental (quadrature) encoder, light duty, 5 VDC, radial exit, line driver (differential) output, 360 ppr, 8mm hollow shaft, 38mm diameter body, IP40, 6.5ft/2m cable length, pigtail. | Stock | 99 | 113
TRD-SH400BD | Koyo incremental (quadrature) encoder, light duty, 12-24 VDC, radial exit, NPN open collector output, 400 ppr, 8mm hollow shaft, 38mm diameter body, IP40, 6.5ft/2m cable length, pigtail. | Stock | 99 | 113
TRD-SH400VD | Koyo incremental (quadrature) encoder, light duty, 5 VDC, radial exit, line driver (differential) output, 400 ppr, 8mm hollow shaft, 38mm diameter body, IP40, 6.5ft/2m cable length, pigtail. | Stock | 99 | 113
TRD-SH500AD | Koyo incremental (quadrature) encoder, light duty, 5-12 VDC, radial exit, NPN open collector output, 500 ppr, 8mm hollow shaft, 38mm diameter body, IP40, 6.5ft/2m cable length, pigtail. | Stock | 99 | 113
TRD-SH500-BD | Koyo incremental (quadrature) encoder, light duty, 12-24 VDC, radial exit, NPN open collector output, 500 ppr, 8mm hollow shaft, 38mm diameter body, IP40, 6.5ft/2m cable length, pigtail. | Stock | 99 | 113
TRD-SH500-VD | Koyo incremental (quadrature) encoder, light duty, 5 VDC, radial exit, line driver (differential) output, 500 ppr, 8mm hollow shaft, 38mm diameter body, IP40, 6.5ft/2m cable length, pigtail. | Stock | 99 | 113
TRD-SH600BD | Koyo incremental (quadrature) encoder, light duty, 12-24 VDC, radial exit, NPN open collector output, 600 ppr, 8mm hollow shaft, 38mm diameter body, IP40, 6.5ft/2m cable length, pigtail. | Stock | 99 | 113
TRD-SH600VD | Koyo incremental (quadrature) encoder, light duty, 5 VDC, radial exit, line driver (differential) output, 600 ppr, 8mm hollow shaft, 38mm diameter body, IP40, 6.5ft/2m cable length, pigtail. | Stock | 99 | 113
TRD-SH800BD | Koyo incremental (quadrature) encoder, light duty, 12-24 VDC, radial exit, NPN open collector output, 800 ppr, 8mm hollow shaft, 38mm diameter body, IP40, 6.5ft/2m cable length, pigtail. | Stock | 99 | 113
TRD-SH800VD | Koyo incremental (quadrature) encoder, light duty, 5 VDC, radial exit, line driver (differential) output, 800 ppr, 8mm hollow shaft, 38mm diameter body, IP40, 6.5ft/2m cable length, pigtail. | Stock | 99 | 113
TRD-SH-BKT | Koyo flexible mounting bracket, replacement. For use with Koyo TRD-SH series hollow shaft encoders. | Stock | 5.5 | 5.75
TRM-10-D-120AD | ProSense multi-mode relay timer, LED indicator(s), 0.05 seconds to 999 hours selectable timing range, 120 VAC/VDC operating voltage, (1) DPDT timed relay output(s), socket mount, 11-pin. | Stock | 63
TRM-10-D-24AD | ProSense multi-mode relay timer, LED indicator(s), 0.05 seconds to 999 hours selectable timing range, 24 VAC/VDC operating voltage, (1) DPDT timed relay output(s), socket mount, 11-pin. | Stock | 63
TRM-16-D-120AD | ProSense multi-mode relay timer, LED indicator(s), 0.05 seconds to 10,230 hours selectable timing range, 120 VAC/VDC operating voltage, (1) DPDT timed relay output(s), socket mount, 11-pin. | Stock | 81
TRM-16-D-24AD | ProSense multi-mode relay timer, LED indicator(s), 0.05 seconds to 10,230 hours selectable timing range, 24 VAC/VDC operating voltage, (1) DPDT timed relay output(s), socket mount, 11-pin. | Stock | 81
TRM-8-D-240AD | ProSense multi-mode relay timer, 0.05 seconds to 100 hours selectable timing range, 24-240 VAC and 12-125 VDC operating voltage, (1) DPDT timed relay output(s), socket mount, 11-pin. | Stock | 59
TRS-TD-D-120AD | ProSense off-delay relay timer, 0.05 seconds to 30 minutes selectable timing range, 120 VAC/VDC operating voltage, (1) DPDT timed relay output(s), socket mount, 8-pin. | Stock | 61
TRS-TD-D-24AD | ProSense off-delay relay timer, 0.05 seconds to 30 minutes selectable timing range, 24 VAC/VDC operating voltage, (1) DPDT timed relay output(s), socket mount, 8-pin. | Stock | 61
TS12-260 | NITRA thread sealing tape, 1/2 x 260in, PTFE. | Stock | 3.75 | 4
TS96 | Hammond hook-and-loop tie strap, 1/2in wide x 96in long. | Stock | 13.25 | 13.5
TSB | WEG Electric field installable short circuit alarm contact, left side mount, (2) N.O./(2) N.C. contact(s), 2.5A @300 VAC/1A @ 300 VDC, screw terminal. For use with MPW40 series manual motor protectors. | Stock | 14.25 | 15
TSCREW1032-100 | Hammond thumb screw, #10-32 UNF x 0.625in, Phillips/slotted combo knurled head, carbon steel, black oxide finish. Package of 100. Nylon washer included. | Stock | 78 | 80
TSCREW1032-25 | Hammond thumb screw, #10-32 UNF x 0.625in, Phillips/slotted combo knurled head, carbon steel, black oxide finish. Package of 25. Nylon washer included. | Stock | 23.5 | 24
TSCREW1032-50 | Hammond thumb screw, #10-32 UNF x 0.625in, Phillips/slotted combo knurled head, carbon steel, black oxide finish. Package of 50. Nylon washer included. | Stock | 42 | 43
TSDA25N-0P-0284-H | ProSense temperature switch, integral Pt1000 RTD, -4 to 284 deg F, 50mm insertion length, 6mm probe diameter, 1/4in male NPT process connection, Output: switch PNP, N.O./N.C. complementary. | Stock | 96 | 103
TSDA25N-AP-0284-H | ProSense temperature switch, integral Pt1000 RTD, -13 to 284 deg F, 50mm insertion length, 6mm probe diameter, 1/4in male NPT process connection, Output: switch PNP, N.O., Output 2: switch PNP, N.O. | Stock | 96 | 103
TSH-0506G-1 | Iboco TSH series solid wire duct, 0.5in width, 0.625in height, 6.5ft/2m length, gray. Cover included. | Stock | 14 | 15
TSH-1010G-1 | Iboco TSH series solid wire duct, 1in width, 1in height, 6.5ft/2m length, gray. Cover included. | Stock | 17.5 | 19
TSH-1015G-1 | Iboco TSH series solid wire duct, 1in width, 1.5in height, 6.5ft/2m length, gray. Cover included. | Stock | 21.5 | 23.5
TSH-1515G-1 | Iboco TSH series solid wire duct, 1.5in width, 1.5in height, 6.5ft/2m length, gray. Cover included. | Stock | 23.5 | 25.5
TSH-2222G-1 | Iboco TSH series solid wire duct, 2.25in width, 2.25in height, 6.5ft/2m length, gray. Cover included. | Stock | 27 | 29
TSH-2230G-1 | Iboco TSH series solid wire duct, 2.25in width, 3in height, 6.5ft/2m length, gray. Cover included. | Stock | 33 | 35.5
TSH-3030G-1 | Iboco TSH series solid wire duct, 3in width, 3in height, 6.5ft/2m length, gray. Cover included. | Stock | 41.5 | 45
TSH-4040G-1 | Iboco TSH series solid wire duct, 4in width, 4in height, 6.5ft/2m length, gray. Cover included. | Stock | 53 | 57
TTD-20-N40160F-H | ProSense temperature transmitter, isolated, Pt100 RTD input, -40 to 160 deg F fixed, 4-20 mA output, 20 to 32 VDC operating voltage, 4-pin M12 quick-disconnect. | Stock | 71 | 76
TTD-20-N40300F-H | ProSense temperature transmitter, isolated, Pt100 RTD input, -40 to 300 deg F fixed, 4-20 mA output, 20 to 32 VDC operating voltage, 4-pin M12 quick-disconnect. | Stock | 71 | 76
TTP040 | Quadritalia OKK series roof panel filler plate, 400mm, carbon steel, RAL 7035 light gray, powder coat finish. | Stock | 7 | 9.25
TTP060 | Quadritalia OKK series roof panel filler plate, 600mm, carbon steel, RAL 7035 light gray, powder coat finish. | Stock | 8 | 9.75
TTP080 | Quadritalia OKK series roof panel filler plate, 800mm, carbon steel, RAL 7035 light gray, powder coat finish. | Stock | 9 | 11.75
TU14 | NITRA pneumatic U-tube, polyamide, 1/4in. For use with push-to-connect fittings. | Stock | 3
TU1-C0-0E | Micro Detectors ultrasonic proximity sensor, tubular, 30mm diameter x 124mm body, polybutylene terephthalate housing, PNP, N.O. output, 300-2500mm sensing distance, 1 Hz switching frequency, IP67, 4-pin M12 quick-disconnect. | Stock | 343 | 357
TU1-C1-0E | Micro Detectors ultrasonic proximity sensor, tubular, 30mm diameter x 124mm body, polybutylene terephthalate housing, 0-10 VDC analog output, 300-2500mm sensing distance, IP67, 4-pin M12 quick-disconnect. | Stock | 343 | 357
TU516 | NITRA pneumatic U-tube, polyamide, 5/16in (8mm). For use with push-to-connect fittings. | Stock | 3
TV08-005-4X | Stratus vortex cooler, 500 BTUH (147W), 8 SCFM (227 SLPM), stainless steel body. For use with NEMA 4, NEMA 4X and NEMA 12 enclosures. Distribution tube and muffler included. | Stock | 320 | 333
TV08-G | Stratus vortex generator, replacement, 500 BTUH (147W), 8 SCFM (227 SLPM), polypropylene, white. For use with all Stratus vortex coolers. | Stock | 8.75 | 9
TV10-006-4X | Stratus vortex cooler, 600 BTUH (176W), 10 SCFM (283 SLPM), stainless steel body. For use with NEMA 4, NEMA 4X and NEMA 12 enclosures. Distribution tube and muffler included. | Stock | 320 | 333
TV10-G | Stratus vortex generator, replacement, 600 BTUH (176W), 10 SCFM (283 SLPM), polypropylene, orange. For use with all Stratus vortex coolers. | Stock | 8.75 | 9
TV15-010-4X | Stratus vortex cooler, 1000 BTUH (293W), 15 SCFM (425 SLPM), stainless steel body. For use with NEMA 4, NEMA 4X and NEMA 12 enclosures. Distribution tube and muffler included. | Stock | 320 | 333
TV15-G | Stratus vortex generator, replacement, 1000 BTUH (293W), 15 SCFM (425 SLPM), polypropylene, red. For use with all Stratus vortex coolers. | Stock | 8.75 | 9
TV25-018-4X | Stratus vortex cooler, 1800 BTUH (528W), 25 SCFM (708 SLPM), stainless steel body. For use with NEMA 4, NEMA 4X and NEMA 12 enclosures. Distribution tube and muffler included. | Stock | 320 | 333
TV25-G | Stratus vortex generator, replacement, 1800 BTUH (528W), 25 SCFM (708 SLPM), polypropylene, blue. For use with all Stratus vortex coolers. | Stock | 8.75 | 9
TV35-025-4X | Stratus vortex cooler, 2500 BTUH (732W), 35 SCFM (991 SLPM), stainless steel body. For use with NEMA 4, NEMA 4X and NEMA 12 enclosures. Distribution tube and muffler included. | Stock | 320 | 333
TV35-G | Stratus vortex generator, replacement, 2500 BTUH (732W), 35 SCFM (991 SLPM), polypropylene, yellow. For use with all Stratus vortex coolers. | Stock | 8.75 | 9
TVACC-MUFFLER | Stratus muffler, replacement, polypropylene. For use with all Stratus vortex coolers. | Stock | 12 | 12.5
TVACC-TS | Stratus taper sleeve, replacement, brass. For use with all Stratus vortex coolers. | Stock | 14.5 | 15
TVACC-TUBE | Stratus distribution tube, replacement, flexible PVC. For use with all Stratus vortex coolers. | Stock | 12 | 12.5
TVK08-005-4X-120A | Stratus vortex cooler kit, 500 BTUH (147W), 8 SCFM (227 SLPM), 120 VAC operating voltage. | Stock | 437 | 453
TVK08-005-4X-24D | Stratus vortex cooler kit, 500 BTUH (147W), 8 SCFM (227 SLPM), 24 VDC operating voltage. | Stock | 437 | 453
TVK10-006-4X-120A | Stratus vortex cooler kit, 600 BTUH (176W), 10 SCFM (283 SLPM), 120 VAC operating voltage. | Stock | 437 | 453
TVK10-006-4X-24D | Stratus vortex cooler kit, 600 BTUH (176W), 10 SCFM (283 SLPM), 24 VDC operating voltage. | Stock | 437 | 453
TVK15-010-4X-120A | Stratus vortex cooler kit, 1000 BTUH (293W), 15 SCFM (425 SLPM), 120 VAC operating voltage. | Stock | 437 | 453
TVK15-010-4X-24D | Stratus vortex cooler kit, 1000 BTUH (293W), 15 SCFM (425 SLPM), 24 VDC operating voltage. | Stock | 437 | 453
TVK25-018-4X-120A | Stratus vortex cooler kit, 1800 BTUH (528W), 25 SCFM (708 SLPM), 120 VAC operating voltage. | Stock | 437 | 453
TVK25-018-4X-24D | Stratus vortex cooler kit, 1800 BTUH (528W), 25 SCFM (708 SLPM), 24 VDC operating voltage. | Stock | 437 | 453
TVK35-025-4X-120A | Stratus vortex cooler kit, 2500 BTUH (732W), 35 SCFM (991 SLPM), 120 VAC operating voltage. | Stock | 437 | 453
TVK35-025-4X-24D | Stratus vortex cooler kit, 2500 BTUH (732W), 35 SCFM (991 SLPM), 24 VDC operating voltage. | Stock | 437 | 453
TW025-01 | ProSense thermowell, 1/2in female NPT probe connection, 1/2in male NPT process connection, 304 stainless steel body, 2-3/4in overall length, 0.260in bore. | Stock | 26 | 27
TW025-03 | ProSense thermowell, 1/2in female NPT probe connection, 1/2in male NPT process connection, 316 stainless steel body, 2-3/4in overall length, 0.260in bore. | Stock | 29.5 | 30.5
TW04-01 | ProSense thermowell, 1/2in female NPT probe connection, 1/2in male NPT process connection, 304 stainless steel body, 4-1/4in overall length, 0.260in bore. | Stock | 26 | 27
TW04-02 | ProSense thermowell, 1/2in female NPT probe connection, 3/4in male NPT process connection, 304 stainless steel body, 4-1/4in overall length, 0.260in bore. | Stock | 26 | 27
TW04-03 | ProSense thermowell, 1/2in female NPT probe connection, 1/2in male NPT process connection, 316 stainless steel body, 4-1/4in overall length, 0.260in bore. | Stock | 35 | 36.5
TW04-04 | ProSense thermowell, 1/2in female NPT probe connection, 3/4in male NPT process connection, 316 stainless steel body, 4-1/4in overall length, 0.260in bore. | Stock | 35 | 36.5
TW06-01 | ProSense thermowell, 1/2in female NPT probe connection, 1/2in male NPT process connection, 304 stainless steel body, 6-1/4in overall length, 0.260in bore. | Stock | 36 | 37.5
TW06-02 | ProSense thermowell, 1/2in female NPT probe connection, 3/4in male NPT process connection, 304 stainless steel body, 6-1/4in overall length, 0.260in bore. | Stock | 36 | 37.5
TW06-03 | ProSense thermowell, 1/2in female NPT probe connection, 1/2in male NPT process connection, 316 stainless steel body, 6-1/4in overall length, 0.260in bore. | Stock | 45.5 | 47.5
TW06-04 | ProSense thermowell, 1/2in female NPT probe connection, 3/4in male NPT process connection, 316 stainless steel body, 6-1/4in overall length, 0.260in bore. | Stock | 45.5 | 47.5
TW09-01 | ProSense thermowell, 1/2in female NPT probe connection, 1/2in male NPT process connection, 304 stainless steel body, 9-1/4in overall length, 0.260in bore. | Stock | 58 | 60
TW09-03 | ProSense thermowell, 1/2in female NPT probe connection, 1/2in male NPT process connection, 316 stainless steel body, 9-1/4in overall length, 0.260in bore. | Stock | 67 | 70
TW12-01 | ProSense thermowell, 1/2in female NPT probe connection, 1/2in male NPT process connection, 304 stainless steel body, 12-1/4in overall length, 0.260in bore. | Stock | 60 | 62
TW12-02 | ProSense thermowell, 1/2in female NPT probe connection, 3/4in male NPT process connection, 304 stainless steel body, 12-1/4in overall length, 0.260in bore. | Stock | 60 | 62
TW12-03 | ProSense thermowell, 1/2in female NPT probe connection, 1/2in male NPT process connection, 316 stainless steel body, 12-1/4in overall length, 0.260in bore. | Stock | 77 | 80
TW12-04 | ProSense thermowell, 1/2in female NPT probe connection, 3/4in male NPT process connection, 316 stainless steel body, 12-1/4in overall length, 0.260in bore. | Stock | 77 | 80
TW201610HWT | AttaBox Triton series enclosure, NEMA 1/3/3R/4X/12, 20 x 16 x 10in (HxWxD), wall mount, fiberglass reinforced polyester, gray, single-door, (2) twist-lock latches, padlock hasp and staple, SAR acrylic window. | from vendor up to 5 business days | 1074 | 1265
TW241210HWT | AttaBox Triton series enclosure, NEMA 1/3/3R/4X/12, 24 x 12 x 10in (HxWxD), wall mount, fiberglass reinforced polyester, gray, single-door, (2) twist-lock latches, padlock hasp and staple, SAR acrylic window. | from vendor up to 5 business days | 1204 | 1418
TW24208HWT | AttaBox Triton series enclosure, NEMA 1/3/3R/4X/12, 24 x 20 x 8in (HxWxD), wall mount, fiberglass reinforced polyester, gray, single-door, (4) twist-lock latches, padlock hasp and staple, SAR acrylic window. | from vendor up to 5 business days | 1299 | 1530
TW242410HWT | AttaBox Triton series enclosure, NEMA 1/3/3R/4X/12, 24 x 24 x 10in (HxWxD), wall mount, fiberglass reinforced polyester, gray, single-door, (4) twist-lock latches, padlock hasp and staple, SAR acrylic window. | from vendor up to 5 business days | 1494 | 1759
TW30208HWT | AttaBox Triton series enclosure, NEMA 1/3/3R/4X/12, 30 x 20 x 8in (HxWxD), wall mount, fiberglass reinforced polyester, gray, single-door, (5) twist-lock latches, padlock hasp and staple, SAR acrylic window. | from vendor up to 5 business days | 1548 | 1822
TW302410HWT | AttaBox Triton series enclosure, NEMA 1/3/3R/4X/12, 30 x 24 x 10in (HxWxD), wall mount, fiberglass reinforced polyester, gray, single-door, (5) twist-lock latches, padlock hasp and staple, SAR acrylic window. | from vendor up to 5 business days | 1603 | 1888
TW363012HWT | AttaBox Triton series enclosure, NEMA 1/3/3R/4X/12, 36 x 30 x 12in (HxWxD), wall mount, fiberglass reinforced polyester, gray, single-door, (5) twist-lock latches, padlock hasp and staple, SAR acrylic window. | from vendor up to 5 business days | 2278 | 2683
TW483612HWT | AttaBox Triton series enclosure, NEMA 1/3/3R/4X/12, 48 x 36 x 12in (HxWxD), wall mount, fiberglass reinforced polyester, gray, single-door, (10) twist-lock latches, padlock hasp and staple, SAR acrylic window. | from vendor up to 5 business days | 3933 | 4631
TW-DB-ADT-MAG | Wera Rapidaptor driver bit adapter, 1/4in drive, overall length 2-1/4in, ring magnet. Manufacturer part number: 052490. | Stock | 18.75 | 20.5
TW-DB-PH-1 | Wera #1 Phillips driver bit, 70mm bit length, 1/4in drive, hexagonal. Package of 10. Manufacturer part number: 059755. | Stock | 12.5 | 13.5
TW-DB-PH-2 | Wera #2 Phillips driver bit, 70mm bit length, 1/4in drive, hexagonal. Package of 10. Manufacturer part number: 059770. | Stock | 11.5 | 12.5
TW-DB-SET-28R | Wera Bit-Check driver bit set with Zyklop Mini bit ratchet, 31 pieces, 1/4in hex socket drive, SAE. Manufacturer part number: 346293. | Stock | 72 | 78
TW-DB-SET-SD1 | Wera Kraftform Kompakt series driver bit set with screwdriver, 8 pieces, 1/4in hex socket drive. Manufacturer part number: 051024. | Stock | 40 | 43.5
TW-DB-SL-1 | Wera 3.0mm slotted driver bit, 50mm bit length, 1/4in drive, hexagonal. Package of 10. Manufacturer part number: 059305. | Stock | 29 | 31.5
TW-HK-SET-MM | Wera L-key hexdriver set, 9 pieces, metric. Manufacturer part number: 022086. Includes metric sizes 1.5, 2, 2.5, 3, 4, 5, 6, 8 and 10mm. | Stock | 12 | 13
TW-HK-SET-STD | Wera L-key hexdriver set, 13 pieces, imperial. Manufacturer part number: 021728. Includes imperial sizes 0.05, 1/16, 5/64, 3/32, 7/64, 1/8, 9/64, 5/32, 3/16, 7/32, 1/4, 5/16 and 3/8in. | Stock | 21 | 23
TW-SD-MPH-1 | Wera #0 Phillips miniature screwdriver, 60mm (2.36in) blade length, extra-durable black point tip. Manufacturer part number: 118022. | Stock | 3.5 | 3.75
TW-SD-MSL-1 | Wera 2.0mm slotted miniature screwdriver, 60mm (2.36in) blade length, extra-durable black point tip. Manufacturer part number: 118006. | Stock | 3.25 | 3.5
TW-SD-MSL-2 | Wera 2.5mm slotted miniature screwdriver, 80mm (3.15in) blade length, extra-durable black point tip. Manufacturer part number: 118008. | Stock | 3.25 | 3.5
TW-SD-MSL-3 | Wera 3.0mm slotted miniature screwdriver, 80mm (3.15in) blade length, extra-durable black point tip. Manufacturer part number: 118010. | Stock | 3.5 | 3.75
TW-SD-PH-1 | Wera #1 Phillips screwdriver, 80mm (3.15in) blade length, laser-etched non-slip tip, Kraftform ergonomic handle. Manufacturer part number: 008710. | Stock | 6 | 6.5
TW-SD-PH-2 | Wera #2 Phillips screwdriver, 100mm (3.94in) blade length, laser-etched non-slip tip, Kraftform ergonomic handle. Manufacturer part number: 008720. | Stock | 8.5 | 9.25
TW-SD-PH-3 | Wera #0 Phillips screwdriver, 60mm (2.36in) blade length, extra-durable black point tip, Kraftform ergonomic handle. Manufacturer part number: 008705. | Stock | 4.5 | 5
TW-SD-SET-1 | Wera Kraftform Plus 300 series screwdriver set, 6 pieces. Manufacturer part number: 105650. | Stock | 31.5 | 34.5
TW-SD-SET-2 | Wera Kraftform Plus 100 VDE series insulated screwdriver set, 6 pieces, 1000V insulation rating. Manufacturer part number: 006145. | Stock | 36.5 | 40
TW-SD-SET-3 | Wera Kraftform Micro series miniature screwdriver set, 6 pieces. Manufacturer part number: 118150. | Stock | 26.5 | 29
TW-SD-SL-1 | Wera 3.0mm slotted screwdriver, 80mm (3.15in) blade length, extra-durable black point tip, Kraftform ergonomic handle. Manufacturer part number: 110001. | Stock | 2.75 | 5.5
TW-SD-SL-2 | Wera 4.0mm slotted screwdriver, 100mm (3.94in) blade length, laser-etched non-slip tip, Kraftform ergonomic handle. Manufacturer part number: 110004. | Stock | 4 | 4.25
TW-SD-SL-3 | Wera 5.5mm slotted screwdriver, 125mm (4.92in) blade length, laser-etched non-slip tip, Kraftform ergonomic handle. Manufacturer part number: 110007. | Stock | 6.75 | 7.25
TW-SD-SL-4 | Wera 6.5mm slotted screwdriver, 150mm (5.91in) blade length, laser-etched non-slip tip, Kraftform ergonomic handle. Manufacturer part number: 110010. | Stock | 8.75 | 10
TW-SD-VDE-7 | Wera Kraftform Kompakt VDE series insulated screwdriver set with interchangeable blades, 7 pieces, 1000V insulation rating. Manufacturer part number: 003470. | Stock | 38.5 | 42
TW-SD-VPH-1 | Wera #1 Phillips screwdriver, 1000V insulation rating, 80mm (3.15in) blade length, laser-etched non-slip tip, Kraftform ergonomic handle. Manufacturer part number: 006152. | Stock | 7.25 | 8
TW-SD-VPH-2 | Wera #2 Phillips screwdriver, 1000V insulation rating, 100mm (3.94in) blade length, laser-etched non-slip tip, Kraftform ergonomic handle. Manufacturer part number: 006154. | Stock | 9.5 | 10.5
TW-SD-VSL-1 | Wera 2.5mm slotted screwdriver, 1000V insulation rating, 80mm (3.15in) blade length, Kraftform ergonomic handle. Manufacturer part number: 006100. | Stock | 4.75 | 5.25
TW-SD-VSL-2 | Wera 3.0mm slotted screwdriver, 1000V insulation rating, 100mm (3.94in) blade length, Kraftform ergonomic handle. Manufacturer part number: 006105. | Stock | 5 | 5.5
TW-SD-VSL-3 | Wera 4.0mm slotted screwdriver, 1000V insulation rating, 100mm (3.94in) blade length, laser-etched non-slip tip, Kraftform ergonomic handle. Manufacturer part number: 006115. | Stock | 6.75 | 7.25
TW-SD-VSL-4 | Wera 5.5mm slotted screwdriver, 1000V insulation rating, 125mm (4.92in) blade length, laser-etched non-slip tip, Kraftform ergonomic handle. Manufacturer part number: 006120. | Stock | 8 | 8.75
TW-TD-11-29 | Wera Kraftform 7400 series adjustable torque screwdriver, 11-29 in-lb set point, +/-6% (DIN EN ISO 6789) accuracy, numerical torque value, audible excess load signal, 1/4in hex socket drive. Manufacturer part number: 074711. | Stock | 84 | 92
TW-TD-2-11 | Wera Kraftform 7400 series adjustable torque screwdriver, 2.5-11.5 in-lb set point, +/-6% (DIN EN ISO 6789) accuracy, numerical torque value, audible excess load signal, 1/4in hex socket drive. Manufacturer part number: 074710. | Stock | 84 | 92
TY-10 | Iboco braided expandable sleeving, 0.37in nominal inside diameter, 0.31-0.86in stretching range, black, 325ft coil. | Stock | 201 | 217
TY-20 | Iboco braided expandable sleeving, 0.75in nominal inside diameter, 0.63-1.37in stretching range, black, 164ft coil. | Stock | 173 | 187
TY3 | Fuji Electric relay remover, package of 10. For use with RS series relays. | Stock | 9.25 | 9.5
TY-30 | Iboco braided expandable sleeving, 1.12in nominal inside diameter, 0.98-1.89in stretching range, black, 164ft coil. | Stock | 248 | 268
TY-5 | Iboco braided expandable sleeving, 0.19in nominal inside diameter, 0.15-0.47in stretching range, black, 325ft coil. | Stock | 108 | 117
TY-50 | Iboco braided expandable sleeving, 2in nominal inside diameter, 1.57-2.82in stretching range, black, 164ft coil. | Stock | 358 | 387
TZ1H26E | Fuji Electric 35mm DIN rail/panel mount adapter, for use with TK26E series thermal overload relays. | Stock | 7.75 | 8.75
U3B10M-8M | NITRA pneumatic push-to-connect fitting, union triple branch, thermoplastic (PBT) body, (2) 10mm tube to (3) 5/16in (8mm) tube connection(s). Package of 5. | Stock | 31.5 | 34.5
U3B14-532 | NITRA pneumatic push-to-connect fitting, union triple branch, thermoplastic (PBT) body, (2) 1/4in tube to (3) 5/32in (4mm) tube connection(s). Package of 5. | Stock | 23.5 | 25.5
U3B38-14 | NITRA pneumatic push-to-connect fitting, union triple branch, thermoplastic (PBT) body, (2) 3/8in tube to (3) 1/4in tube connection(s). Package of 5. | Stock | 30 | 32.5
U3B38-516 | NITRA pneumatic push-to-connect fitting, union triple branch, thermoplastic (PBT) body, (2) 3/8in tube to (3) 5/16in (8mm) tube connection(s). Package of 5. | Stock | 29 | 31.5
U3B516-14 | NITRA pneumatic push-to-connect fitting, union triple branch, thermoplastic (PBT) body, (2) 5/16in (8mm) tube to (3) 1/4in tube connection(s). Package of 5. | Stock | 26 | 28.5
U3B6M-4M | NITRA pneumatic push-to-connect fitting, union triple branch, thermoplastic (PBT) body, (2) 6mm tube to (3) 5/32in (4mm) tube connection(s). Package of 5. | Stock | 22 | 24
U3B8M-6M | NITRA pneumatic push-to-connect fitting, union triple branch, thermoplastic (PBT) body, (2) 5/16in (8mm) tube to (3) 6mm tube connection(s). Package of 5. | Stock | 26 | 28.5
UB10M | NITRA pneumatic push-to-connect fitting, bulkhead union, nickel-plated brass body, (2) 10mm tube connection(s). Package of 5. | Stock | 23 | 25
UB12 | NITRA pneumatic push-to-connect fitting, bulkhead union, nickel-plated brass body, (2) 1/2in tube connection(s). Package of 5. | Stock | 28.5 | 31
UB12M | NITRA pneumatic push-to-connect fitting, bulkhead union, nickel-plated brass body, (2) 12mm tube connection(s). Package of 5. | Stock | 24 | 26
UB12-P | HydroMode potable water push-to-connect fitting, bulkhead union, acetal body, acetal threads, (2) 1/2in tube connection(s), NSF/ANSI 61. Package of 5. | Stock | 13 | 14
UB12-SS | NITRA pneumatic push-to-connect fitting, bulkhead union, 316 stainless steel body, (2) 1/2in tube connection(s). | Stock | 46.5 | 51
UB14 | NITRA pneumatic push-to-connect fitting, bulkhead union, nickel-plated brass body, (2) 1/4in tube connection(s). Package of 5. | Stock | 15.5 | 17
UB14-P | HydroMode potable water push-to-connect fitting, bulkhead union, acetal body, acetal threads, (2) 1/4in tube connection(s), NSF/ANSI 61. Package of 5. | Stock | 10.5 | 11.5
UB14-SS | NITRA pneumatic push-to-connect fitting, bulkhead union, 316 stainless steel body, (2) 1/4in tube connection(s). | Stock | 21.5 | 23.5
UB38 | NITRA pneumatic push-to-connect fitting, bulkhead union, nickel-plated brass body, (2) 3/8in tube connection(s). Package of 5. | Stock | 22.5 | 24.5
UB38-14-P | HydroMode potable water push-to-connect fitting, bulkhead union, acetal body, acetal threads, (1) 3/8in tube to (1) 1/4in tube connection(s), NSF/ANSI 61. Package of 5. | Stock | 10.5 | 11.5
UB38-P | HydroMode potable water push-to-connect fitting, bulkhead union, acetal body, acetal threads, (2) 3/8in tube connection(s), NSF/ANSI 61. Package of 5. | Stock | 12.5 | 13.5
UB38-SS | NITRA pneumatic push-to-connect fitting, bulkhead union, 316 stainless steel body, (2) 3/8in tube connection(s). | Stock | 31 | 34
UB516-P | HydroMode potable water push-to-connect fitting, bulkhead union, acetal body, acetal threads, (2) 5/16in tube connection(s), NSF/ANSI 61. Package of 5. | Stock | 10.5 | 11.5
UB532 | NITRA pneumatic push-to-connect fitting, bulkhead union, nickel-plated brass body, (2) 5/32in (4mm) tube connection(s). Package of 5. | Stock | 14.5 | 16
UB532-P | HydroMode potable water push-to-connect fitting, bulkhead union, acetal body, acetal threads, (2) 5/32in tube connection(s), NSF/ANSI 61. Package of 5. | Stock | 10 | 11
UB532-SS | NITRA pneumatic push-to-connect fitting, bulkhead union, 316 stainless steel body, (2) 5/32in (4mm) tube connection(s). | Stock | 21.5 | 23.5
UB6M | NITRA pneumatic push-to-connect fitting, bulkhead union, nickel-plated brass body, (2) 6mm tube connection(s). Package of 5. | Stock | 15.5 | 17
UB6M-SS | NITRA pneumatic push-to-connect fitting, bulkhead union, 316 stainless steel body, (2) 6mm tube connection(s). | Stock | 21.5 | 23.5
UB8M | NITRA pneumatic push-to-connect fitting, bulkhead union, nickel-plated brass body, (2) 5/16in (8mm) tube connection(s). Package of 5. | Stock | 19 | 20.5
UB8M-SS | NITRA pneumatic push-to-connect fitting, bulkhead union, 316 stainless steel body, (2) 5/16in (8mm) tube connection(s). | Stock | 24 | 26
UBPAKG-P10 | Integra adjustable depth mounting kit, gray. For use with Premium series polycarbonate enclosures. Includes (4) brackets with thumb screws. | Stock | 23 | 24
UC14-P | HydroMode potable water push-to-connect fitting, union cap, acetal body, (1) 1/4in tube connection(s), NSF/ANSI 61. Package of 5. | Stock | 6.25 | 6.75
UC38-P | HydroMode potable water push-to-connect fitting, union cap, acetal body, (1) 3/8in tube connection(s), NSF/ANSI 61. Package of 5. | Stock | 6.5 | 7
UC516-P | HydroMode potable water push-to-connect fitting, union cap, acetal body, (1) 5/16in tube connection(s), NSF/ANSI 61. Package of 5. | Stock | 6.25 | 6.75
UF6925-02-DC8-36 | Dold safety relay, emergency stop and safety gates, 2-channel, 8-36 VDC, (2) N.O. safety output(s), Fixed spring clamp terminals. | Stock | 109 | 113
UF6925-03-DC8-36 | Dold safety relay, emergency stop and safety gates, 2-channel, 8-36 VDC, (3) N.O. safety output(s), Fixed spring clamp terminals. | Stock | 126 | 131
UF6925-22-DC8-36 | Dold safety relay, emergency stop and safety gates, 2-channel, 8-36 VDC, (2) N.O. safety output(s), (1) N.C. monitoring output(s), Fixed spring clamp terminals. | Stock | 126 | 131
UG01-0001-40 | Flowline EchoPod reflective ultrasonic liquid level sensor, 4.9ft (1.5m) sensing range, 4-20 mA or (4) SPST relays, N.O./N.C. selectable, 14-28 VDC operating voltage, 2in male NPT process connection. | Stock | 427 | 450
UG03-0001-40 | Flowline EchoPod reflective ultrasonic liquid level sensor, 9.8ft (3m) sensing range, 4-20 mA or (4) SPST relays, N.O./N.C. selectable, 14-28 VDC operating voltage, 2in male NPT process connection. | Stock | 523 | 550
UG06-0001-00 | Flowline EchoPod reflective ultrasonic liquid level sensor, 19.6ft (6m) sensing range, 4-20mA, 14-28 VDC operating voltage, LCD digital display with pushbuttons, 2in male NPT process connection. | Stock | 712 | 750
UG12-0001-00 | Flowline EchoPod reflective ultrasonic liquid level sensor, 39.3ft (12m) sensing range, 4-20mA, 14-28 VDC operating voltage, LCD digital display with pushbuttons, 3in male NPT process connection. | Stock | 902
UG6929-60PS-100-24 | Dold safety relay extension module, 24 VAC/VDC, (5) N.O. safety output(s), (1) N.C. monitoring output(s), pluggable screw terminals. | Stock | 119 | 124
UG6960-04PS100-300 | Dold safety relay, emergency stop, multi delay functions, 0.1 to 300 seconds, 2-channel, 24 VDC, (2) N.O. and (2) N.O. time delay safety output(s), (1) N.O. and (1) N.O. time delay monitoring output(s), pluggable screw terminals. | Stock | 265 | 276
UG6960-04PS800-300 | Dold safety relay, light curtain controller, multi delay functions, 0.1 to 300 seconds, 2-channel, 24 VDC, (2) N.O. and (2) N.O. time delay safety output(s), (1) N.O. and (1) N.O. time delay monitoring output(s), pluggable screw terminals. | Stock | 265 | 276
UG6961-02PS100-300 | Dold safety relay, emergency stop, multi delay functions, 0.1 to 300 seconds, 2-channel, 24 VDC, (2) N.O. time delay safety output(s), (1) N.O. time delay monitoring output(s), pluggable screw terminals. | Stock | 188 | 196
UG6970-04PS-61-24 | Dold safety relay, (2) independent multi-function, 2-channel, 24 VDC, (4) N.O. safety output(s), (2) N.O. monitoring output(s), pluggable screw terminals. | Stock | 271 | 282
UG6980-02PS-61-24 | Dold safety relay, multi-function, 2-channel, 24 VDC, (2) N.O. safety output(s), (1) N.O. monitoring output(s), pluggable screw terminals. | Stock | 176 | 183
UH6932-02PS-010-24 | Dold safety relay, speed monitoring, multi delay functions, (2) PNP sensor inputs, 2-channel, 24 VDC, (2) N.O. safety output(s), (2) N.O. monitoring output(s), pluggable screw terminals. | Stock | 419 | 436
UH6932-02PS-24 | Dold safety relay, speed monitoring, multi delay functions, (2) NPN sensor inputs, 2-channel, 24 VDC, (2) N.O. safety output(s), (2) N.O. monitoring output(s), pluggable screw terminals. | Stock | 419 | 436
UH6937-02PS-100-24 | Dold safety relay, frequency monitoring, multi delay functions, 1 to 1000Hz, 2-channel, 24 VDC, (2) N.O. safety output(s), (2) N.O. monitoring output(s), pluggable screw terminals. | Stock | 480 | 499
UH6937-02PS-24 | Dold safety relay, frequency monitoring, multi delay functions, 1 to 600Hz, 2-channel, 24 VDC, (2) N.O. safety output(s), (2) N.O. monitoring output(s), pluggable screw terminals. | Stock | 480 | 499
UHZ-AN-0A | Micro Detectors ultrasonic proximity sensor, rectangular, 20 x 30 x 12mm body, polybutylene terephthalate housing, NPN, N.O. output, 300mm sensing distance, 150 Hz switching frequency, IP67, pigtail. | Stock | 182 | 189
UHZ-AP-0A | Micro Detectors ultrasonic proximity sensor, rectangular, 20 x 30 x 12mm body, polybutylene terephthalate housing, PNP, N.O. output, 300mm sensing distance, 150 Hz switching frequency, IP67, pigtail. | Stock | 182 | 189
UK1A-G1-0A | Micro Detectors ultrasonic proximity sensor, tubular, 18mm diameter x 83.6mm body, polybutylene terephthalate housing, 0-10 VDC analog output, 50-400mm sensing distance, IP67, pigtail. | Stock | 124 | 129
UK1A-G1-0E | Micro Detectors ultrasonic proximity sensor, tubular, 18mm diameter x 91.6mm body, polybutylene terephthalate housing, 0-10 VDC analog output, 50-400mm sensing distance, IP67, 4-pin M12 quick-disconnect. | Stock | 121 | 126
UK1A-G1-1E | Micro Detectors ultrasonic proximity sensor, tubular, 18mm diameter x 91.6mm body, 316L stainless steel housing, 0-10 VDC analog output, 50-400mm sensing distance, IP67, 4-pin M12 quick-disconnect. | Stock | 130 | 135
UK1A-G2-0A | Micro Detectors ultrasonic proximity sensor, tubular, 18mm diameter x 83.6mm body, polybutylene terephthalate housing, 4-20 mA analog output, 50-400mm sensing distance, IP67, pigtail. | Stock | 124 | 129
UK1A-G2-0E | Micro Detectors ultrasonic proximity sensor, tubular, 18mm diameter x 91.6mm body, polybutylene terephthalate housing, 4-20 mA analog output, 50-400mm sensing distance, IP67, 4-pin M12 quick-disconnect. | Stock | 121 | 126
UK1A-G2-1E | Micro Detectors ultrasonic proximity sensor, tubular, 18mm diameter x 91.6mm body, 316L stainless steel housing, 4-20 mA analog output, 50-400mm sensing distance, IP67, 4-pin M12 quick-disconnect. | Stock | 130 | 135
UK1A-G6-0A | Micro Detectors ultrasonic proximity sensor, tubular, 18mm diameter x 83.6mm body, polybutylene terephthalate housing, PNP, 4-20 mA analog output, N.O./N.C. selectable output, 50-400mm sensing distance, 10 Hz switching frequency, IP67, pigtail. | Stock | 128 | 133
UK1A-G6-0E | Micro Detectors ultrasonic proximity sensor, tubular, 18mm diameter x 91.6mm body, polybutylene terephthalate housing, PNP, 4-20 mA analog output, N.O./N.C. selectable output, 50-400mm sensing distance, 10 Hz switching frequency, IP67, 5-pin M12 quick-disconnect. | Stock | 126 | 131
UK1A-G6-1E | Micro Detectors ultrasonic proximity sensor, tubular, 18mm diameter x 91.6mm body, 316L stainless steel housing, PNP, 4-20 mA analog output, N.O./N.C. selectable output, 50-400mm sensing distance, 10 Hz switching frequency, IP67, 5-pin M12 quick-disconnect. | Stock | 134 | 139
UK1A-G7-0A | Micro Detectors ultrasonic proximity sensor, tubular, 18mm diameter x 83.6mm body, polybutylene terephthalate housing, PNP, 0-10 VDC analog output, N.O./N.C. selectable output, 50-400mm sensing distance, 10 Hz switching frequency, IP67, pigtail. | Stock | 131 | 136
UK1A-G7-0E | Micro Detectors ultrasonic proximity sensor, tubular, 18mm diameter x 91.6mm body, polybutylene terephthalate housing, PNP, 0-10 VDC analog output, N.O./N.C. selectable output, 50-400mm sensing distance, 10 Hz switching frequency, IP67, 5-pin M12 quick-disconnect. | Stock | 130 | 135
UK1A-G7-1E | Micro Detectors ultrasonic proximity sensor, tubular, 18mm diameter x 91.6mm body, 316L stainless steel housing, PNP, 0-10 VDC analog output, N.O./N.C. selectable output, 50-400mm sensing distance, 10 Hz switching frequency, IP67, 5-pin M12 quick-disconnect. | Stock | 134 | 139
UK1A-GN-0A | Micro Detectors ultrasonic proximity sensor, tubular, 18mm diameter x 83.6mm body, polybutylene terephthalate housing, NPN, N.O./N.C. selectable output, 50-400mm sensing distance, 10 Hz switching frequency, IP67, pigtail. | Stock | 116 | 121
UK1A-GN-0E | Micro Detectors ultrasonic proximity sensor, tubular, 18mm diameter x 91.6mm body, polybutylene terephthalate housing, NPN, N.O./N.C. selectable output, 50-400mm sensing distance, 10 Hz switching frequency, IP67, 4-pin M12 quick-disconnect. | Stock | 111 | 115
UK1A-GN-1E | Micro Detectors ultrasonic proximity sensor, tubular, 18mm diameter x 91.6mm body, 316L stainless steel housing, NPN, N.O./N.C. selectable output, 50-400mm sensing distance, 10 Hz switching frequency, IP67, 4-pin M12 quick-disconnect. | Stock | 126 | 131
UK1A-GP-0A | Micro Detectors ultrasonic proximity sensor, tubular, 18mm diameter x 83.6mm body, polybutylene terephthalate housing, PNP, N.O./N.C. selectable output, 50-400mm sensing distance, 10 Hz switching frequency, IP67, pigtail. | Stock | 116 | 121
UK1A-GP-0E | Micro Detectors ultrasonic proximity sensor, tubular, 18mm diameter x 91.6mm body, polybutylene terephthalate housing, PNP, N.O./N.C. selectable output, 50-400mm sensing distance, 10 Hz switching frequency, IP67, 4-pin M12 quick-disconnect. | Stock | 111 | 115
UK1A-GP-1E | Micro Detectors ultrasonic proximity sensor, tubular, 18mm diameter x 91.6mm body, 316L stainless steel housing, PNP, N.O./N.C. selectable output, 50-400mm sensing distance, 10 Hz switching frequency, IP67, 4-pin M12 quick-disconnect. | Stock | 126 | 131
UK1A-GW-0A | Micro Detectors ultrasonic proximity sensor, tubular, 18mm diameter x 83.6mm body, polybutylene terephthalate housing, PNP, (2) N.O./N.C. selectable outputs, 50-400mm sensing distance, 10 Hz switching frequency, IP67, pigtail. | Stock | 124 | 129
UK1A-GW-0E | Micro Detectors ultrasonic proximity sensor, tubular, 18mm diameter x 91.6mm body, polybutylene terephthalate housing, PNP, (2) N.O./N.C. selectable outputs, 50-400mm sensing distance, 10 Hz switching frequency, IP67, 5-pin M12 quick-disconnect. | Stock | 121 | 126
UK1A-GW-1E | Micro Detectors ultrasonic proximity sensor, tubular, 18mm diameter x 91.6mm body, 316L stainless steel housing, PNP, (2) N.O./N.C. selectable outputs, 50-400mm sensing distance, 10 Hz switching frequency, IP67, 5-pin M12 quick-disconnect. | Stock | 132 | 137
UK1C-G1-0A | Micro Detectors ultrasonic proximity sensor, tubular, 18mm diameter x 83.6mm body, polybutylene terephthalate housing, 0-10 VDC analog output, 80-900mm sensing distance, IP67, pigtail. | Stock | 128 | 133
UK1C-G1-0E | Micro Detectors ultrasonic proximity sensor, tubular, 18mm diameter x 91.6mm body, polybutylene terephthalate housing, 0-10 VDC analog output, 80-900mm sensing distance, IP67, 4-pin M12 quick-disconnect. | Stock | 126 | 131
UK1C-G1-1E | Micro Detectors ultrasonic proximity sensor, tubular, 18mm diameter x 91.6mm body, 316L stainless steel housing, 0-10 VDC analog output, 80-900mm sensing distance, IP67, 4-pin M12 quick-disconnect. | Stock | 132 | 137
UK1C-G2-0A | Micro Detectors ultrasonic proximity sensor, tubular, 18mm diameter x 83.6mm body, polybutylene terephthalate housing, 4-20 mA analog output, 80-900mm sensing distance, IP67, pigtail. | Stock | 128 | 133
UK1C-G2-0E | Micro Detectors ultrasonic proximity sensor, tubular, 18mm diameter x 91.6mm body, polybutylene terephthalate housing, 4-20 mA analog output, 80-900mm sensing distance, IP67, 4-pin M12 quick-disconnect. | Stock | 126 | 131
UK1C-G2-1E | Micro Detectors ultrasonic proximity sensor, tubular, 18mm diameter x 91.6mm body, 316L stainless steel housing, 4-20 mA analog output, 80-900mm sensing distance, IP67, 4-pin M12 quick-disconnect. | Stock | 132 | 137
UK1C-G6-0A | Micro Detectors ultrasonic proximity sensor, tubular, 18mm diameter x 83.6mm body, polybutylene terephthalate housing, PNP, 4-20 mA analog output, N.O./N.C. selectable output, 80-900mm sensing distance, 4 Hz switching frequency, IP67, pigtail. | Stock | 135 | 140
UK1C-G6-0E | Micro Detectors ultrasonic proximity sensor, tubular, 18mm diameter x 91.6mm body, polybutylene terephthalate housing, PNP, 4-20 mA analog output, N.O./N.C. selectable output, 80-900mm sensing distance, 4 Hz switching frequency, IP67, 5-pin M12 quick-disconnect. | Stock | 133 | 138
UK1C-G6-1E | Micro Detectors ultrasonic proximity sensor, tubular, 18mm diameter x 91.6mm body, 316L stainless steel housing, PNP, 4-20 mA analog output, N.O./N.C. selectable output, 80-900mm sensing distance, 4 Hz switching frequency, IP67, 5-pin M12 quick-disconnect. | Stock | 138 | 144
UK1C-G7-0A | Micro Detectors ultrasonic proximity sensor, tubular, 18mm diameter x 83.6mm body, polybutylene terephthalate housing, PNP, 0-10 VDC analog output, N.O./N.C. selectable output, 80-900mm sensing distance, 4 Hz switching frequency, IP67, pigtail. | Stock | 135 | 140
UK1C-G7-0E | Micro Detectors ultrasonic proximity sensor, tubular, 18mm diameter x 91.6mm body, polybutylene terephthalate housing, PNP, 0-10 VDC analog output, N.O./N.C. selectable output, 80-900mm sensing distance, 4 Hz switching frequency, IP67, 5-pin M12 quick-disconnect. | Stock | 133 | 138
UK1C-G7-1E | Micro Detectors ultrasonic proximity sensor, tubular, 18mm diameter x 91.6mm body, 316L stainless steel housing, PNP, 0-10 VDC analog output, N.O./N.C. selectable output, 80-900mm sensing distance, 4 Hz switching frequency, IP67, 5-pin M12 quick-disconnect. | Stock | 138 | 144
UK1C-GN-0A | Micro Detectors ultrasonic proximity sensor, tubular, 18mm diameter x 83.6mm body, polybutylene terephthalate housing, NPN, N.O./N.C. selectable output, 80-900mm sensing distance, 4 Hz switching frequency, IP67, pigtail. | Stock | 125 | 130
UK1C-GN-0E | Micro Detectors ultrasonic proximity sensor, tubular, 18mm diameter x 91.6mm body, polybutylene terephthalate housing, NPN, N.O./N.C. selectable output, 80-900mm sensing distance, 4 Hz switching frequency, IP67, 4-pin M12 quick-disconnect. | Stock | 120 | 125
UK1C-GN-1E | Micro Detectors ultrasonic proximity sensor, tubular, 18mm diameter x 91.6mm body, 316L stainless steel housing, NPN, N.O./N.C. selectable output, 80-900mm sensing distance, 4 Hz switching frequency, IP67, 4-pin M12 quick-disconnect. | Stock | 132 | 137
UK1C-GP-0A | Micro Detectors ultrasonic proximity sensor, tubular, 18mm diameter x 83.6mm body, polybutylene terephthalate housing, PNP, N.O./N.C. selectable output, 80-900mm sensing distance, 4 Hz switching frequency, IP67, pigtail. | Stock | 125 | 130
UK1C-GP-0E | Micro Detectors ultrasonic proximity sensor, tubular, 18mm diameter x 91.6mm body, polybutylene terephthalate housing, PNP, N.O./N.C. selectable output, 80-900mm sensing distance, 4 Hz switching frequency, IP67, 4-pin M12 quick-disconnect. | Stock | 120 | 125
UK1C-GP-1E | Micro Detectors ultrasonic proximity sensor, tubular, 18mm diameter x 91.6mm body, 316L stainless steel housing, PNP, N.O./N.C. selectable output, 80-900mm sensing distance, 4 Hz switching frequency, IP67, 4-pin M12 quick-disconnect. | Stock | 132 | 137
UK1C-GW-0A | Micro Detectors ultrasonic proximity sensor, tubular, 18mm diameter x 83.6mm body, polybutylene terephthalate housing, PNP, (2) N.O./N.C. selectable outputs, 80-900mm sensing distance, 4 Hz switching frequency, IP67, pigtail. | Stock | 131 | 136
UK1C-GW-0E | Micro Detectors ultrasonic proximity sensor, tubular, 18mm diameter x 91.6mm body, polybutylene terephthalate housing, PNP, (2) N.O./N.C. selectable outputs, 80-900mm sensing distance, 4 Hz switching frequency, IP67, 5-pin M12 quick-disconnect. | Stock | 128 | 133
UK1C-GW-1E | Micro Detectors ultrasonic proximity sensor, tubular, 18mm diameter x 91.6mm body, 316L stainless steel housing, PNP, (2) N.O./N.C. selectable outputs, 80-900mm sensing distance, 4 Hz switching frequency, IP67, 5-pin M12 quick-disconnect. | Stock | 138 | 144
UK1D-G1-0A | Micro Detectors ultrasonic proximity sensor, tubular, 18mm diameter x 83.6mm body, polybutylene terephthalate housing, 0-10 VDC analog output, 150-1600mm sensing distance, IP67, pigtail. | Stock | 130 | 135
UK1D-G1-0E | Micro Detectors ultrasonic proximity sensor, tubular, 18mm diameter x 91.6mm body, polybutylene terephthalate housing, 0-10 VDC analog output, 150-1600mm sensing distance, IP67, 4-pin M12 quick-disconnect. | Stock | 128 | 133
UK1D-G1-1E | Micro Detectors ultrasonic proximity sensor, tubular, 18mm diameter x 91.6mm body, 316L stainless steel housing, 0-10 VDC analog output, 150-1600mm sensing distance, IP67, 4-pin M12 quick-disconnect. | Stock | 132 | 137
UK1D-G2-0A | Micro Detectors ultrasonic proximity sensor, tubular, 18mm diameter x 83.6mm body, polybutylene terephthalate housing, 4-20 mA analog output, 150-1600mm sensing distance, IP67, pigtail. | Stock | 130 | 135
UK1D-G2-0E | Micro Detectors ultrasonic proximity sensor, tubular, 18mm diameter x 91.6mm body, polybutylene terephthalate housing, 4-20 mA analog output, 150-1600mm sensing distance, IP67, 4-pin M12 quick-disconnect. | Stock | 128 | 133
UK1D-G2-1E | Micro Detectors ultrasonic proximity sensor, tubular, 18mm diameter x 91.6mm body, 316L stainless steel housing, 4-20 mA analog output, 150-1600mm sensing distance, IP67, 4-pin M12 quick-disconnect. | Stock | 132 | 137
UK1D-G6-0A | Micro Detectors ultrasonic proximity sensor, tubular, 18mm diameter x 83.6mm body, polybutylene terephthalate housing, PNP, 4-20 mA analog output, N.O./N.C. selectable output, 150-1600mm sensing distance, 3 Hz switching frequency, IP67, pigtail. | Stock | 135 | 140
UK1D-G6-0E | Micro Detectors ultrasonic proximity sensor, tubular, 18mm diameter x 91.6mm body, polybutylene terephthalate housing, PNP, 4-20 mA analog output, N.O./N.C. selectable output, 150-1600mm sensing distance, 3 Hz switching frequency, IP67, 5-pin M12 quick-disconnect. | Stock | 133 | 138
UK1D-G6-1E | Micro Detectors ultrasonic proximity sensor, tubular, 18mm diameter x 91.6mm body, 316L stainless steel housing, PNP, 4-20 mA analog output, N.O./N.C. selectable output, 150-1600mm sensing distance, 3 Hz switching frequency, IP67, 5-pin M12 quick-disconnect. | Stock | 139 | 145
UK1D-G7-0A | Micro Detectors ultrasonic proximity sensor, tubular, 18mm diameter x 83.6mm body, polybutylene terephthalate housing, PNP, 0-10 VDC analog output, N.O./N.C. selectable output, 150-1600mm sensing distance, 3 Hz switching frequency, IP67, pigtail. | Stock | 132 | 137
UK1D-G7-0E | Micro Detectors ultrasonic proximity sensor, tubular, 18mm diameter x 91.6mm body, polybutylene terephthalate housing, PNP, 0-10 VDC analog output, N.O./N.C. selectable output, 150-1600mm sensing distance, 3 Hz switching frequency, IP67, 5-pin M12 quick-disconnect. | Stock | 130 | 135
UK1D-G7-1E | Micro Detectors ultrasonic proximity sensor, tubular, 18mm diameter x 91.6mm body, 316L stainless steel housing, PNP, 0-10 VDC analog output, N.O./N.C. selectable output, 150-1600mm sensing distance, 3 Hz switching frequency, IP67, 5-pin M12 quick-disconnect. | Stock | 137 | 142
UK1D-GN-0A | Micro Detectors ultrasonic proximity sensor, tubular, 18mm diameter x 83.6mm body, polybutylene terephthalate housing, NPN, N.O./N.C. selectable output, 150-1600mm sensing distance, 3 Hz switching frequency, IP67, pigtail. | Stock | 131 | 136
UK1D-GN-0E | Micro Detectors ultrasonic proximity sensor, tubular, 18mm diameter x 91.6mm body, polybutylene terephthalate housing, NPN, N.O./N.C. selectable output, 150-1600mm sensing distance, 3 Hz switching frequency, IP67, 4-pin M12 quick-disconnect. | Stock | 129 | 134
UK1D-GN-1E | Micro Detectors ultrasonic proximity sensor, tubular, 18mm diameter x 91.6mm body, 316L stainless steel housing, NPN, N.O./N.C. selectable output, 150-1600mm sensing distance, 3 Hz switching frequency, IP67, 4-pin M12 quick-disconnect. | Stock | 134 | 139
UK1D-GP-0A | Micro Detectors ultrasonic proximity sensor, tubular, 18mm diameter x 83.6mm body, polybutylene terephthalate housing, PNP, N.O./N.C. selectable output, 150-1600mm sensing distance, 3 Hz switching frequency, IP67, pigtail. | Stock | 131 | 136
UK1D-GP-0E | Micro Detectors ultrasonic proximity sensor, tubular, 18mm diameter x 91.6mm body, polybutylene terephthalate housing, PNP, N.O./N.C. selectable output, 150-1600mm sensing distance, 3 Hz switching frequency, IP67, 4-pin M12 quick-disconnect. | Stock | 129 | 134
UK1D-GP-1E | Micro Detectors ultrasonic proximity sensor, tubular, 18mm diameter x 91.6mm body, 316L stainless steel housing, PNP, N.O./N.C. selectable output, 150-1600mm sensing distance, 3 Hz switching frequency, IP67, 4-pin M12 quick-disconnect. | Stock | 134 | 139
UK1D-GW-0A | Micro Detectors ultrasonic proximity sensor, tubular, 18mm diameter x 83.6mm body, polybutylene terephthalate housing, PNP, (2) N.O./N.C. selectable outputs, 150-1600mm sensing distance, 3 Hz switching frequency, IP67, pigtail. | Stock | 134 | 139
UK1D-GW-0E | Micro Detectors ultrasonic proximity sensor, tubular, 18mm diameter x 91.6mm body, polybutylene terephthalate housing, PNP, (2) N.O./N.C. selectable outputs, 150-1600mm sensing distance, 3 Hz switching frequency, IP67, 5-pin M12 quick-disconnect. | Stock | 132 | 137
UK1D-GW-1E | Micro Detectors ultrasonic proximity sensor, tubular, 18mm diameter x 91.6mm body, 316L stainless steel housing, PNP, (2) N.O./N.C. selectable outputs, 150-1600mm sensing distance, 3 Hz switching frequency, IP67, 5-pin M12 quick-disconnect. | Stock | 138 | 144
UK1F-G1-0A | Micro Detectors ultrasonic proximity sensor, tubular, 18mm diameter x 83.6mm body, polybutylene terephthalate housing, 0-10 VDC analog output, 200-2200mm sensing distance, 1 Hz switching frequency, IP67, pigtail. | Stock | 145 | 151
UK1F-G1-0E | Micro Detectors ultrasonic proximity sensor, tubular, 18mm diameter x 91.6mm body, polybutylene terephthalate housing, 0-10 VDC analog output, 200-2200mm sensing distance, 1 Hz switching frequency, IP67, 4-pin M12 quick-disconnect. | Stock | 143 | 149
UK1F-G1-1E | Micro Detectors ultrasonic proximity sensor, tubular, 18mm diameter x 91.6mm body, 316L stainless steel housing, 0-10 VDC analog output, 200-2200mm sensing distance, 1 Hz switching frequency, IP67, 4-pin M12 quick-disconnect. | Stock | 147 | 153
UK1F-G2-0A | Micro Detectors ultrasonic proximity sensor, tubular, 18mm diameter x 83.6mm body, polybutylene terephthalate housing, 4-20 mA analog output, 200-2200mm sensing distance, 1 Hz switching frequency, IP67, pigtail. | Stock | 145 | 151
UK1F-G2-0E | Micro Detectors ultrasonic proximity sensor, tubular, 18mm diameter x 91.6mm body, polybutylene terephthalate housing, 4-20 mA analog output, 200-2200mm sensing distance, 1 Hz switching frequency, IP67, 4-pin M12 quick-disconnect. | Stock | 143 | 149
UK1F-G2-1E | Micro Detectors ultrasonic proximity sensor, tubular, 18mm diameter x 91.6mm body, 316L stainless steel housing, 4-20 mA analog output, 200-2200mm sensing distance, 1 Hz switching frequency, IP67, 4-pin M12 quick-disconnect. | Stock | 147 | 153
UK1F-G6-0A | Micro Detectors ultrasonic proximity sensor, tubular, 18mm diameter x 83.6mm body, polybutylene terephthalate housing, PNP, 4-20 mA analog output, N.O./N.C. selectable output, 200-2200mm sensing distance, 2 Hz switching frequency, IP67, pigtail. | Stock | 145 | 151
UK1F-G6-0E | Micro Detectors ultrasonic proximity sensor, tubular, 18mm diameter x 91.6mm body, polybutylene terephthalate housing, PNP, 4-20 mA analog output, N.O./N.C. selectable output, 200-2200mm sensing distance, 2 Hz switching frequency, IP67, 5-pin M12 quick-disconnect. | Stock | 143 | 149
UK1F-G6-1E | Micro Detectors ultrasonic proximity sensor, tubular, 18mm diameter x 91.6mm body, 316L stainless steel housing, PNP, 4-20 mA analog output, N.O./N.C. selectable output, 200-2200mm sensing distance, 2 Hz switching frequency, IP67, 5-pin M12 quick-disconnect. | Stock | 147 | 153
UK1F-G7-0A | Micro Detectors ultrasonic proximity sensor, tubular, 18mm diameter x 83.6mm body, polybutylene terephthalate housing, PNP, 0-10 VDC analog output, N.O./N.C. selectable output, 200-2200mm sensing distance, 2 Hz switching frequency, IP67, pigtail. | Stock | 145 | 151
UK1F-G7-0E | Micro Detectors ultrasonic proximity sensor, tubular, 18mm diameter x 91.6mm body, polybutylene terephthalate housing, PNP, 0-10 VDC analog output, N.O./N.C. selectable output, 200-2200mm sensing distance, 2 Hz switching frequency, IP67, 5-pin M12 quick-disconnect. | Stock | 143 | 149
UK1F-G7-1E | Micro Detectors ultrasonic proximity sensor, tubular, 18mm diameter x 91.6mm body, 316L stainless steel housing, PNP, 0-10 VDC analog output, N.O./N.C. selectable output, 200-2200mm sensing distance, 2 Hz switching frequency, IP67, 5-pin M12 quick-disconnect. | Stock | 147 | 153
UK1F-GN-0A | Micro Detectors ultrasonic proximity sensor, tubular, 18mm diameter x 83.6mm body, polybutylene terephthalate housing, NPN, N.O./N.C. selectable output, 200-2200mm sensing distance, 2 Hz switching frequency, IP67, pigtail. | Stock | 145 | 151
UK1F-GN-0E | Micro Detectors ultrasonic proximity sensor, tubular, 18mm diameter x 91.6mm body, polybutylene terephthalate housing, NPN, N.O./N.C. selectable output, 200-2200mm sensing distance, 2 Hz switching frequency, IP67, 4-pin M12 quick-disconnect. | Stock | 143 | 149
UK1F-GN-1E | Micro Detectors ultrasonic proximity sensor, tubular, 18mm diameter x 91.6mm body, 316L stainless steel housing, NPN, N.O./N.C. selectable output, 200-2200mm sensing distance, 2 Hz switching frequency, IP67, 4-pin M12 quick-disconnect. | Stock | 147 | 153
UK1F-GP-0A | Micro Detectors ultrasonic proximity sensor, tubular, 18mm diameter x 83.6mm body, polybutylene terephthalate housing, PNP, N.O./N.C. selectable output, 200-2200mm sensing distance, 2 Hz switching frequency, IP67, pigtail. | Stock | 145 | 151
UK1F-GP-0E | Micro Detectors ultrasonic proximity sensor, tubular, 18mm diameter x 91.6mm body, polybutylene terephthalate housing, PNP, N.O./N.C. selectable output, 200-2200mm sensing distance, 2 Hz switching frequency, IP67, 4-pin M12 quick-disconnect. | Stock | 143 | 149
UK1F-GP-1E | Micro Detectors ultrasonic proximity sensor, tubular, 18mm diameter x 91.6mm body, 316L stainless steel housing, PNP, N.O./N.C. selectable output, 200-2200mm sensing distance, 2 Hz switching frequency, IP67, 4-pin M12 quick-disconnect. | Stock | 147 | 153
UK1F-GW-0A | Micro Detectors ultrasonic proximity sensor, tubular, 18mm diameter x 83.6mm body, polybutylene terephthalate housing, PNP, (2) N.O./N.C. selectable outputs, 200-2200mm sensing distance, 2 Hz switching frequency, IP67, pigtail. | Stock | 145 | 151
UK1F-GW-0E | Micro Detectors ultrasonic proximity sensor, tubular, 18mm diameter x 91.6mm body, polybutylene terephthalate housing, PNP, (2) N.O./N.C. selectable outputs, 200-2200mm sensing distance, 2 Hz switching frequency, IP67, 5-pin M12 quick-disconnect. | Stock | 143 | 149
UK1F-GW-1E | Micro Detectors ultrasonic proximity sensor, tubular, 18mm diameter x 91.6mm body, 316L stainless steel housing, PNP, (2) N.O./N.C. selectable outputs, 200-2200mm sensing distance, 2 Hz switching frequency, IP67, 5-pin M12 quick-disconnect. | Stock | 147 | 153
UK6A-D1-0A | Micro Detectors ultrasonic proximity sensor, tubular, 18mm diameter x 54.9mm body, polybutylene terephthalate housing, 0-10 VDC analog output, 40-300mm sensing distance, 12 Hz switching frequency, IP67, pigtail. | Stock | 111 | 115
UK6A-D1-0E | Micro Detectors ultrasonic proximity sensor, tubular, 18mm diameter x 60.4mm body, polybutylene terephthalate housing, 0-10 VDC analog output, 40-300mm sensing distance, 12 Hz switching frequency, IP67, 4-pin M12 quick-disconnect. | Stock | 107 | 111
UK6A-D2-0A | Micro Detectors ultrasonic proximity sensor, tubular, 18mm diameter x 54.9mm body, polybutylene terephthalate housing, 4-20 mA analog output, 40-300mm sensing distance, 12 Hz switching frequency, IP67, pigtail. | Stock | 111 | 115
UK6A-D2-0E | Micro Detectors ultrasonic proximity sensor, tubular, 18mm diameter x 60.4mm body, polybutylene terephthalate housing, 4-20 mA analog output, 40-300mm sensing distance, 12 Hz switching frequency, IP67, 4-pin M12 quick-disconnect. | Stock | 107 | 111
UK6A-DN-0A | Micro Detectors ultrasonic proximity sensor, tubular, 18mm diameter x 54.9mm body, polybutylene terephthalate housing, NPN, N.O./N.C. selectable output, 40-300mm sensing distance, 12 Hz switching frequency, IP67, pigtail. | Stock | 111 | 115
UK6A-DN-0E | Micro Detectors ultrasonic proximity sensor, tubular, 18mm diameter x 60.4mm body, polybutylene terephthalate housing, NPN, N.O./N.C. selectable output, 40-300mm sensing distance, 12 Hz switching frequency, IP67, 4-pin M12 quick-disconnect. | Stock | 101 | 105
UK6A-DP-0A | Micro Detectors ultrasonic proximity sensor, tubular, 18mm diameter x 54.9mm body, polybutylene terephthalate housing, PNP, N.O./N.C. selectable output, 40-300mm sensing distance, 12 Hz switching frequency, IP67, pigtail. | Stock | 111 | 115
UK6A-DP-0E | Micro Detectors ultrasonic proximity sensor, tubular, 18mm diameter x 60.4mm body, polybutylene terephthalate housing, PNP, N.O./N.C. selectable output, 40-300mm sensing distance, 12 Hz switching frequency, IP67, 4-pin M12 quick-disconnect. | Stock | 101 | 105
UK6C-D1-0A | Micro Detectors ultrasonic proximity sensor, tubular, 18mm diameter x 54.9mm body, polybutylene terephthalate housing, 0-10 VDC analog output, 60-800mm sensing distance, 6 Hz switching frequency, IP67, pigtail. | Stock | 125 | 130
UK6C-D1-0E | Micro Detectors ultrasonic proximity sensor, tubular, 18mm diameter x 60.4mm body, polybutylene terephthalate housing, 0-10 VDC analog output, 60-800mm sensing distance, 6 Hz switching frequency, IP67, 4-pin M12 quick-disconnect. | Stock | 120 | 125
UK6C-D2-0A | Micro Detectors ultrasonic proximity sensor, tubular, 18mm diameter x 54.9mm body, polybutylene terephthalate housing, 4-20 mA analog output, 60-800mm sensing distance, 6 Hz switching frequency, IP67, pigtail. | Stock | 125 | 130
UK6C-D2-0E | Micro Detectors ultrasonic proximity sensor, tubular, 18mm diameter x 60.4mm body, polybutylene terephthalate housing, 4-20 mA analog output, 60-800mm sensing distance, 6 Hz switching frequency, IP67, 4-pin M12 quick-disconnect. | Stock | 120 | 125
UK6C-DN-0A | Micro Detectors ultrasonic proximity sensor, tubular, 18mm diameter x 54.9mm body, polybutylene terephthalate housing, NPN, N.O./N.C. selectable output, 60-800mm sensing distance, 6 Hz switching frequency, IP67, pigtail. | Stock | 125 | 130
UK6C-DN-0E | Micro Detectors ultrasonic proximity sensor, tubular, 18mm diameter x 60.4mm body, polybutylene terephthalate housing, NPN, N.O./N.C. selectable output, 60-800mm sensing distance, 6 Hz switching frequency, IP67, 4-pin M12 quick-disconnect. | Stock | 120 | 125
UK6C-DP-0A | Micro Detectors ultrasonic proximity sensor, tubular, 18mm diameter x 54.9mm body, polybutylene terephthalate housing, PNP, N.O./N.C. selectable output, 60-800mm sensing distance, 6 Hz switching frequency, IP67, pigtail. | Stock | 125 | 130
UK6C-DP-0E | Micro Detectors ultrasonic proximity sensor, tubular, 18mm diameter x 60.4mm body, polybutylene terephthalate housing, PNP, N.O./N.C. selectable output, 60-800mm sensing distance, 6 Hz switching frequency, IP67, 4-pin M12 quick-disconnect. | Stock | 120 | 125
UL10M | NITRA pneumatic push-to-connect fitting, union elbow, thermoplastic (PBT) body, (2) 10mm tube connection(s). Package of 5. | Stock | 10 | 11
UL10M-SS | NITRA pneumatic push-to-connect fitting, union elbow, 316 stainless steel body, (2) 10mm tube connection(s). | Stock | 29.5 | 32
UL12 | NITRA pneumatic push-to-connect fitting, union elbow, thermoplastic (PBT) body, (2) 1/2in tube connection(s). Package of 5. | Stock | 10.5 | 11.5
UL12M | NITRA pneumatic push-to-connect fitting, union elbow, thermoplastic (PBT) body, (2) 12mm tube connection(s). Package of 5. | Stock | 10 | 11
UL12-P | HydroMode potable water push-to-connect fitting, union elbow, acetal body, (2) 1/2in tube connection(s), NSF/ANSI 61. Package of 5. | Stock | 14 | 15.5
UL12-SS | NITRA pneumatic push-to-connect fitting, union elbow, 316 stainless steel body, (2) 1/2in tube connection(s). | Stock | 39.5 | 43
UL14 | NITRA pneumatic push-to-connect fitting, union elbow, thermoplastic (PBT) body, (2) 1/4in tube connection(s). Package of 5. | Stock | 7 | 7.75
UL14-P | HydroMode potable water push-to-connect fitting, union elbow, acetal body, (2) 1/4in tube connection(s), NSF/ANSI 61. Package of 5. | Stock | 7.5 | 8.25
UL14-SS | NITRA pneumatic push-to-connect fitting, union elbow, 316 stainless steel body, (2) 1/4in tube connection(s). | Stock | 17.5 | 19
UL16M | NITRA pneumatic push-to-connect fitting, union elbow, thermoplastic (PBT) body, (2) 16mm tube connection(s). Package of 5. | Stock | 25 | 27
UL18 | NITRA pneumatic push-to-connect fitting, union elbow, thermoplastic (PBT) body, (2) 1/8in tube connection(s). Package of 5. | Stock | 8 | 8.75
UL38 | NITRA pneumatic push-to-connect fitting, union elbow, thermoplastic (PBT) body, (2) 3/8in tube connection(s). Package of 5. | Stock | 9.5 | 10.5
UL38-P | HydroMode potable water push-to-connect fitting, union elbow, acetal body, (2) 3/8in tube connection(s), NSF/ANSI 61. Package of 5. | Stock | 10.5 | 11.5
UL38-SS | NITRA pneumatic push-to-connect fitting, union elbow, 316 stainless steel body, (2) 3/8in tube connection(s). | Stock | 29.5 | 32
UL516-P | HydroMode potable water push-to-connect fitting, union elbow, acetal body, (2) 5/16in tube connection(s), NSF/ANSI 61. Package of 5. | Stock | 8.5 | 9.25
UL532 | NITRA pneumatic push-to-connect fitting, union elbow, thermoplastic (PBT) body, (2) 5/32in (4mm) tube connection(s). Package of 5. | Stock | 6.25 | 6.75
UL532-P | HydroMode potable water push-to-connect fitting, union elbow, acetal body, (2) 5/32in tube connection(s), NSF/ANSI 61. Package of 5. | Stock | 6.25 | 6.75
UL532-SS | NITRA pneumatic push-to-connect fitting, union elbow, 316 stainless steel body, (2) 5/32in (4mm) tube connection(s). | Stock | 17.5 | 19
UL6M | NITRA pneumatic push-to-connect fitting, union elbow, thermoplastic (PBT) body, (2) 6mm tube connection(s). Package of 5. | Stock | 6.5 | 7
UL6M-SS | NITRA pneumatic push-to-connect fitting, union elbow, 316 stainless steel body, (2) 6mm tube connection(s). | Stock | 19 | 20.5
UL8M | NITRA pneumatic push-to-connect fitting, union elbow, thermoplastic (PBT) body, (2) 5/16in (8mm) tube connection(s). Package of 5. | Stock | 8.25 | 9
UL8M-SS | NITRA pneumatic push-to-connect fitting, union elbow, 316 stainless steel body, (2) 5/16in (8mm) tube connection(s). | Stock | 23 | 25
UMP45 | AutomationDirect mounting plate adapter, use with contactor and MSP to create a complete motor starter/protection device. | Stock | 14.5 | 15
UQ1A-G6-0E | Micro Detectors ultrasonic proximity sensor, rectangular, 53 x 20 x 38mm, polybutylene terephthalate housing, PNP, 4-20 mA analog output, N.O./N.C. selectable output, 40-300mm sensing distance, 8 Hz switching frequency, IP67, 4-pin M12 quick-disconnect. | Stock | 107 | 111
UQ1A-G7-0E | Micro Detectors ultrasonic proximity sensor, rectangular, 53 x 20 x 38mm, polybutylene terephthalate housing, PNP, 0-10 VDC analog output, N.O./N.C. selectable output, 40-300mm sensing distance, 8 Hz switching frequency, IP67, 4-pin M12 quick-disconnect. | Stock | 107 | 111
UQ1A-GN-0E | Micro Detectors ultrasonic proximity sensor, rectangular, 53 x 20 x 38mm, polybutylene terephthalate housing, NPN, N.O./N.C. selectable output, 40-300mm sensing distance, 8 Hz switching frequency, IP67, 4-pin M12 quick-disconnect. | Stock | 104 | 108
UQ1A-GP-0E | Micro Detectors ultrasonic proximity sensor, rectangular, 53 x 20 x 38mm, polybutylene terephthalate housing, PNP, N.O./N.C. selectable output, 40-300mm sensing distance, 8 Hz switching frequency, IP67, 4-pin M12 quick-disconnect. | Stock | 104 | 108
UQ1C-G6-0E | Micro Detectors ultrasonic proximity sensor, rectangular, 53 x 20 x 38mm, polybutylene terephthalate housing, PNP, 4-20 mA analog output, N.O./N.C. selectable output, 60-800mm sensing distance, 5 Hz switching frequency, IP67, 4-pin M12 quick-disconnect. | Stock | 110 | 114
UQ1C-G7-0E | Micro Detectors ultrasonic proximity sensor, rectangular, 53 x 20 x 38mm, polybutylene terephthalate housing, PNP, 0-10 VDC analog output, N.O./N.C. selectable output, 60-800mm sensing distance, 5 Hz switching frequency, IP67, 4-pin M12 quick-disconnect. | Stock | 110 | 114
UQ1C-GN-0E | Micro Detectors ultrasonic proximity sensor, rectangular, 53 x 20 x 38mm, polybutylene terephthalate housing, NPN, N.O./N.C. selectable output, 60-800mm sensing distance, 5 Hz switching frequency, IP67, 4-pin M12 quick-disconnect. | Stock | 107 | 111
UQ1C-GP-0E | Micro Detectors ultrasonic proximity sensor, rectangular, 53 x 20 x 38mm, polybutylene terephthalate housing, PNP, N.O./N.C. selectable output, 60-800mm sensing distance, 5 Hz switching frequency, IP67, 4-pin M12 quick-disconnect. | Stock | 107 | 111
UQ1D-G6-0E | Micro Detectors ultrasonic proximity sensor, rectangular, 53 x 20 x 38mm, polybutylene terephthalate housing, PNP, 4-20 mA analog output, N.O./N.C. selectable output, 80-1200mm sensing distance, 3 Hz switching frequency, IP67, 4-pin M12 quick-disconnect. | Stock | 116 | 121
UQ1D-G7-0E | Micro Detectors ultrasonic proximity sensor, rectangular, 53 x 20 x 38mm, polybutylene terephthalate housing, PNP, 0-10 VDC analog output, N.O./N.C. selectable output, 80-1200mm sensing distance, 3 Hz switching frequency, IP67, 4-pin M12 quick-disconnect. | Stock | 116 | 121
UQ1D-GN-0E | Micro Detectors ultrasonic proximity sensor, rectangular, 53 x 20 x 38mm, polybutylene terephthalate housing, NPN, N.O./N.C. selectable output, 80-1200mm sensing distance, 3 Hz switching frequency, IP67, 4-pin M12 quick-disconnect. | Stock | 110 | 114
UQ1D-GP-0E | Micro Detectors ultrasonic proximity sensor, rectangular, 53 x 20 x 38mm, polybutylene terephthalate housing, PNP, N.O./N.C. selectable output, 80-1200mm sensing distance, 3 Hz switching frequency, IP67, 4-pin M12 quick-disconnect. | Stock | 110 | 114
UR10M-8M | NITRA pneumatic push-to-connect fitting, union straight reducer, thermoplastic (PBT) body, 10mm tube to 5/16in (8mm) tube connection(s). Package of 5. | Stock | 10.5 | 11.5
UR12-38 | NITRA pneumatic push-to-connect fitting, union straight reducer, thermoplastic (PBT) body, 1/2in tube to 3/8in tube connection(s). Package of 5. | Stock | 15 | 16.5
UR12-38-P | HydroMode potable water push-to-connect fitting, union straight reducer, acetal body, (1) 1/2in tube to (1) 3/8in tube connection(s), NSF/ANSI 61. Package of 5. | Stock | 8.75 | 9.5
UR12-38-SS | NITRA pneumatic push-to-connect fitting, union straight reducer, 316 stainless steel body, 1/2in tube to 3/8in tube connection(s). | Stock | 29.5 | 32
UR12-516-P | HydroMode potable water push-to-connect fitting, union straight reducer, acetal body, (1) 1/2in tube to (1) 5/16in tube connection(s), NSF/ANSI 61. Package of 5. | Stock | 8.5 | 9.25
UR12M-10M | NITRA pneumatic push-to-connect fitting, union straight reducer, thermoplastic (PBT) body, 12mm tube to 10mm tube connection(s). Package of 5. | Stock | 14.5 | 16
UR14-18 | NITRA pneumatic push-to-connect fitting, union straight reducer, thermoplastic (PBT) body, 1/4in tube to 1/8in tube connection(s). Package of 5. | Stock | 10 | 11
UR14-532 | NITRA pneumatic push-to-connect fitting, union straight reducer, thermoplastic (PBT) body, 1/4in tube to 5/32in (4mm) tube connection(s). Package of 5. | Stock | 8.5 | 9.25
UR16M-12M | NITRA pneumatic push-to-connect fitting, union straight reducer, thermoplastic (PBT) body, 16mm tube to 12mm tube connection(s). Package of 5. | Stock | 19 | 20.5
UR38-14 | NITRA pneumatic push-to-connect fitting, union straight reducer, thermoplastic (PBT) body, 3/8in tube to 1/4in tube connection(s). Package of 5. | Stock | 10.5 | 11.5
UR38-14-P | HydroMode potable water push-to-connect fitting, union straight reducer, acetal body, (1) 3/8in tube to (1) 1/4in tube connection(s), NSF/ANSI 61. Package of 5. | Stock | 8.25 | 9
UR38-14-SS | NITRA pneumatic push-to-connect fitting, union straight reducer, 316 stainless steel body, 3/8in tube to 1/4in tube connection(s). | Stock | 23.5 | 25.5
UR38-516 | NITRA pneumatic push-to-connect fitting, union straight reducer, thermoplastic (PBT) body, 3/8in tube to 5/16in (8mm) tube connection(s). Package of 5. | Stock | 10.5 | 11.5
UR38-516-P | HydroMode potable water push-to-connect fitting, union straight reducer, acetal body, (1) 3/8in tube to (1) 5/16in tube connection(s), NSF/ANSI 61. Package of 5. | Stock | 7.25 | 8
UR516-14 | NITRA pneumatic push-to-connect fitting, union straight reducer, thermoplastic (PBT) body, 5/16in (8mm) tube to 1/4in tube connection(s). Package of 5. | Stock | 8 | 8.75
UR516-14-P | HydroMode potable water push-to-connect fitting, union straight reducer, acetal body, (1) 5/16in tube to (1) 1/4in tube connection(s), NSF/ANSI 61. Package of 5. | Stock | 6.5 | 7
UR532-18 | NITRA pneumatic push-to-connect fitting, union straight reducer, thermoplastic (PBT) body, 5/32in (4mm) tube to 1/8in tube connection(s). Package of 5. | Stock | 9.5 | 10.5
UR6M-4M | NITRA pneumatic push-to-connect fitting, union straight reducer, thermoplastic (PBT) body, 6mm tube to 5/32in (4mm) tube connection(s). Package of 5. | Stock | 10 | 11
UR6M-4M-SS | NITRA pneumatic push-to-connect fitting, union straight reducer, 316 stainless steel body, 6mm tube to 5/32in (4mm) tube connection(s). | Stock | 15 | 16.5
UR8M-6M | NITRA pneumatic push-to-connect fitting, union straight reducer, thermoplastic (PBT) body, 5/16in (8mm) tube to 6mm tube connection(s). Package of 5. | Stock | 10.5 | 11.5
UR8M-6M-SS | NITRA pneumatic push-to-connect fitting, union straight reducer, 316 stainless steel body, 5/16in (8mm) tube to 6mm tube connection(s). | Stock | 18 | 19.5
URL12-38-P | HydroMode potable water push-to-connect fitting, union elbow reducer, acetal body, (1) 1/2in tube to (1) 3/8in tube connection(s), NSF/ANSI 61. Package of 5. | Stock | 11.5 | 12.5
URL516-14-P | HydroMode potable water push-to-connect fitting, union elbow reducer, acetal body, (1) 5/16in tube to (1) 1/4in tube connection(s), NSF/ANSI 61. Package of 5. | Stock | 7.75 | 8.5
URMPD02 | WEG Electric field installable undervoltage trip, right side mount, 24 VAC (50/60Hz) sensing range, screw terminals. For use with MPW40 series manual motor protectors. | Stock | 21.5 | 22.5
URMPV18 | WEG Electric field installable undervoltage trip, right side mount, 110 VAC (50Hz)/120 VAC (60Hz) sensing range, screw terminals. For use with MPW40 series manual motor protectors. | Stock | 21.5 | 22.5
URMPV23 | WEG Electric field installable undervoltage trip, right side mount, 180 VAC (50Hz)/208 VAC (60Hz) sensing range, screw terminals. For use with MPW40 series manual motor protectors. | Stock | 21.5 | 22.5
URMPV30 | WEG Electric field installable undervoltage trip, right side mount, 208 VAC (50Hz)/240 VAC (60Hz) sensing range, screw terminals. For use with MPW40 series manual motor protectors. | Stock | 21.5 | 22.5
URMPV37 | WEG Electric field installable undervoltage trip, right side mount, 230-240 VAC (50Hz)/240-277 VAC (60Hz) sensing range, screw terminals. For use with MPW40 series manual motor protectors. | Stock | 21.5 | 22.5
URMPV47 | WEG Electric field installable undervoltage trip, right side mount, 400-415 VAC (50Hz)/480 VAC (60Hz) sensing range, screw terminals. For use with MPW40 series manual motor protectors. | Stock | 21.5 | 22.5
URR10U | Hammond rack rail, 10U, carbon steel, black, powder coat finish. Package of 2. | Stock | 26 | 26.5
URR12U | Hammond rack rail, 12U, carbon steel, black, powder coat finish. Package of 2. | Stock | 29.5 | 30.5
URR14U | Hammond rack rail, 14U, carbon steel, black, powder coat finish. Package of 2. | Stock | 33 | 33.5
URR16U | Hammond rack rail, 16U, carbon steel, black, powder coat finish. Package of 2. | Stock | 38.5 | 39
URR18U | Hammond rack rail, 18U, carbon steel, black, powder coat finish. Package of 2. | Stock | 40.5 | 41.5
URR21U | Hammond rack rail, 21U, carbon steel, black, powder coat finish. Package of 2. | Stock | 59 | 60
URR24U | Hammond rack rail, 24U, carbon steel, black, powder coat finish. Package of 2. | Stock | 77 | 79
URR27U | Hammond rack rail, 27U, carbon steel, black, powder coat finish. Package of 2. | Stock | 80 | 82
URR2U | Hammond rack rail, 2U, carbon steel, black, powder coat finish. Package of 2. | Stock | 11 | 11.25
URR36U | Hammond rack rail, 36U, carbon steel, black, powder coat finish. Package of 2. | Stock | 100 | 102
URR3U | Hammond rack rail, 3U, carbon steel, black, powder coat finish. Package of 2. | Stock | 13.25 | 13.5
URR45U | Hammond rack rail, 45U, carbon steel, black, powder coat finish. Package of 2. | Stock | 115 | 118
URR4U | Hammond rack rail, 4U, carbon steel, black, powder coat finish. Package of 2. | Stock | 14 | 14.5
URR6U | Hammond rack rail, 6U, carbon steel, black, powder coat finish. Package of 2. | Stock | 19.5 | 20
URR8U | Hammond rack rail, 8U, carbon steel, black, powder coat finish. Package of 2. | Stock | 22 | 22.5
URY10M-8M | NITRA pneumatic push-to-connect fitting, union Y reducer, thermoplastic (PBT) body, 10mm tube to (2) 5/16in (8mm) tube connection(s). Package of 5. | Stock | 16 | 17.5
URY12-38 | NITRA pneumatic push-to-connect fitting, union Y reducer, thermoplastic (PBT) body, 1/2in tube to (2) 3/8in tube connection(s). Package of 5. | Stock | 22 | 24
URY12M-10M | NITRA pneumatic push-to-connect fitting, union Y reducer, thermoplastic (PBT) body, 12mm tube to (2) 10mm tube connection(s). Package of 5. | Stock | 21 | 23
URY14-18 | NITRA pneumatic push-to-connect fitting, union Y reducer, thermoplastic (PBT) body, 1/4in tube to (2) 1/8in tube connection(s). Package of 5. | Stock | 21.5 | 23.5
URY14-532 | NITRA pneumatic push-to-connect fitting, union Y reducer, thermoplastic (PBT) body, 1/4in tube to (2) 5/32in (4mm) tube connection(s). Package of 5. | Stock | 14 | 15.5
URY38-14 | NITRA pneumatic push-to-connect fitting, union Y reducer, thermoplastic (PBT) body, 3/8in tube to (2) 1/4in tube connection(s). Package of 5. | Stock | 15.5 | 17
URY38-516 | NITRA pneumatic push-to-connect fitting, union Y reducer, thermoplastic (PBT) body, 3/8in tube to (2) 5/16in (8mm) tube connection(s). Package of 5. | Stock | 16 | 17.5
URY516-14 | NITRA pneumatic push-to-connect fitting, union Y reducer, thermoplastic (PBT) body, 5/16in (8mm) tube to (2) 1/4in tube connection(s). Package of 5. | Stock | 14 | 15.5
URY532-18 | NITRA pneumatic push-to-connect fitting, union Y reducer, thermoplastic (PBT) body, 5/32in (4mm) tube to (2) 1/8in tube connection(s). Package of 5. | Stock | 20 | 22
URY6M-4M | NITRA pneumatic push-to-connect fitting, union Y reducer, thermoplastic (PBT) body, 6mm tube to (2) 5/32in (4mm) tube connection(s). Package of 5. | Stock | 13 | 14
URY8M-6M | NITRA pneumatic push-to-connect fitting, union Y reducer, thermoplastic (PBT) body, 5/16in (8mm) tube to (2) 6mm tube connection(s). Package of 5. | Stock | 15 | 16.5
US01-0001-00 | Flowline EchoTouch intrinsically safe reflective ultrasonic liquid level sensor, 4.9ft (1.5m) sensing range, 4-20mA, 14-28 VDC operating voltage, 2in male NPT process connection. | Stock | 523 | 550
US03-0001-00 | Flowline EchoTouch intrinsically safe reflective ultrasonic liquid level sensor, 9.8ft (3m) sensing range, 4-20mA, 14-28 VDC operating voltage, 2in male NPT process connection. | Stock | 617 | 650
US06-0001-00 | Flowline EchoTouch intrinsically safe reflective ultrasonic liquid level sensor, 19.6ft (6m) sensing range, 4-20mA, 14-28 VDC operating voltage, LCD digital display with pushbuttons, 2in male NPT process connection. | Stock | 902
US10M | NITRA pneumatic push-to-connect fitting, union straight, thermoplastic (PBT) body, (2) 10mm tube connection(s). Package of 5. | Stock | 9.5 | 10.5
US12 | NITRA pneumatic push-to-connect fitting, union straight, thermoplastic (PBT) body, (2) 1/2in tube connection(s). Package of 5. | Stock | 12 | 13
US12M | NITRA pneumatic push-to-connect fitting, union straight, thermoplastic (PBT) body, (2) 12mm tube connection(s). Package of 5. | Stock | 11.5 | 12.5
US12-P | HydroMode potable water push-to-connect fitting, union straight, acetal body, (2) 1/2in tube connection(s), NSF/ANSI 61. Package of 5. | Stock | 10 | 11
US12-SS | NITRA pneumatic push-to-connect fitting, union straight, 316 stainless steel body, (2) 1/2in tube connection(s). | Stock | 28 | 30.5
US14 | NITRA pneumatic push-to-connect fitting, union straight, thermoplastic (PBT) body, (2) 1/4in tube connection(s). Package of 5. | Stock | 7.25 | 8
US14-P | HydroMode potable water push-to-connect fitting, union straight, acetal body, (2) 1/4in tube connection(s), NSF/ANSI 61. Package of 5. | Stock | 6.5 | 7
US14-SS | NITRA pneumatic push-to-connect fitting, union straight, 316 stainless steel body, (2) 1/4in tube connection(s). | Stock | 15.5 | 17
US16M | NITRA pneumatic push-to-connect fitting, union straight, thermoplastic (PBT) body, (2) 16mm tube connection(s). Package of 5. | Stock | 25 | 27
US18 | NITRA pneumatic push-to-connect fitting, union straight, thermoplastic (PBT) body, (2) 1/8in tube connection(s). Package of 5. | Stock | 8 | 8.75
US270014 | RUKO combination drill bit and machine tap, 2.5mm drill, M3 x 0.5 coarse threads per DIN 352, high-speed steel (HSS), bright finish. | Stock | 9.25 | 9.75
US270014UNC | RUKO combination drill bit and machine tap, wire number size 36 drill, #6-32 UNC per ANSI/ASME B1.1, high-speed steel (HSS), bright finish. | Stock | 9.25 | 9.75
US270015 | RUKO combination drill bit and machine tap, 3.3mm drill, M4 x 0.7 coarse threads per DIN 352, high-speed steel (HSS), bright finish. | Stock | 9.25 | 9.75
US270015UNC | RUKO combination drill bit and machine tap, wire number size 29 drill, #8-32 UNC per ANSI/ASME B1.1, high-speed steel (HSS), bright finish. | Stock | 9.25 | 9.75
US270016 | RUKO combination drill bit and machine tap, 4.2mm drill, M5 x 0.8 coarse threads per DIN 352, high-speed steel (HSS), bright finish. | Stock | 10 | 10.5
US270016UNC | RUKO combination drill bit and machine tap, wire number size 25 drill, #10-24 UNC per ANSI/ASME B1.1, high-speed steel (HSS), bright finish. | Stock | 10 | 10.5
US270017 | RUKO combination drill bit and machine tap, 5mm drill, M6 x 1.0 coarse threads per DIN 352, high-speed steel (HSS), bright finish. | Stock | 10 | 10.5
US270017UNF | RUKO combination drill bit and machine tap, wire number size 21 drill, #10-32 UNF per ANSI/ASME B1.1, high-speed steel (HSS), bright finish. | Stock | 10 | 10.5
US270018 | RUKO combination drill bit and machine tap, 6.8mm drill, M8 x 1.25 coarse threads per DIN 352, high-speed steel (HSS), bright finish. | Stock | 13.25 | 14
US270018UNC | RUKO combination drill bit and machine tap, wire number size 16 drill, #12-24 UNC per ANSI/ASME B1.1, high-speed steel (HSS), bright finish. | Stock | 13.25 | 14
US270019 | RUKO combination drill bit and machine tap, 8.5mm drill, M10 x 1.50 coarse threads per DIN 352, high-speed steel (HSS), bright finish. | Stock | 15.75 | 16.5
US270019UNC | RUKO combination drill bit and machine tap, wire number size 7 drill, 1/4-20 UNC per ANSI/ASME B1.1, high-speed steel (HSS), bright finish. | Stock | 15.75 | 16.5
US270020 | RUKO combination drill bit and machine tap set, 7 pieces, metric coarse threads per DIN 352, high-speed steel (HSS), bright finish. | Stock | 33 | 34.5
US270022 | RUKO quick change adapter, for use with US2700 series drill bit / machine tap combinations. | Stock | 3.5 | 3.75
US270030 | RUKO combination drill bit and machine tap set, 7 pieces, UNC/UNF threads per ANSI/ASME B1.1, high-speed steel (HSS), bright finish. | Stock | 38 | 39.5
US38 | NITRA pneumatic push-to-connect fitting, union straight, thermoplastic (PBT) body, (2) 3/8in tube connection(s). Package of 5. | Stock | 9.5 | 10.5
US38-P | HydroMode potable water push-to-connect fitting, union straight, acetal body, (2) 3/8in tube connection(s), NSF/ANSI 61. Package of 5. | Stock | 8.5 | 9.25
US38-SS | NITRA pneumatic push-to-connect fitting, union straight, 316 stainless steel body, (2) 3/8in tube connection(s). | Stock | 22.5 | 24.5
US516-P | HydroMode potable water push-to-connect fitting, union straight, acetal body, (2) 5/16in tube connection(s), NSF/ANSI 61. Package of 5. | Stock | 7 | 7.75
US532 | NITRA pneumatic push-to-connect fitting, union straight, thermoplastic (PBT) body, (2) 5/32in (4mm) tube connection(s). Package of 5. | Stock | 7 | 7.75
US532-P | HydroMode potable water push-to-connect fitting, union straight, acetal body, (2) 5/32in tube connection(s), NSF/ANSI 61. Package of 5. | Stock | 4.75 | 5.25
US532-SS | NITRA pneumatic push-to-connect fitting, union straight, 316 stainless steel body, (2) 5/32in (4mm) tube connection(s). | Stock | 14.5 | 16
US6M | NITRA pneumatic push-to-connect fitting, union straight, thermoplastic (PBT) body, (2) 6mm tube connection(s). Package of 5. | Stock | 7.25 | 8
US6M-SS | NITRA pneumatic push-to-connect fitting, union straight, 316 stainless steel body, (2) 6mm tube connection(s). | Stock | 15.5 | 17
US8M | NITRA pneumatic push-to-connect fitting, union straight, thermoplastic (PBT) body, (2) 5/16in (8mm) tube connection(s). Package of 5. | Stock | 8.5 | 9.25
US8M-SS | NITRA pneumatic push-to-connect fitting, union straight, 316 stainless steel body, (2) 5/16in (8mm) tube connection(s). | Stock | 16.5 | 18
USB-485M | AutomationDirect PC adapter, USB A to RS-485 (RJ45/RJ12). For use with GS series AC drives, SureServo servo drives, SOLO and ProSense process controllers, CLICK PLCs and P3-550 PLC. | Stock | 56 | 58
USB-CBL-AB10 | AutomationDirect programming cable, USB A to USB B, 10ft cable length. For use with C-more HMIs, Do-more and Productivity series CPUs and most USB devices. | Stock | 29.5 | 30.5
USB-CBL-AB15 | AutomationDirect programming cable, USB A to USB B, 15ft cable length. For use with C-more HMIs, Do-more and Productivity series CPUs and most USB devices. | Stock | 34 | 35.5
USB-CBL-AB3 | AutomationDirect programming cable, USB A to USB B, 3ft cable length. For use with C-more HMIs, Do-more and Productivity series CPUs and most USB devices. | Stock | 9.75 | 10
USB-CBL-AB6 | AutomationDirect programming cable, USB A to USB B, 6ft cable length. For use with C-more HMIs, Do-more and Productivity series CPUs and most USB devices. | Stock | 13 | 13.5
USB-CBL-AMICB15 | AutomationDirect programming cable, USB A to microB-USB, 15ft cable length. For use with Productivity1000 and Productivity2000 CPUs and most USB devices. | Stock | 8.75 | 9
USB-CBL-AMICB6 | AutomationDirect programming cable, USB A to microB-USB, 6ft cable length. For use with Productivity1000 and Productivity2000 CPUs and most USB devices. | Stock | 4.25 | 4.5
USB-FLASH | SanDisk USB Flash drive, 32GB. | Stock | 23.5 | 24.5
USB-RS232 | AutomationDirect adapter cable, USB A to RS-232 (9-pin D-sub male), 6ft cable length. | Stock | 34 | 35.5
UT10M | NITRA pneumatic push-to-connect fitting, union tee, thermoplastic (PBT) body, (3) 10mm tube connection(s). Package of 5. | Stock | 12 | 13
UT10M-SS | NITRA pneumatic push-to-connect fitting, union tee, 316 stainless steel body, (3) 10mm tube connection(s). | Stock | 37.5 | 41
UT12 | NITRA pneumatic push-to-connect fitting, union tee, thermoplastic (PBT) body, (3) 1/2in tube connection(s). Package of 5. | Stock | 15.5 | 17
UT12M | NITRA pneumatic push-to-connect fitting, union tee, thermoplastic (PBT) body, (3) 12mm tube connection(s). Package of 5. | Stock | 15 | 16.5
UT12-P | HydroMode potable water push-to-connect fitting, union tee, acetal body, (3) 1/2in tube connection(s), NSF/ANSI 61. Package of 5. | Stock | 14.5 | 16
UT12-SS | NITRA pneumatic push-to-connect fitting, union tee, 316 stainless steel body, (3) 1/2in tube connection(s). | Stock | 53 | 58
UT14 | NITRA pneumatic push-to-connect fitting, union tee, thermoplastic (PBT) body, (3) 1/4in tube connection(s). Package of 5. | Stock | 10 | 11
UT14-P | HydroMode potable water push-to-connect fitting, union tee, acetal body, (3) 1/4in tube connection(s), NSF/ANSI 61. Package of 5. | Stock | 9 | 9.75
UT14-SS | NITRA pneumatic push-to-connect fitting, union tee, 316 stainless steel body, (3) 1/4in tube connection(s). | Stock | 27.5 | 30
UT16M | NITRA pneumatic push-to-connect fitting, union tee, thermoplastic (PBT) body, (3) 16mm tube connection(s). Package of 3. | Stock | 23 | 25
UT18 | NITRA pneumatic push-to-connect fitting, union tee, thermoplastic (PBT) body, (3) 1/8in tube connection(s). Package of 5. | Stock | 14 | 15.5
UT1B-G6-0A | Micro Detectors ultrasonic proximity sensor, tubular, 30mm diameter x 88.8mm body, polybutylene terephthalate housing, PNP, 4-20 mA analog output, N.O./N.C. selectable output, 250-3500mm sensing distance, 1 Hz switching frequency, IP67, pigtail. | Stock | 202 | 210
UT1B-G6-0E | Micro Detectors ultrasonic proximity sensor, tubular, 30mm diameter x 98.8mm body, polybutylene terephthalate housing, PNP, 4-20 mA analog output, N.O./N.C. selectable output, 250-3500mm sensing distance, 1 Hz switching frequency, IP67, 5-pin M12 quick-disconnect. | Stock | 197 | 205
UT1B-G6-1E | Micro Detectors ultrasonic proximity sensor, tubular, 30mm diameter x 98.8mm body, 316L stainless steel housing, PNP, 4-20 mA analog output, N.O./N.C. selectable output, 250-3500mm sensing distance, 1 Hz switching frequency, IP67, 5-pin M12 quick-disconnect. | Stock | 205 | 213
UT1B-G7-0A | Micro Detectors ultrasonic proximity sensor, tubular, 30mm diameter x 88.8mm body, polybutylene terephthalate housing, PNP, 0-10 VDC analog output, N.O./N.C. selectable output, 250-3500mm sensing distance, 1 Hz switching frequency, IP67, pigtail. | Stock | 202 | 210
UT1B-G7-0E | Micro Detectors ultrasonic proximity sensor, tubular, 30mm diameter x 98.8mm body, polybutylene terephthalate housing, PNP, 0-10 VDC analog output, N.O./N.C. selectable output, 250-3500mm sensing distance, 1 Hz switching frequency, IP67, 5-pin M12 quick-disconnect. | Stock | 197 | 205
UT1B-G7-1E | Micro Detectors ultrasonic proximity sensor, tubular, 30mm diameter x 98.8mm body, 316L stainless steel housing, PNP, 0-10 VDC analog output, N.O./N.C. selectable output, 250-3500mm sensing distance, 1 Hz switching frequency, IP67, 5-pin M12 quick-disconnect. | Stock | 205 | 213
UT1B-GW-0A | Micro Detectors ultrasonic proximity sensor, tubular, 30mm diameter x 88.8mm body, polybutylene terephthalate housing, PNP, (2) N.O./N.C. selectable outputs, 250-3500mm sensing distance, 1 Hz switching frequency, IP67, pigtail. | Stock | 202 | 210
UT1B-GW-0E | Micro Detectors ultrasonic proximity sensor, tubular, 30mm diameter x 98.8mm body, polybutylene terephthalate housing, PNP, (2) N.O./N.C. selectable outputs, 250-3500mm sensing distance, 1 Hz switching frequency, IP67, 5-pin M12 quick-disconnect. | Stock | 197 | 205
UT1B-GW-1E | Micro Detectors ultrasonic proximity sensor, tubular, 30mm diameter x 98.8mm body, 316L stainless steel housing, PNP, (2) N.O./N.C. selectable outputs, 250-3500mm sensing distance, 1 Hz switching frequency, IP67, 5-pin M12 quick-disconnect. | Stock | 205 | 213
UT2F-G6-0E | Micro Detectors ultrasonic proximity sensor, tubular, 30mm diameter x 98.8mm body, polybutylene terephthalate housing, PNP, 4-20 mA analog output, N.O./N.C. selectable output, 350-6000mm sensing distance, 1 Hz switching frequency, IP67, 5-pin M12 quick-disconnect. | Stock | 283 | 294
UT2F-G7-0E | Micro Detectors ultrasonic proximity sensor, tubular, 30mm diameter x 98.8mm body, polybutylene terephthalate housing, PNP, 0-10 VDC analog output, N.O./N.C. selectable output, 350-6000mm sensing distance, 1 Hz switching frequency, IP67, 5-pin M12 quick-disconnect. | Stock | 283 | 294
UT2F-GW-0E | Micro Detectors ultrasonic proximity sensor, tubular, 30mm diameter x 98.8mm body, polybutylene terephthalate housing, PNP, (2) N.O./N.C. selectable outputs, 350-6000mm sensing distance, 1 Hz switching frequency, IP67, 5-pin M12 quick-disconnect. | Stock | 283 | 294
UT38 | NITRA pneumatic push-to-connect fitting, union tee, thermoplastic (PBT) body, (3) 3/8in tube connection(s). Package of 5. | Stock | 11.5 | 12.5
UT38-P | HydroMode potable water push-to-connect fitting, union tee, acetal body, (3) 3/8in tube connection(s), NSF/ANSI 61. Package of 5. | Stock | 11.5 | 12.5
UT38-SS | NITRA pneumatic push-to-connect fitting, union tee, 316 stainless steel body, (3) 3/8in tube connection(s). | Stock | 37.5 | 41
UT516-P | HydroMode potable water push-to-connect fitting, union tee, acetal body, (3) 5/16in tube connection(s), NSF/ANSI 61. Package of 5. | Stock | 9.25 | 10
UT532 | NITRA pneumatic push-to-connect fitting, union tee, thermoplastic (PBT) body, (3) 5/32in (4mm) tube connection(s). Package of 5. | Stock | 9.5 | 10.5
UT532-P | HydroMode potable water push-to-connect fitting, union tee, acetal body, (3) 5/32in tube connection(s), NSF/ANSI 61. Package of 5. | Stock | 8.5 | 9.25
UT532-SS | NITRA pneumatic push-to-connect fitting, union tee, 316 stainless steel body, (3) 5/32in (4mm) tube connection(s). | Stock | 22.5 | 24.5
UT5L-G6-1E | Micro Detectors ultrasonic proximity sensor, tubular, 30mm diameter x 115mm body, 316L stainless steel housing, PNP, 4-20 mA analog output, N.O./N.C. selectable output, 600-8000mm sensing distance, 1 Hz switching frequency, IP67, 5-pin M12 quick-disconnect. | Stock | 320 | 333
UT5L-G7-1E | Micro Detectors ultrasonic proximity sensor, tubular, 30mm diameter x 115mm body, 316L stainless steel housing, PNP, 0-10 VDC analog output, N.O./N.C. selectable output, 600-8000mm sensing distance, 1 Hz switching frequency, IP67, 5-pin M12 quick-disconnect. | Stock | 320 | 333
UT5L-GW-1E | Micro Detectors ultrasonic proximity sensor, tubular, 30mm diameter x 115mm body, 316L stainless steel housing, PNP, (2) N.O./N.C. selectable outputs, 600-8000mm sensing distance, 1 Hz switching frequency, IP67, 5-pin M12 quick-disconnect. | Stock | 320 | 333
UT6M | NITRA pneumatic push-to-connect fitting, union tee, thermoplastic (PBT) body, (3) 6mm tube connection(s). Package of 5. | Stock | 9.5 | 10.5
UT6M-SS | NITRA pneumatic push-to-connect fitting, union tee, 316 stainless steel body, (3) 6mm tube connection(s). | Stock | 24.5 | 26.5
UT8M | NITRA pneumatic push-to-connect fitting, union tee, thermoplastic (PBT) body, (3) 5/16in (8mm) tube connection(s). Package of 5. | Stock | 10.5 | 11.5
UT8M-SS | NITRA pneumatic push-to-connect fitting, union tee, 316 stainless steel body, (3) 5/16in (8mm) tube connection(s). | Stock | 29 | 31.5
UTILQO | Southwire EDGEFORCE folding knife, common replaceable 2 point utility blade, utility blade length, 6.01in overall length, metal body with comfort grip and pocket clip. | Stock | 12 | 12.5
UTK700 | Quadritalia enclosure baying kit, brackets, gaskets, and fasteners included. | Stock | 22 | 29.5
UTR10M-8M | NITRA pneumatic push-to-connect fitting, union tee reducer, thermoplastic (PBT) body, (2) 10mm tube to 5/16in (8mm) tube connection(s). Package of 5. | Stock | 13 | 14
UTR12-38 | NITRA pneumatic push-to-connect fitting, union tee reducer, thermoplastic (PBT) body, (2) 1/2in tube to 3/8in tube connection(s). Package of 5. | Stock | 16.5 | 18
UTR12M-10M | NITRA pneumatic push-to-connect fitting, union tee reducer, thermoplastic (PBT) body, (2) 12mm tube to 10mm tube connection(s). Package of 5. | Stock | 16.5 | 18
UTR14-532 | NITRA pneumatic push-to-connect fitting, union tee reducer, thermoplastic (PBT) body, (2) 1/4in tube to 5/32in (4mm) tube connection(s). Package of 5. | Stock | 10 | 11
UTR16M-10M | NITRA pneumatic push-to-connect fitting, union tee reducer, thermoplastic (PBT) body, (2) 16mm tube to 10mm tube connection(s). Package of 3. | Stock | 22.5 | 24.5
UTR16M-12M | NITRA pneumatic push-to-connect fitting, union tee reducer, thermoplastic (PBT) body, (2) 16mm tube to 12mm tube connection(s). Package of 3. | Stock | 23 | 25
UTR38-14 | NITRA pneumatic push-to-connect fitting, union tee reducer, thermoplastic (PBT) body, (2) 3/8in tube to 1/4in tube connection(s). Package of 5. | Stock | 12.5 | 13.5
UTR38-516 | NITRA pneumatic push-to-connect fitting, union tee reducer, thermoplastic (PBT) body, (2) 3/8in tube to 5/16in (8mm) tube connection(s). Package of 5. | Stock | 11.5 | 12.5
UTR516-14 | NITRA pneumatic push-to-connect fitting, union tee reducer, thermoplastic (PBT) body, (2) 5/16in (8mm) tube to 1/4in tube connection(s). Package of 5. | Stock | 10.5 | 11.5
UTR6M-4M | NITRA pneumatic push-to-connect fitting, union tee reducer, thermoplastic (PBT) body, (2) 6mm tube to 5/32in (4mm) tube connection(s). Package of 5. | Stock | 10 | 11
UTR8M-6M | NITRA pneumatic push-to-connect fitting, union tee reducer, thermoplastic (PBT) body, (2) 5/16in (8mm) tube to 6mm tube connection(s). Package of 5. | Stock | 11.5 | 12.5
UV10MGRN100 | NITRA pneumatic tubing, ether-based polyurethane, dark green, 10mm outside diameter, 6.5mm inside diameter, UV stabilized, 100ft package. | Stock | 53 | 59
UV12GRN100 | NITRA pneumatic tubing, ether-based polyurethane, dark green, 1/2in outside diameter, 0.328in inside diameter, UV stabilized, 100ft package. | Stock | 96 | 107
UV12MGRN100 | NITRA pneumatic tubing, ether-based polyurethane, dark green, 12mm outside diameter, 5/16in (8mm) inside diameter, UV stabilized, 100ft package. | Stock | 94 | 104
UV14GRN100 | NITRA pneumatic tubing, ether-based polyurethane, dark green, 1/4in outside diameter, 0.156in inside diameter, UV stabilized, 100ft package. | Stock | 25.5 | 28.5
UV14GRN500 | NITRA pneumatic tubing, ether-based polyurethane, dark green, 1/4in outside diameter, 0.156in inside diameter, UV stabilized, 500ft reel. | Stock | 128 | 140
UV18GRN100 | NITRA pneumatic tubing, ether-based polyurethane, dark green, 1/8in outside diameter, 0.062in inside diameter, UV stabilized, 100ft package. | Stock | 21.5 | 24
UV38GRN100 | NITRA pneumatic tubing, ether-based polyurethane, dark green, 3/8in outside diameter, 0.250in inside diameter, UV stabilized, 100ft package. | Stock | 53 | 59
UV38GRN500 | NITRA pneumatic tubing, ether-based polyurethane, dark green, 3/8in outside diameter, 0.250in inside diameter, UV stabilized, 500ft reel. | Stock | 263 | 287
UV532GRN100 | NITRA pneumatic tubing, ether-based polyurethane, dark green, 5/32in (4mm) outside diameter, 0.093in inside diameter, UV stabilized, 100ft package. | Stock | 15 | 16.5
UV532GRN500 | NITRA pneumatic tubing, ether-based polyurethane, dark green, 5/32in (4mm) outside diameter, 0.093in inside diameter, UV stabilized, 500ft reel. | Stock | 73 | 80
UV6MGRN100 | NITRA pneumatic tubing, ether-based polyurethane, dark green, 6mm outside diameter, 5/32in (4mm) inside diameter, UV stabilized, 100ft package. | Stock | 25 | 28
UV6MGRN500 | NITRA pneumatic tubing, ether-based polyurethane, dark green, 6mm outside diameter, 5/32in (4mm) inside diameter, UV stabilized, 500ft reel. | Stock | 127 | 138
UV8MGRN100 | NITRA pneumatic tubing, ether-based polyurethane, dark green, 5/16in (8mm) outside diameter, 5mm inside diameter, UV stabilized, 100ft package. | Stock | 39.5 | 44
UVH3LP08K | Eaton field installable undervoltage trip, 110-127 VAC sensing range, 18in pigtail. For use with Automationdirect (Eaton) 400A frame MCCBs. | Stock | 353 | 367
UVH3LP21K | Eaton field installable undervoltage trip, 24 VDC sensing range, 18in pigtail. For use with Automationdirect (Eaton) 400A frame MCCBs. | Stock | 353 | 367
UVH4LP08K | Eaton field installable undervoltage trip, 110-127 VAC sensing range, 18in pigtail. For use with Automationdirect (Eaton) 600A frame MCCBs. | Stock | 377 | 392
UVH4LP21K | Eaton field installable undervoltage trip, 24 VDC sensing range, 18in pigtail. For use with Automationdirect (Eaton) 600A frame MCCBs. | Stock | 404 | 420
UX10M | NITRA pneumatic push-to-connect fitting, union cross, thermoplastic (PBT) body, (4) 10mm tube connection(s). Package of 5. | Stock | 23 | 25
UX12 | NITRA pneumatic push-to-connect fitting, union cross, thermoplastic (PBT) body, (4) 1/2in tube connection(s). Package of 5. | Stock | 25 | 27
UX12M | NITRA pneumatic push-to-connect fitting, union cross, thermoplastic (PBT) body, (4) 12mm tube connection(s). Package of 5. | Stock | 24.5 | 26.5
UX14 | NITRA pneumatic push-to-connect fitting, union cross, thermoplastic (PBT) body, (4) 1/4in tube connection(s). Package of 5. | Stock | 17.5 | 19
UX38 | NITRA pneumatic push-to-connect fitting, union cross, thermoplastic (PBT) body, (4) 3/8in tube connection(s). Package of 5. | Stock | 22.5 | 24.5
UX532 | NITRA pneumatic push-to-connect fitting, union cross, thermoplastic (PBT) body, (4) 5/32in (4mm) tube connection(s). Package of 5. | Stock | 16 | 17.5
UX6M | NITRA pneumatic push-to-connect fitting, union cross, thermoplastic (PBT) body, (4) 6mm tube connection(s). Package of 5. | Stock | 17 | 18.5
UX8M | NITRA pneumatic push-to-connect fitting, union cross, thermoplastic (PBT) body, (4) 5/16in (8mm) tube connection(s). Package of 5. | Stock | 20 | 22
UY10M | NITRA pneumatic push-to-connect fitting, union Y, thermoplastic (PBT) body, (3) 10mm tube connection(s). Package of 5. | Stock | 14 | 15.5
UY12 | NITRA pneumatic push-to-connect fitting, union Y, thermoplastic (PBT) body, (3) 1/2in tube connection(s). Package of 5. | Stock | 18.5 | 20
UY12M | NITRA pneumatic push-to-connect fitting, union Y, thermoplastic (PBT) body, (3) 12mm tube connection(s). Package of 5. | Stock | 18 | 19.5
UY12-P | HydroMode potable water push-to-connect fitting, union Y, acetal body, (3) 1/2in tube connection(s), NSF/ANSI 61. Package of 5. | Stock | 15 | 16.5
UY14 | NITRA pneumatic push-to-connect fitting, union Y, thermoplastic (PBT) body, (3) 1/4in tube connection(s). Package of 5. | Stock | 12.5 | 13.5
UY14-P | HydroMode potable water push-to-connect fitting, union Y, acetal body, (3) 1/4in tube connection(s), NSF/ANSI 61. Package of 5. | Stock | 12 | 13
UY18 | NITRA pneumatic push-to-connect fitting, union Y, thermoplastic (PBT) body, (3) 1/8in tube connection(s). Package of 5. | Stock | 16.5 | 18
UY38 | NITRA pneumatic push-to-connect fitting, union Y, thermoplastic (PBT) body, (3) 3/8in tube connection(s). Package of 5. | Stock | 14.5 | 16
UY38-P | HydroMode potable water push-to-connect fitting, union Y, acetal body, (3) 3/8in tube connection(s), NSF/ANSI 61. Package of 5. | Stock | 12 | 13
UY516-P | HydroMode potable water push-to-connect fitting, union Y, acetal body, (3) 5/16in tube connection(s), NSF/ANSI 61. Package of 5. | Stock | 13 | 14
UY532 | NITRA pneumatic push-to-connect fitting, union Y, thermoplastic (PBT) body, (3) 5/32in (4mm) tube connection(s). Package of 5. | Stock | 10.5 | 11.5
UY532-P | HydroMode potable water push-to-connect fitting, union Y, acetal body, (3) 5/32in tube connection(s), NSF/ANSI 61. Package of 5. | Stock | 12 | 13
UY6M | NITRA pneumatic push-to-connect fitting, union Y, thermoplastic (PBT) body, (3) 6mm tube connection(s). Package of 5. | Stock | 10 | 11
UY8M | NITRA pneumatic push-to-connect fitting, union Y, thermoplastic (PBT) body, (3) 5/16in (8mm) tube connection(s). Package of 5. | Stock | 10.5 | 11.5
V13100076-F1 | Patlite cable, replacement. For use with EHS series audible signal horns. | Stock | 28.5 | 29.5
V21100522-F1 | Patlite cover, replacement. For use with EHS series audible signal horns. | Stock | 30.5 | 31.5
V30156-1 | Southwire flexible multi-conductor control cable, 3 conductors (includes ground), 20 AWG, PVC/Nylon conductor insulation material, black with white numbers and green/yellow ground, unshielded, TPE jacket, gray, cut to length. | Stock | 0.48 | 0.4992
V30158-1 | Southwire flexible multi-conductor control cable, 4 conductors (includes ground), 20 AWG, PVC/Nylon conductor insulation material, black with white numbers and green/yellow ground, unshielded, TPE jacket, gray, cut to length. | Stock | 0.59 | 0.6136
V30160-1 | Southwire flexible multi-conductor control cable, 5 conductors (includes ground), 20 AWG, PVC/Nylon conductor insulation material, black with white numbers and green/yellow ground, unshielded, TPE jacket, gray, cut to length. | Stock | 0.66 | 0.6864
V30162-1 | Southwire flexible multi-conductor control cable, 7 conductors (includes ground), 20 AWG, PVC/Nylon conductor insulation material, black with white numbers and green/yellow ground, unshielded, TPE jacket, gray, cut to length. | Stock | 0.88 | 0.9152
V30164-1 | Southwire flexible multi-conductor control cable, 9 conductors (includes ground), 20 AWG, PVC/Nylon conductor insulation material, black with white numbers and green/yellow ground, unshielded, TPE jacket, gray, cut to length. | Stock | 1.13 | 1.1752
V30186-1 | Southwire flexible multi-conductor control cable, 12 conductors (includes ground), 20 AWG, PVC/Nylon conductor insulation material, black with white numbers and green/yellow ground, unshielded, TPE jacket, gray, cut to length. | Stock | 1.41 | 1.4664
V30188-1 | Southwire flexible multi-conductor control cable, 18 conductors (includes ground), 20 AWG, PVC/Nylon conductor insulation material, black with white numbers and green/yellow ground, unshielded, TPE jacket, gray, cut to length. | Stock | 2.13 | 2.2152
V30190-1 | Southwire flexible multi-conductor control cable, 25 conductors (includes ground), 20 AWG, PVC/Nylon conductor insulation material, black with white numbers and green/yellow ground, unshielded, TPE jacket, gray, cut to length. | Stock | 2.92 | 3.0368
V30AE000006 | Z+F ferrule, 20 AWG, orange, 8mm ferrule length. Package of 500. | Stock | 6 | 6.5
V30AE000009 | Z+F ferrule, 18 AWG, white, 8mm ferrule length. Package of 500. | Stock | 6 | 6.5
V30AE000013 | Z+F ferrule, 18 AWG, yellow, 8mm ferrule length. Package of 500. | Stock | 6 | 6.5
V30AE000016 | Z+F ferrule, 16 AWG, red, 8mm ferrule length. Package of 500. | Stock | 6 | 6.5
V30AE000017 | Z+F ferrule, 16 AWG, red, 10mm ferrule length. Package of 500. | Stock | 10 | 11
V30AE000025 | Z+F ferrule, 10 AWG, black, 12mm ferrule length. Package of 100. | Stock | 3 | 3.25
V30AE000026 | Z+F ferrule, 10 AWG, black, 18mm ferrule length. Package of 100. | Stock | 4 | 4.25
V30AE000027 | Z+F ferrule, 8 AWG, ivory, 12mm ferrule length. Package of 100. | Stock | 4 | 4.25
V30AE000028 | Z+F ferrule, 8 AWG, ivory, 18mm ferrule length. Package of 100. | Stock | 4.5 | 4.75
V30AE000029 | Z+F ferrule, 6 AWG, green, 12mm ferrule length. Package of 100. | Stock | 4.5 | 4.75
V30AE000030 | Z+F ferrule, 6 AWG, green, 18mm ferrule length. Package of 100. | Stock | 6.75 | 7.25
V30AE000031 | Z+F ferrule, 4 AWG, brown, 16mm ferrule length. Package of 50. | Stock | 5.5 | 6
V30AE000033 | Z+F ferrule, 2 AWG, beige, 16mm ferrule length. Package of 50. | Stock | 7.25 | 7.75
V30AE000035 | Z+F ferrule, 1 AWG, olive, 20mm ferrule length. Package of 50. | Stock | 10 | 11
V30AE000038 | Z+F ferrule, 20 AWG, white, follows DIN standard, 8mm ferrule length. Package of 500. | Stock | 6 | 6.5
V30AE000041 | Z+F ferrule, 18 AWG, gray, follows DIN standard, 8mm ferrule length. Package of 500. | Stock | 6 | 6.5
V30AE000045 | Z+F ferrule, 18 AWG, red, follows DIN standard, 8mm ferrule length. Package of 500. | Stock | 6 | 6.5
V30AE000048 | Z+F ferrule, 16 AWG, black, follows DIN standard, 8mm ferrule length. Package of 500. | Stock | 6 | 6.5
V30AE000049 | Z+F ferrule, 16 AWG, black, follows DIN standard, 10mm ferrule length. Package of 500. | Stock | 10 | 11
V30AE000052 | Z+F ferrule, 14 AWG, blue, follows DIN standard, 8mm ferrule length. Package of 500. | Stock | 7.75 | 8.25
V30AE000053 | Z+F ferrule, 14 AWG, blue, follows DIN standard, 12mm ferrule length. Package of 500. | Stock | 11.5 | 12.5
V30AE000055 | Z+F ferrule, 12 AWG, gray, follows DIN standard, 10mm ferrule length. Package of 500. | Stock | 11 | 12
V30AE000056 | Z+F ferrule, 12 AWG, gray, follows DIN standard, 12mm ferrule length. Package of 500. | Stock | 14 | 15
V30AE000058 | Z+F ferrule, 10 AWG, yellow, follows DIN standard, 12mm ferrule length. Package of 100. | Stock | 3 | 3.25
V30AE000059 | Z+F ferrule, 10 AWG, yellow, follows DIN standard, 18mm ferrule length. Package of 100. | Stock | 4 | 4.25
V30AE000060 | Z+F ferrule, 8 AWG, red, follows DIN standard, 12mm ferrule length. Package of 100. | Stock | 4 | 4.25
V30AE000061 | Z+F ferrule, 8 AWG, red, follows DIN standard, 18mm ferrule length. Package of 100. | Stock | 4.5 | 4.75
V30AE000062 | Z+F ferrule, 6 AWG, blue, follows DIN standard, 12mm ferrule length. Package of 100. | Stock | 4.5 | 4.75
V30AE000063 | Z+F ferrule, 6 AWG, blue, follows DIN standard, 18mm ferrule length. Package of 100. | Stock | 6.75 | 7.25
V30AE000064 | Z+F ferrule, 4 AWG, yellow, follows DIN standard, 16mm ferrule length. Package of 50. | Stock | 5.5 | 6
V30AE000067 | Z+F ferrule, 2 AWG, red, follows DIN standard, 16mm ferrule length. Package of 50. | Stock | 7.25 | 7.75
V30AE000070 | Z+F ferrule, 1 AWG, blue, follows DIN standard, 20mm ferrule length. Package of 50. | Stock | 10 | 11
V30AE000606 | Z+F ferrule, 18 AWG, white, 2-wire, 8mm ferrule length. Package of 500. | Stock | 14 | 15.5
V30AE000607 | Z+F ferrule, 18 AWG, gray, 2-wire, follows DIN standard, 8mm ferrule length. Package of 500. | Stock | 14 | 15.5
V30AE000608 | Z+F ferrule, 18 AWG, yellow, 2-wire, 8mm ferrule length. Package of 500. | Stock | 14 | 15.5
V30AE000609 | Z+F ferrule, 18 AWG, red, 2-wire, follows DIN standard, 8mm ferrule length. Package of 500. | Stock | 14 | 15.5
V30AE000611 | Z+F ferrule, 14 AWG, blue, 2-wire, follows DIN standard, 10mm ferrule length. Package of 500. | Stock | 16 | 17.5
V30AE000623 | Z+F ferrule, 16 AWG, red, 2-wire, 8mm ferrule length. Package of 500. | Stock | 14 | 15.5
V30AE000625 | Z+F ferrule, 16 AWG, black, 2-wire, follows DIN standard, 8mm ferrule length. Package of 500. | Stock | 14 | 15.5
V30AE000733 | Z+F ferrule, 18 AWG, white, 2-wire, 10mm ferrule length. Package of 500. | Stock | 17.5 | 19
V30AE000734 | Z+F ferrule, 18 AWG, gray, 2-wire, follows DIN standard, 10mm ferrule length. Package of 500. | Stock | 17.5 | 19
V30AE000735 | Z+F ferrule, 18 AWG, yellow, 2-wire, 12mm ferrule length. Package of 500. | Stock | 17.5 | 19
V30AE000736 | Z+F ferrule, 18 AWG, red, 2-wire, follows DIN standard, 12mm ferrule length. Package of 500. | Stock | 17.5 | 19
V30AE000737 | Z+F ferrule, 16 AWG, red, 2-wire, 12mm ferrule length. Package of 500. | Stock | 17.5 | 19
V30AE000738 | Z+F ferrule, 16 AWG, black, 2-wire, follows DIN standard, 12mm ferrule length. Package of 500. | Stock | 17.5 | 19
V30AE000748 | Z+F ferrule, 14 AWG, blue, 2-wire, follows DIN standard, 12mm ferrule length. Package of 100. | Stock | 3.5 | 3.75
V30AE001134 | Z+F ferrule, 20 AWG, orange, 2-wire, 8mm ferrule length. Package of 500. | Stock | 13.5 | 15
V30AE001139 | Z+F ferrule, 10 AWG, black, 2-wire, 12mm ferrule length. Package of 100. | Stock | 9.75 | 10.5
V30AE001141 | Z+F ferrule, 8 AWG, ivory, 2-wire, 12mm ferrule length. Package of 100. | Stock | 12.5 | 14
V30AE001143 | Z+F ferrule, 6 AWG, green, 2-wire, 16mm ferrule length. Package of 50. | Stock | 7.75 | 8.5
V30AE001145 | Z+F ferrule, 20 AWG, white, 2-wire, follows DIN standard, 8mm ferrule length. Package of 500. | Stock | 13.5 | 15
V30AE001148 | Z+F ferrule, 12 AWG, gray, 2-wire, follows DIN standard, 12mm ferrule length. Package of 100. | Stock | 8.25 | 9
V30AE001150 | Z+F ferrule, 10 AWG, yellow, 2-wire, follows DIN standard, 12mm ferrule length. Package of 100. | Stock | 9.75 | 10.5
V30AE001152 | Z+F ferrule, 8 AWG, red, 2-wire, follows DIN standard, 12mm ferrule length. Package of 100. | Stock | 12.5 | 14
V30AE001154 | Z+F ferrule, 6 AWG, blue, 2-wire, follows DIN standard, 16mm ferrule length. Package of 50. | Stock | 7.75 | 8.5
V3E1-R0-3A8F | Micro Detectors inductive proximity sensor, tubular, 8mm diameter x 62mm body, nickel-plated brass housing, N.O. output, 2mm sensing distance, flush, 25 Hz (AC)/900 Hz (DC) switching frequency, IP67, pigtail. | Stock | 42.5 | 44
V3E1-R0-3Q | Micro Detectors inductive proximity sensor, tubular, 8mm diameter x 82mm body, nickel-plated brass housing, N.O. (VAC) or N.O./N.C. (VDC) output, 2mm sensing distance, flush, 25 Hz (AC)/900 Hz (DC) switching frequency, IP67, 1/2in - 20UNF thread. | Stock | 42.5 | 44
V3E1-R0-4A8F | Micro Detectors inductive proximity sensor, tubular, 8mm diameter x 62mm body, nickel-plated brass housing, N.O. output, 4mm sensing distance, non-flush, 25 Hz (AC)/750 Hz (DC) switching frequency, IP67, pigtail. | Stock | 42.5 | 44
V3E1-R0-4Q | Micro Detectors inductive proximity sensor, tubular, 8mm diameter x 82mm body, nickel-plated brass housing, N.O. (VAC) or N.O./N.C. (VDC) output, 4mm sensing distance, non-flush, 25 Hz (AC)/750 Hz (DC) switching frequency, IP67, 1/2in - 20UNF thread. | Stock | 42.5 | 44
V3E1-S0-3A8F | Micro Detectors inductive proximity sensor, tubular, 8mm diameter x 62mm body, nickel-plated brass housing, N.C. output, 2mm sensing distance, flush, 25 Hz (AC)/900 Hz (DC) switching frequency, IP67, pigtail. | Stock | 42.5 | 44
V3E1-S0-3Q | Micro Detectors inductive proximity sensor, tubular, 8mm diameter x 82mm body, nickel-plated brass housing, N.C. (VAC) or N.O./N.C. (VDC) output, 2mm sensing distance, flush, 25 Hz (AC)/900 Hz (DC) switching frequency, IP67, 1/2in - 20UNF thread. | Stock | 42.5 | 44
V3E1-S0-4A8F | Micro Detectors inductive proximity sensor, tubular, 8mm diameter x 62mm body, nickel-plated brass housing, N.C. output, 4mm sensing distance, non-flush, 25 Hz (AC)/750 Hz (DC) switching frequency, IP67, pigtail. | Stock | 42.5 | 44
V3E1-S0-4Q | Micro Detectors inductive proximity sensor, tubular, 8mm diameter x 82mm body, nickel-plated brass housing, N.C. (VAC) or N.O./N.C. (VDC) output, 4mm sensing distance, non-flush, 25 Hz (AC)/750 Hz (DC) switching frequency, IP67, 1/2in - 20UNF thread. | Stock | 42.5 | 44
V3K1-R0-3A8F | Micro Detectors inductive proximity sensor, tubular, 18mm diameter x 60mm body, nickel-plated brass housing, N.O. (VAC) or N.O./N.C. (VDC) output, 6mm sensing distance, flush, 25 Hz (AC)/600 Hz (DC) switching frequency, IP67, pigtail. | Stock | 41.5 | 43
V3K1-R0-3Q | Micro Detectors inductive proximity sensor, tubular, 18mm diameter x 64.5mm body, nickel-plated brass housing, N.O. (VAC) or N.O./N.C. (VDC) output, 6mm sensing distance, flush, 25 Hz (AC)/600 Hz (DC) switching frequency, IP67, 1/2in - 20UNF thread. | Stock | 41.5 | 43
V3K1-R0-4A8F | Micro Detectors inductive proximity sensor, tubular, 18mm diameter x 60mm body, nickel-plated brass housing, N.O. (VAC) or N.O./N.C. (VDC) output, 10mm sensing distance, non-flush, 25 Hz (AC)/550 Hz (DC) switching frequency, IP67, pigtail. | Stock | 41.5 | 43
V3K1-R0-4Q | Micro Detectors inductive proximity sensor, tubular, 18mm diameter x 64.5mm body, nickel-plated brass housing, N.O. (VAC) or N.O./N.C. (VDC) output, 10mm sensing distance, non-flush, 25 Hz (AC)/550 Hz (DC) switching frequency, IP67, 1/2in - 20UNF thread. | Stock | 41.5 | 43
V3K1-S0-3A8F | Micro Detectors inductive proximity sensor, tubular, 18mm diameter x 60mm body, nickel-plated brass housing, N.C. (VAC) or N.O./N.C. (VDC) output, 6mm sensing distance, flush, 25 Hz (AC)/600 Hz (DC) switching frequency, IP67, pigtail. | Stock | 41.5 | 43
V3K1-S0-3Q | Micro Detectors inductive proximity sensor, tubular, 18mm diameter x 64.5mm body, nickel-plated brass housing, N.C. (VAC) or N.O./N.C. (VDC) output, 6mm sensing distance, flush, 25 Hz (AC)/600 Hz (DC) switching frequency, IP67, 1/2in - 20UNF thread. | Stock | 41.5 | 43
V3K1-S0-4A8F | Micro Detectors inductive proximity sensor, tubular, 18mm diameter x 60mm body, nickel-plated brass housing, N.C. (VAC) or N.O./N.C. (VDC) output, 10mm sensing distance, non-flush, 25 Hz (AC)/550 Hz (DC) switching frequency, IP67, pigtail. | Stock | 41.5 | 43
V3K1-S0-4Q | Micro Detectors inductive proximity sensor, tubular, 18mm diameter x 64.5mm body, nickel-plated brass housing, N.C. (VAC) or N.O./N.C. (VDC) output, 10mm sensing distance, non-flush, 25 Hz (AC)/550 Hz (DC) switching frequency, IP67, 1/2in - 20UNF thread. | Stock | 41.5 | 43
V3M1-R0-3A8F | Micro Detectors inductive proximity sensor, tubular, 12mm diameter x 60mm body, nickel-plated brass housing, N.O. (VAC) or N.O./N.C. (VDC) output, 4mm sensing distance, flush, 25 Hz (AC)/750 Hz (DC) switching frequency, IP67, pigtail. | Stock | 41.5 | 43
V3M1-R0-3Q | Micro Detectors inductive proximity sensor, tubular, 12mm diameter x 65mm body, nickel-plated brass housing, N.O. (VAC) or N.O./N.C. (VDC) output, 4mm sensing distance, flush, 25 Hz (AC)/750 Hz (DC) switching frequency, IP67, 1/2in - 20UNF thread. | Stock | 41.5 | 43
V3M1-R0-4A8F | Micro Detectors inductive proximity sensor, tubular, 12mm diameter x 60mm body, nickel-plated brass housing, N.O. (VAC) or N.O./N.C. (VDC) output, 6mm sensing distance, non-flush, 25 Hz (AC)/500 Hz (DC) switching frequency, IP67, pigtail. | Stock | 41.5 | 43
V3M1-R0-4Q | Micro Detectors inductive proximity sensor, tubular, 12mm diameter x 65mm body, nickel-plated brass housing, N.O. (VAC) or N.O./N.C. (VDC) output, 6mm sensing distance, non-flush, 25 Hz (AC)/500 Hz (DC) switching frequency, IP67, 1/2in - 20UNF thread. | Stock | 41.5 | 43
V3M1-S0-3A8F | Micro Detectors inductive proximity sensor, tubular, 12mm diameter x 60mm body, nickel-plated brass housing, N.C. (VAC) or N.O./N.C. (VDC) output, 4mm sensing distance, flush, 25 Hz (AC)/750 Hz (DC) switching frequency, IP67, pigtail. | Stock | 41.5 | 43
V3M1-S0-3Q | Micro Detectors inductive proximity sensor, tubular, 12mm diameter x 65mm body, nickel-plated brass housing, N.C. (VAC) or N.O./N.C. (VDC) output, 4mm sensing distance, flush, 25 Hz (AC)/750 Hz (DC) switching frequency, IP67, 1/2in - 20UNF thread. | Stock | 41.5 | 43
V3M1-S0-4A8F | Micro Detectors inductive proximity sensor, tubular, 12mm diameter x 60mm body, nickel-plated brass housing, N.C. (VAC) or N.O./N.C. (VDC) output, 6mm sensing distance, non-flush, 25 Hz (AC)/500 Hz (DC) switching frequency, IP67, pigtail. | Stock | 41.5 | 43
V3M1-S0-4Q | Micro Detectors inductive proximity sensor, tubular, 12mm diameter x 65mm body, nickel-plated brass housing, N.C. (VAC) or N.O./N.C. (VDC) output, 6mm sensing distance, non-flush, 25 Hz (AC)/500 Hz (DC) switching frequency, IP67, 1/2in - 20UNF thread. | Stock | 41.5 | 43
V3T1-R0-3A8F | Micro Detectors inductive proximity sensor, tubular, 30mm diameter x 55mm body, nickel-plated brass housing, N.O. (VAC) or N.O./N.C. (VDC) output, 12mm sensing distance, flush, 25 Hz (AC)/250 Hz (DC) switching frequency, IP67, pigtail. | Stock | 44 | 46
V3T1-R0-3Q | Micro Detectors inductive proximity sensor, tubular, 30mm diameter x 60mm body, nickel-plated brass housing, N.O. (VAC) or N.O./N.C. (VDC) output, 12mm sensing distance, flush, 25 Hz (AC)/250 Hz (DC) switching frequency, IP67, 1/2in - 20UNF thread. | Stock | 44 | 46
V3T1-R0-4A8F | Micro Detectors inductive proximity sensor, tubular, 30mm diameter x 55mm body, nickel-plated brass housing, N.O. (VAC) or N.O./N.C. (VDC) output, 18mm sensing distance, non-flush, 25 Hz (AC)/190 Hz (DC) switching frequency, IP67, pigtail. | Stock | 44 | 46
V3T1-R0-4Q | Micro Detectors inductive proximity sensor, tubular, 30mm diameter x 60mm body, nickel-plated brass housing, N.O. (VAC) or N.O./N.C. (VDC) output, 18mm sensing distance, non-flush, 25 Hz (AC)/190 Hz (DC) switching frequency, IP67, 1/2in - 20UNF thread. | Stock | 44 | 46
V3T1-S0-3A8F | Micro Detectors inductive proximity sensor, tubular, 30mm diameter x 55mm body, nickel-plated brass housing, N.C. (VAC) or N.O./N.C. (VDC) output, 12mm sensing distance, flush, 25 Hz (AC)/250 Hz (DC) switching frequency, IP67, pigtail. | Stock | 44 | 46
V3T1-S0-3Q | Micro Detectors inductive proximity sensor, tubular, 30mm diameter x 60mm body, nickel-plated brass housing, N.C. (VAC) or N.O./N.C. (VDC) output, 12mm sensing distance, flush, 25 Hz (AC)/250 Hz (DC) switching frequency, IP67, 1/2in - 20UNF thread. | Stock | 44 | 46
V3T1-S0-4A8F | Micro Detectors inductive proximity sensor, tubular, 30mm diameter x 55mm body, nickel-plated brass housing, N.C. (VAC) or N.O./N.C. (VDC) output, 18mm sensing distance, non-flush, 25 Hz (AC)/190 Hz (DC) switching frequency, IP67, pigtail. | Stock | 44 | 46
V3T1-S0-4Q | Micro Detectors inductive proximity sensor, tubular, 30mm diameter x 60mm body, nickel-plated brass housing, N.C. (VAC) or N.O./N.C. (VDC) output, 18mm sensing distance, non-flush, 25 Hz (AC)/190 Hz (DC) switching frequency, IP67, 1/2in - 20UNF thread. | Stock | 44 | 46
V40166-1 | Southwire flexible multi-conductor control cable, 3 conductors (includes ground), 18 AWG, PVC/Nylon conductor insulation material, black with white numbers and green/yellow ground, unshielded, TPE jacket, gray, cut to length. | Stock | 0.53 | 0.5512
V40168-1 | Southwire flexible multi-conductor control cable, 4 conductors (includes ground), 18 AWG, PVC/Nylon conductor insulation material, black with white numbers and green/yellow ground, unshielded, TPE jacket, gray, cut to length. | Stock | 0.64 | 0.6656
V40170-1 | Southwire flexible multi-conductor control cable, 5 conductors (includes ground), 18 AWG, PVC/Nylon conductor insulation material, black with white numbers and green/yellow ground, unshielded, TPE jacket, gray, cut to length. | Stock | 0.76 | 0.7904
V40172-1 | Southwire flexible multi-conductor control cable, 7 conductors (includes ground), 18 AWG, PVC/Nylon conductor insulation material, black with white numbers and green/yellow ground, unshielded, TPE jacket, gray, cut to length. | Stock | 1.02 | 1.0608
V40174-1 | Southwire flexible multi-conductor control cable, 9 conductors (includes ground), 18 AWG, PVC/Nylon conductor insulation material, black with white numbers and green/yellow ground, unshielded, TPE jacket, gray, cut to length. | Stock | 1.24 | 1.2896
V40176-1 | Southwire flexible multi-conductor control cable, 12 conductors (includes ground), 18 AWG, PVC/Nylon conductor insulation material, black with white numbers and green/yellow ground, unshielded, TPE jacket, gray, cut to length. | Stock | 1.61 | 1.6744
V40178-1 | Southwire flexible multi-conductor control cable, 18 conductors (includes ground), 18 AWG, PVC/Nylon conductor insulation material, black with white numbers and green/yellow ground, unshielded, TPE jacket, gray, cut to length. | Stock | 2.45 | 2.548
V40180-1 | Southwire flexible multi-conductor control cable, 25 conductors (includes ground), 18 AWG, PVC/Nylon conductor insulation material, black with white numbers and green/yellow ground, unshielded, TPE jacket, gray, cut to length. | Stock | 3.27 | 3.4008
V50196-1 | Southwire flexible multi-conductor control cable, 3 conductors (includes ground), 16 AWG, PVC/Nylon conductor insulation material, black with white numbers and green/yellow ground, unshielded, TPE jacket, gray, cut to length. | Stock | 0.71 | 0.7384
V50198-1 | Southwire flexible multi-conductor control cable, 4 conductors (includes ground), 16 AWG, PVC/Nylon conductor insulation material, black with white numbers and green/yellow ground, unshielded, TPE jacket, gray, cut to length. | Stock | 0.88 | 0.9152
V50200-1 | Southwire flexible multi-conductor control cable, 5 conductors (includes ground), 16 AWG, PVC/Nylon conductor insulation material, black with white numbers and green/yellow ground, unshielded, TPE jacket, gray, cut to length. | Stock | 1.03 | 1.0712
V50202-1 | Southwire flexible multi-conductor control cable, 7 conductors (includes ground), 16 AWG, PVC/Nylon conductor insulation material, black with white numbers and green/yellow ground, unshielded, TPE jacket, gray, cut to length. | Stock | 1.4 | 1.456
V50206-1 | Southwire flexible multi-conductor control cable, 9 conductors (includes ground), 16 AWG, PVC/Nylon conductor insulation material, black with white numbers and green/yellow ground, unshielded, TPE jacket, gray, cut to length. | Stock | 1.72 | 1.7888
V50208-1 | Southwire flexible multi-conductor control cable, 12 conductors (includes ground), 16 AWG, PVC/Nylon conductor insulation material, black with white numbers and green/yellow ground, unshielded, TPE jacket, gray, cut to length. | Stock | 2.36 | 2.4544
V50212-1 | Southwire flexible multi-conductor control cable, 18 conductors (includes ground), 16 AWG, PVC/Nylon conductor insulation material, black with white numbers and green/yellow ground, unshielded, TPE jacket, gray, cut to length. | Stock | 3.39 | 3.5256
V50214-1 | Southwire flexible multi-conductor control cable, 25 conductors (includes ground), 16 AWG, PVC/Nylon conductor insulation material, black with white numbers and green/yellow ground, unshielded, TPE jacket, gray, cut to length. | Stock | 4.69 | 4.8776
V50216-1 | Southwire flexible multi-conductor control cable, 41 conductors (includes ground), 16 AWG, PVC/Nylon conductor insulation material, black with white numbers and green/yellow ground, unshielded, TPE jacket, gray, cut to length. | Stock | 7.72 | 8.0288
V60127-1 | Southwire flexible multi-conductor control cable, 3 conductors (includes ground), 14 AWG, PVC/Nylon conductor insulation material, black with white numbers and green/yellow ground, unshielded, TPE jacket, gray, cut to length. | Stock | 1 | 1.04
V60129-1 | Southwire flexible multi-conductor control cable, 4 conductors (includes ground), 14 AWG, PVC/Nylon conductor insulation material, black with white numbers and green/yellow ground, unshielded, TPE jacket, gray, cut to length. | Stock | 1.25 | 1.3
V60131-1 | Southwire flexible multi-conductor control cable, 5 conductors (includes ground), 14 AWG, PVC/Nylon conductor insulation material, black with white numbers and green/yellow ground, unshielded, TPE jacket, gray, cut to length. | Stock | 1.51 | 1.5704
V60133-1 | Southwire flexible multi-conductor control cable, 7 conductors (includes ground), 14 AWG, PVC/Nylon conductor insulation material, black with white numbers and green/yellow ground, unshielded, TPE jacket, gray, cut to length. | Stock | 2.11 | 2.1944
V60135-1 | Southwire flexible multi-conductor control cable, 9 conductors (includes ground), 14 AWG, PVC/Nylon conductor insulation material, black with white numbers and green/yellow ground, unshielded, TPE jacket, gray, cut to length. | Stock | 2.59 | 2.6936
V60137-1 | Southwire flexible multi-conductor control cable, 12 conductors (includes ground), 14 AWG, PVC/Nylon conductor insulation material, black with white numbers and green/yellow ground, unshielded, TPE jacket, gray, cut to length. | Stock | 3.51 | 3.6504
V60139-1 | Southwire flexible multi-conductor control cable, 18 conductors (includes ground), 14 AWG, PVC/Nylon conductor insulation material, black with white numbers and green/yellow ground, unshielded, TPE jacket, gray, cut to length. | Stock | 4.77 | 4.9608
V60141-1 | Southwire flexible multi-conductor control cable, 25 conductors (includes ground), 14 AWG, PVC/Nylon conductor insulation material, black with white numbers and green/yellow ground, unshielded, TPE jacket, gray, cut to length. | Stock | 7.41 | 7.7064
V70107-1 | Southwire flexible multi-conductor control cable, 4 conductors (includes ground), 12 AWG, PVC/Nylon conductor insulation material, black with white numbers and green/yellow ground, unshielded, TPE jacket, gray, cut to length. | Stock | 1.92 | 1.9968
V70FH004001 | Z+F disconnect, female, 20-18 AWG, red, 2.8 x 0.5mm tab size, partially PVC insulated. Package of 100. | Stock | 7.25 | 8
V70FH004002 | Z+F disconnect, female, 20-18 AWG, red, 2.8 x 0.8mm tab size, partially PVC insulated. Package of 100. | Stock | 7.25 | 8
V70FH004003 | Z+F disconnect, female, 20-18 AWG, red, 4.8 x 0.5mm tab size, partially PVC insulated. Package of 100. | Stock | 7.25 | 8
V70FH004004 | Z+F disconnect, female, 20-18 AWG, red, 4.8 x 0.8mm tab size, partially PVC insulated. Package of 100. | Stock | 7.25 | 8
V70FH004005 | Z+F disconnect, female, 20-18 AWG, red, 6.3 x 0.8mm tab size, partially PVC insulated. Package of 100. | Stock | 8.25 | 9.25
V70FH004006 | Z+F disconnect, female, 16-14 AWG, blue, 2.8 x 0.5mm tab size, partially PVC insulated. Package of 100. | Stock | 7.75 | 8.5
V70FH004007 | Z+F disconnect, female, 16-14 AWG, blue, 2.8 x 0.8mm tab size, partially PVC insulated. Package of 100. | Stock | 7.75 | 8.5
V70FH004008 | Z+F disconnect, female, 16-14 AWG, blue, 4.8 x 0.5mm tab size, partially PVC insulated. Package of 100. | Stock | 7.75 | 8.5
V70FH004009 | Z+F disconnect, female, 16-14 AWG, blue, 4.8 x 0.8mm tab size, partially PVC insulated. Package of 100. | Stock | 7.75 | 8.5
V70FH004010 | Z+F disconnect, female, 16-14 AWG, blue, 6.3 x 0.8mm tab size, partially PVC insulated. Package of 100. | Stock | 8.75 | 9.75
V70FH004011 | Z+F disconnect, female, 12-10 AWG, yellow, 6.3 x 0.8mm tab size, partially PVC insulated. Package of 100. | Stock | 14 | 15.5
V70FP004001 | Z+F piggy back disconnect, 20-18 AWG, red, 6.3 x 0.8mm tab size, partially PVC insulated. Package of 100. | Stock | 9.75 | 11
V70FP004002 | Z+F piggy back disconnect, 16-14 AWG, blue, 6.3 x 0.8mm tab size, partially PVC insulated. Package of 100. | Stock | 10 | 11
V70FP004003 | Z+F piggy back disconnect, 12-10 AWG, yellow, 6.3 x 0.8mm tab size, partially PVC insulated. Package of 100. | Stock | 15 | 16.5
V70FS004001 | Z+F disconnect, male, 20-18 AWG, red, 2.8 x 0.5mm tab size, partially PVC insulated. Package of 100. | Stock | 7.25 | 8
V70FS004002 | Z+F disconnect, male, 20-18 AWG, red, 2.8 x 0.8mm tab size, partially PVC insulated. Package of 100. | Stock | 7.25 | 8
V70FS004003 | Z+F disconnect, male, 20-18 AWG, red, 4.8 x 0.5mm tab size, partially PVC insulated. Package of 100. | Stock | 7.25 | 8
V70FS004004 | Z+F disconnect, male, 20-18 AWG, red, 4.8 x 0.8mm tab size, partially PVC insulated. Package of 100. | Stock | 7.25 | 8
V70FS004005 | Z+F disconnect, male, 20-18 AWG, red, 6.3 x 0.8mm tab size, partially PVC insulated. Package of 100. | Stock | 7.75 | 8.5
V70FS004008 | Z+F disconnect, male, 16-14 AWG, blue, 4.8 x 0.5mm tab size, partially PVC insulated. Package of 100. | Stock | 7.25 | 8
V70FS004009 | Z+F disconnect, male, 16-14 AWG, blue, 4.8 x 0.8mm tab size, partially PVC insulated. Package of 100. | Stock | 7.75 | 8.5
V70FS004010 | Z+F disconnect, male, 16-14 AWG, blue, 6.3 x 0.8mm tab size, partially PVC insulated. Package of 100. | Stock | 7.75 | 8.75
V70FS004011 | Z+F disconnect, male, 12-10 AWG, yellow, 6.3 x 0.8mm tab size, partially PVC insulated. Package of 100. | Stock | 13.5 | 15
V70FV004001 | Z+F disconnect, female, 20-18 AWG, red, 6.3 x 0.8mm tab size, completely PVC insulated. Package of 100. | Stock | 10 | 11
V70FV004002 | Z+F disconnect, female, 16-14 AWG, blue, 6.3 x 0.8mm tab size, completely PVC insulated. Package of 100. | Stock | 11 | 12
V70FV004003 | Z+F disconnect, female, 20-18 AWG, red, 2.8 x 0.5mm tab size, completely PVC insulated. Package of 100. | Stock | 9.25 | 10.5
V70FV004004 | Z+F disconnect, female, 20-18 AWG, red, 2.8 x 0.8mm tab size, completely PVC insulated. Package of 100. | Stock | 9.25 | 10.5
V70FV004005 | Z+F disconnect, female, 20-18 AWG, red, 4.8 x 0.5mm tab size, completely PVC insulated. Package of 100. | Stock | 9.75 | 11
V70FV004006 | Z+F disconnect, female, 20-18 AWG, red, 4.8 x 0.8mm tab size, completely PVC insulated. Package of 100. | Stock | 9.75 | 11
V70FV004007 | Z+F disconnect, female, 16-14 AWG, blue, 4.8 x 0.5mm tab size, completely PVC insulated. Package of 100. | Stock | 10 | 11
V70FV004008 | Z+F disconnect, female, 16-14 AWG, blue, 4.8 x 0.8mm tab size, completely PVC insulated. Package of 100. | Stock | 10 | 11
V70FV004009 | Z+F disconnect, female, 12-10 AWG, yellow, 6.3 x 0.8mm tab size, completely PVC insulated. Package of 100. | Stock | 17 | 19
V70GK004003 | Z+F fork terminal, 20-18 AWG, red, PVC insulated, M4 stud size. Package of 100. | Stock | 8.25 | 9.25
V70GK004004 | Z+F fork terminal, 20-18 AWG, red, PVC insulated, M5 stud size. Package of 100. | Stock | 8.75 | 9.75
V70GK004008 | Z+F fork terminal, 16-14 AWG, blue, PVC insulated, M4 stud size. Package of 100. | Stock | 8.25 | 9.25
V70GK004009 | Z+F fork terminal, 16-14 AWG, blue, PVC insulated, M5 stud size. Package of 100. | Stock | 9.25 | 10.5
V70GK004011 | Z+F fork terminal, 12-10 AWG, yellow, PVC insulated, M4 stud size. Package of 100. | Stock | 12.5 | 14
V70GK004012 | Z+F fork terminal, 12-10 AWG, yellow, PVC insulated, M5 stud size. Package of 100. | Stock | 12.5 | 14
V70RK004004 | Z+F terminal, 20-18 AWG, red, PVC insulated, M4 stud size. Package of 100. | Stock | 8.25 | 9.25
V70RK004005 | Z+F ring terminal, 20-18 AWG, red, PVC insulated, M5 stud size. Package of 100. | Stock | 8.25 | 9.25
V70RK004011 | Z+F ring terminal, 16-14 AWG, blue, PVC insulated, M4 stud size. Package of 100. | Stock | 8.75 | 9.75
V70RK004012 | Z+F ring terminal, 16-14 AWG, blue, PVC insulated, M5 stud size. Package of 100. | Stock | 9.25 | 10.5
V70RK004017 | Z+F ring terminal, 12-10 AWG, yellow, PVC insulated, M4 stud size. Package of 100. | Stock | 13.5 | 15
V70RK004018 | Z+F ring terminal, 12-10 AWG, yellow, PVC insulated, M5 stud size. Package of 100. | Stock | 13.5 | 15
V70RS004001 | Z+F bullet connector, male, 20-18 AWG, red, 4mm bullet diameter. Package of 100. | Stock | 7.75 | 8.5
V70RS004002 | Z+F bullet connector, male, 16-14 AWG, blue, 5mm bullet diameter. Package of 100. | Stock | 8.75 | 9.75
V70RS004003 | Z+F bullet connector, male, 12-10 AWG, yellow, 5mm bullet diameter. Package of 100. | Stock | 10 | 11
V70RV004001 | Z+F bullet connector, female, 20-18 AWG, red, 4mm bullet diameter. Package of 100. | Stock | 9.75 | 11
V70RV004002 | Z+F bullet connector, female, 16-14 AWG, blue, 5mm bullet diameter. Package of 100. | Stock | 10 | 11
V70RV004003 | Z+F bullet connector, female, 12-10 AWG, yellow, 5mm bullet diameter. Package of 100. | Stock | 17.5 | 19.5
V70SS004001 | Z+F pin terminal, 20-18 AWG, red, 12mm pin length. Package of 100. | Stock | 9.25 | 10.5
V70SS004002 | Z+F pin terminal, 16-14 AWG, blue, 12mm pin length. Package of 100. | Stock | 9.75 | 11
V70SS004003 | Z+F pin terminal, 12-10 AWG, yellow, 14mm pin length. Package of 100. | Stock | 15 | 16.5
V70SV004001 | Z+F butt connector, 20-18 AWG, red, PVC insulated. Package of 100. | Stock | 8.75 | 9.75
V70SV004002 | Z+F butt connector, 16-14 AWG, blue, PVC insulated. Package of 100. | Stock | 9.75 | 11
V70SV004003 | Z+F butt connector, 12-10 AWG, yellow, PVC insulated. Package of 100. | Stock | 14 | 15.5
V80059-1 | Southwire flexible multi-conductor control cable, 4 conductors (includes ground), 10 AWG, PVC/Nylon conductor insulation material, black with white numbers and green/yellow ground, unshielded, TPE jacket, gray, cut to length. | Stock | 2.81 | 2.9224
VACT150-42L | AcuAMP AC voltage transducer, 0-150VAC sensing range, True RMS, 4-20mA output. | Stock | 142 | 163
VACT500-42L | AcuAMP AC voltage transducer, 0-500VAC sensing range, True RMS, 4-20mA output. | Stock | 142 | 163
VADT015-42-24 | AcuAMP AC/DC voltage transducer, 0-15 VAC/VDC sensing range, 4-20mA output. | Stock | 142 | 163
VADT050-42-24 | AcuAMP AC/DC voltage transducer, 0-50 VAC/VDC sensing range, 4-20mA output. | Stock | 142 | 163
VADT150-42-24 | AcuAMP AC/DC voltage transducer, 0-150 VAC/VDC sensing range, 4-20mA output. | Stock | 142 | 163
VADT500-42-24 | AcuAMP AC/DC voltage transducer, 0-500 VAC/VDC sensing range, 4-20mA output. | Stock | 142 | 163
VBC614 | Quadritalia screw, M6 x 14mm, T30 Torx head. Package of 100. | Stock | 22.5 | 30.5
VBC616 | Quadritalia screw, M6 x 16mm, T30 Torx head. Package of 100. | Stock | 22.5 | 30
VDCT015-42-24 | AcuAMP DC voltage transducer, 0-15VDC sensing range, 4-20mA output. | Stock | 142 | 163
VDCT050-42-24 | AcuAMP DC voltage transducer, 0-50VDC sensing range, 4-20mA output. | Stock | 142 | 163
VENT-2-P10 | Integra outdoor labyrinth vent, polypropylene, for polycarbonate enclosures. Mounting hardware included. | Stock | 12.75 | 13.25
VFDC-10-4B-1 | Southwire VFD cable, 4 conductors (includes ground), 10 AWG, cross linked polyethylene (XLPE) conductor insulation material, overall foil and braid shielded, TPE jacket, black, cut to length. | Stock | 4.44 | 4.6176
VFDC-12-4B-1 | Southwire VFD cable, 4 conductors (includes ground), 12 AWG, cross linked polyethylene (XLPE) conductor insulation material, overall foil and braid shielded, TPE jacket, black, cut to length. | Stock | 3.38 | 3.5152
VFDC-14-4B-1 | Southwire VFD cable, 4 conductors (includes ground), 14 AWG, cross linked polyethylene (XLPE) conductor insulation material, overall foil and braid shielded, TPE jacket, black, cut to length. | Stock | 2.72 | 2.8288
VFDC-16-4B-1 | Southwire VFD cable, 4 conductors (includes ground), 16 AWG, cross linked polyethylene (XLPE) conductor insulation material, overall foil and braid shielded, TPE jacket, black, cut to length. | Stock | 2.29 | 2.3816
VFDC-2-4B-1 | Southwire VFD cable, 4 conductors (includes ground), 2 AWG, cross linked polyethylene (XLPE) conductor insulation material, overall foil and braid shielded, TPE jacket, black, cut to length. | Stock | 21.92 | 22.7968
VFDC-4-4B-1 | Southwire VFD cable, 4 conductors (includes ground), 4 AWG, cross linked polyethylene (XLPE) conductor insulation material, overall foil and braid shielded, TPE jacket, black, cut to length. | Stock | 15.04 | 15.6416
VFDC-6-4B-1 | Southwire VFD cable, 4 conductors (includes ground), 6 AWG, cross linked polyethylene (XLPE) conductor insulation material, overall foil and braid shielded, TPE jacket, black, cut to length. | Stock | 10.61 | 11.0344
VFDC-8-4B-1 | Southwire VFD cable, 4 conductors (includes ground), 8 AWG, cross linked polyethylene (XLPE) conductor insulation material, overall foil and braid shielded, TPE jacket, black, cut to length. | Stock | 8.08 | 8.4032
VFD-SC-10-4B-1P-1 | Southwire VFD/Servo cable, 4 conductors (includes ground), 10 AWG, (1) shielded 16 AWG twisted pair, cross linked polyethylene (XLPE) conductor insulation material, overall foil and braid shielded, TPE jacket, black, cut to length. | Stock | 6.01 | 6.2504
VFD-SC-12-4B-1P-1 | Southwire VFD/Servo cable, 4 conductors (includes ground), 12 AWG, (1) shielded 16 AWG twisted pair, cross linked polyethylene (XLPE) conductor insulation material, overall foil and braid shielded, TPE jacket, black, cut to length. | Stock | 5.2 | 5.408
VFD-SC-14-4B-1P-1 | Southwire VFD/Servo cable, 4 conductors (includes ground), 14 AWG, (1) shielded 16 AWG twisted pair, cross linked polyethylene (XLPE) conductor insulation material, overall foil and braid shielded, TPE jacket, black, cut to length. | Stock | 4.48 | 4.6592
VFD-SC-16-4B-1P-1 | Southwire VFD/Servo cable, 4 conductors (includes ground), 16 AWG, (1) shielded 16 AWG twisted pair, cross linked polyethylene (XLPE) conductor insulation material, overall foil and braid shielded, TPE jacket, black, cut to length. | Stock | 4 | 4.16
VFK1-A0-1M | AutomationDirect inductive proximity sensor, tubular, 18mm diameter x 70mm body, 316L stainless steel housing, N.O. output, 5mm sensing distance, flush, 25 Hz (AC)/400 Hz (DC) switching frequency, IP68 IP69K, 1/2in - 20UNF thread. | Stock | 59 | 63
VFK1-A0-2M | AutomationDirect inductive proximity sensor, tubular, 18mm diameter x 70mm body, 316L stainless steel housing, N.O. output, 12mm sensing distance, non-flush, 25 Hz (AC)/300 Hz (DC) switching frequency, IP68 IP69K, 1/2in - 20UNF thread. | Stock | 59 | 63
VFL50-100L-3D | ProSense vibration fork liquid level switch, any orientation mount, 3.44in insertion length, 316L stainless steel wetted parts, -40 to 212 deg F, 1/2in male NPT process connection, switch PNP, 3-wire, N.O. or N.C., EN 175301-803-A connector. | Stock | 155 | 161
VFL50-100L-3H | ProSense vibration fork liquid level switch, any orientation mount, 3.44in insertion length, 316L stainless steel wetted parts, -40 to 212 deg F, 1/2in male NPT process connection, switch PNP, 3-wire, N.O./N.C. complementary, 4-pin M12 quick-disconnect. | Stock | 155 | 161
VFL50-100S-3D | ProSense vibration fork liquid level switch, any orientation mount, 1.89in insertion length, 316L stainless steel wetted parts, -40 to 212 deg F, 1/2in male NPT process connection, switch PNP, 3-wire, N.O. or N.C., EN 175301-803-A connector. | Stock | 141 | 147
VFL50-100S-3H | ProSense vibration fork liquid level switch, any orientation mount, 1.89in insertion length, 316L stainless steel wetted parts, -40 to 212 deg F, 1/2in male NPT process connection, switch PNP, 3-wire, N.O./N.C. complementary, 4-pin M12 quick-disconnect. | Stock | 141 | 147
VFL50-150S-3D | ProSense vibration fork liquid level switch, any orientation mount, 1.89in insertion length, 316L stainless steel wetted parts, -40 to 302 deg F, 1/2in male NPT process connection, switch PNP, 3-wire, N.O. or N.C., EN 175301-803-A connector. | Stock | 159 | 165
VFL50-150S-3H | ProSense vibration fork liquid level switch, any orientation mount, 1.89in insertion length, 316L stainless steel wetted parts, -40 to 302 deg F, 1/2in male NPT process connection, switch PNP, 3-wire, N.O./N.C. complementary, 4-pin M12 quick-disconnect. | Stock | 159 | 165
VFL75-100L-3D | ProSense vibration fork liquid level switch, any orientation mount, 3.44in insertion length, 316L stainless steel wetted parts, -40 to 212 deg F, 3/4in male NPT process connection, switch PNP, 3-wire, N.O. or N.C., EN 175301-803-A connector. | Stock | 155 | 161
VFL75-100L-3H | ProSense vibration fork liquid level switch, any orientation mount, 3.44in insertion length, 316L stainless steel wetted parts, -40 to 212 deg F, 3/4in male NPT process connection, switch PNP, 3-wire, N.O./N.C. complementary, 4-pin M12 quick-disconnect. | Stock | 155 | 161
VFL75-100S-2D | ProSense vibration fork liquid level switch, any orientation mount, 1.89in insertion length, 316L stainless steel wetted parts, -40 to 212 deg F, 3/4in male NPT process connection, AC/DC, 2-wire, N.O. or N.C., EN 175301-803-A connector. | Stock | 141 | 147
VFL75-100S-3D | ProSense vibration fork liquid level switch, any orientation mount, 1.89in insertion length, 316L stainless steel wetted parts, -40 to 212 deg F, 3/4in male NPT process connection, switch PNP, 3-wire, N.O. or N.C., EN 175301-803-A connector. | Stock | 141 | 147
VFL75-100S-3H | ProSense vibration fork liquid level switch, any orientation mount, 1.89in insertion length, 316L stainless steel wetted parts, -40 to 212 deg F, 3/4in male NPT process connection, switch PNP, 3-wire, N.O./N.C. complementary, 4-pin M12 quick-disconnect. | Stock | 141 | 147
VFL75-150S-2D | ProSense vibration fork liquid level switch, any orientation mount, 1.89in insertion length, 316L stainless steel wetted parts, -40 to 302 deg F, 3/4in male NPT process connection, AC/DC, 2-wire, N.O. or N.C., EN 175301-803-A connector. | Stock | 159 | 165
VFL75-150S-3D | ProSense vibration fork liquid level switch, any orientation mount, 1.89in insertion length, 316L stainless steel wetted parts, -40 to 302 deg F, 3/4in male NPT process connection, switch PNP, 3-wire, N.O. or N.C., EN 175301-803-A connector. | Stock | 159 | 165
VFL75-150S-3H | ProSense vibration fork liquid level switch, any orientation mount, 1.89in insertion length, 316L stainless steel wetted parts, -40 to 302 deg F, 3/4in male NPT process connection, switch PNP, 3-wire, N.O./N.C. complementary, 4-pin M12 quick-disconnect. | Stock | 159 | 165
VFS50-10-1001 | ProSense liquid flow sensor, vortex, 1/2in female NPT process connection, 0.55 to 10.55 GPM, 32 to 634 GPH, 14 to 194 deg F, Output: switch or frequency, Output 2: switch or frequency, 18 to 30 VDC operating voltage. | Stock | 199 | 214
VFS50-10-1002 | ProSense liquid flow sensor, vortex, 1/2in female NPT process connection, 0.55 to 10.55 GPM, 32 to 634 GPH, 14 to 194 deg F, Output: analog, Output 2: analog, 18 to 30 VDC operating voltage. | Stock | 199 | 214
VFS50-5-1001 | ProSense liquid flow sensor, vortex, 1/2in female NPT process connection, 0.26 to 5.28 GPM, 16 to 317 GPH, 14 to 194 deg F, Output: switch or frequency, Output 2: switch or frequency, 18 to 30 VDC operating voltage. | Stock | 199 | 214
VFS50-5-1002 | ProSense liquid flow sensor, vortex, 1/2in female NPT process connection, 0.26 to 5.28 GPM, 16 to 317 GPH, 14 to 194 deg F, Output: analog, Output 2: analog, 18 to 30 VDC operating voltage. | Stock | 199 | 214
VFS75-26-1001 | ProSense liquid flow sensor, vortex, 3/4in female NPT process connection, 1.3 to 26.4 GPM, 80 to 1585 GPH, 14 to 194 deg F, Output: switch or frequency, Output 2: switch or frequency, 18 to 30 VDC operating voltage. | Stock | 215 | 231
VFS75-26-1002 | ProSense liquid flow sensor, vortex, 3/4in female NPT process connection, 1.3 to 26.4 GPM, 80 to 1585 GPH, 14 to 194 deg F, Output: analog, Output 2: analog, 18 to 30 VDC operating voltage. | Stock | 215 | 231
VFT1-A0-1M | AutomationDirect inductive proximity sensor, tubular, 30mm diameter x 70mm body, 316L stainless steel housing, N.O. output, 14mm sensing distance, flush, 25 Hz (AC)/100 Hz (DC) switching frequency, IP68 IP69K, 1/2in - 20UNF thread. | Stock | 63 | 68
VFT1-A0-2M | AutomationDirect inductive proximity sensor, tubular, 30mm diameter x 70mm body, 316L stainless steel housing, N.O. output, 22mm sensing distance, non-flush, 25 Hz (AC)/100 Hz (DC) switching frequency, IP68 IP69K, 1/2in - 20UNF thread. | Stock | 63 | 68
VK1-A0-1B | Micro Detectors inductive proximity sensor, tubular, 18mm diameter x 60mm body, nickel-plated brass housing, N.O. output, 5mm sensing distance, flush, 25 Hz switching frequency, IP67, pigtail. | Stock | 34.5 | 36
VK1-A0-1H | Micro Detectors inductive proximity sensor, tubular, 18mm diameter x 74mm body, nickel-plated brass housing, N.O. output, 5mm sensing distance, flush, 25 Hz switching frequency, IP67, 4-pin M12 quick-disconnect. | Stock | 34.5 | 36
VK1-A0-2B | Micro Detectors inductive proximity sensor, tubular, 18mm diameter x 60mm body, nickel-plated brass housing, N.O. output, 8mm sensing distance, non-flush, 25 Hz switching frequency, IP67, pigtail. | Stock | 34.5 | 36
VK1-A0-2H | Micro Detectors inductive proximity sensor, tubular, 18mm diameter x 74mm body, nickel-plated brass housing, N.O. output, 8mm sensing distance, non-flush, 25 Hz switching frequency, IP67, 4-pin M12 quick-disconnect. | Stock | 34.5 | 36
VM1-A0-1B | Micro Detectors inductive proximity sensor, tubular, 12mm diameter x 72mm body, nickel-plated brass housing, N.O. output, 2mm sensing distance, flush, 25 Hz switching frequency, IP67, pigtail. | Stock | 39.5 | 41
VM1-A0-1H | Micro Detectors inductive proximity sensor, tubular, 12mm diameter x 65mm body, nickel-plated brass housing, N.O. output, 2mm sensing distance, flush, 25 Hz switching frequency, IP67, 4-pin M12 quick-disconnect. | Stock | 39.5 | 41
VM1-A0-2B | Micro Detectors inductive proximity sensor, tubular, 12mm diameter x 72mm body, nickel-plated brass housing, N.O. output, 4mm sensing distance, non-flush, 25 Hz switching frequency, IP67, pigtail. | Stock | 39.5 | 41
VM1-A0-2H | Micro Detectors inductive proximity sensor, tubular, 12mm diameter x 65mm body, nickel-plated brass housing, N.O. output, 4mm sensing distance, non-flush, 25 Hz switching frequency, IP67, 4-pin M12 quick-disconnect. | Stock | 39.5 | 41
VNTC-10-3-BK-1 | Southwire multi-conductor control cable, 3 conductors, 10 AWG, PVC/Nylon conductor insulation material, method 1 table 2 color code, unshielded, PVC jacket, black, cut to length. | Stock | 1.13 | 1.1752
VNTC-10-4-BK-1 | Southwire multi-conductor control cable, 4 conductors, 10 AWG, PVC/Nylon conductor insulation material, method 1 table 2 color code, unshielded, PVC jacket, black, cut to length. | Stock | 1.47 | 1.5288
VNTC-10-5-BK-1 | Southwire multi-conductor control cable, 5 conductors, 10 AWG, PVC/Nylon conductor insulation material, method 1 table 2 color code, unshielded, PVC jacket, black, cut to length. | Stock | 1.87 | 1.9448
VNTC-12-3-BK-1 | Southwire multi-conductor control cable, 3 conductors, 12 AWG, PVC/Nylon conductor insulation material, method 1 table 2 color code, unshielded, PVC jacket, black, cut to length. | Stock | 0.78 | 0.8112
VNTC-12-4-BK-1 | Southwire multi-conductor control cable, 4 conductors, 12 AWG, PVC/Nylon conductor insulation material, method 1 table 2 color code, unshielded, PVC jacket, black, cut to length. | Stock | 1 | 1.04
VNTC-12-5-BK-1 | Southwire multi-conductor control cable, 5 conductors, 12 AWG, PVC/Nylon conductor insulation material, method 1 table 2 color code, unshielded, PVC jacket, black, cut to length. | Stock | 1.21 | 1.2584
VNTC-14-12-BK-1 | Southwire multi-conductor control cable, 12 conductors, 14 AWG, PVC/Nylon conductor insulation material, method 1 table 2 color code, unshielded, PVC jacket, black, cut to length. | Stock | 2.06 | 2.1424
VNTC-14-3-BK-1 | Southwire multi-conductor control cable, 3 conductors, 14 AWG, PVC/Nylon conductor insulation material, method 1 table 2 color code, unshielded, PVC jacket, black, cut to length. | Stock | 0.56 | 0.5824
VNTC-14-4-BK-1 | Southwire multi-conductor control cable, 4 conductors, 14 AWG, PVC/Nylon conductor insulation material, method 1 table 2 color code, unshielded, PVC jacket, black, cut to length. | Stock | 0.65 | 0.676
VNTC-14-5-BK-1 | Southwire multi-conductor control cable, 5 conductors, 14 AWG, PVC/Nylon conductor insulation material, method 1 table 2 color code, unshielded, PVC jacket, black, cut to length. | Stock | 0.86 | 0.8944
VNTC-14-7-BK-1 | Southwire multi-conductor control cable, 7 conductors, 14 AWG, PVC/Nylon conductor insulation material, method 1 table 2 color code, unshielded, PVC jacket, black, cut to length. | Stock | 1.24 | 1.2896
VNTC-16-12-BK-1 | Southwire multi-conductor control cable, 12 conductors, 16 AWG, PVC/Nylon conductor insulation material, method 1 table 2 color code, unshielded, PVC jacket, black, cut to length. | Stock | 1.34 | 1.3936
VNTC-16-19-BK-1 | Southwire multi-conductor control cable, 19 conductors, 16 AWG, PVC/Nylon conductor insulation material, method 1 table 2 color code, unshielded, PVC jacket, black, cut to length. | Stock | 2.44 | 2.5376
VNTC-16-3-BK-1 | Southwire multi-conductor control cable, 3 conductors, 16 AWG, PVC/Nylon conductor insulation material, method 1 table 2 color code, unshielded, PVC jacket, black, cut to length. | Stock | 0.4 | 0.416
VNTC-16-4-BK-1 | Southwire multi-conductor control cable, 4 conductors, 16 AWG, PVC/Nylon conductor insulation material, method 1 table 2 color code, unshielded, PVC jacket, black, cut to length. | Stock | 0.5 | 0.52
VNTC-16-5-BK-1 | Southwire multi-conductor control cable, 5 conductors, 16 AWG, PVC/Nylon conductor insulation material, method 1 table 2 color code, unshielded, PVC jacket, black, cut to length. | Stock | 0.62 | 0.6448
VNTC-16-7-BK-1 | Southwire multi-conductor control cable, 7 conductors, 16 AWG, PVC/Nylon conductor insulation material, method 1 table 2 color code, unshielded, PVC jacket, black, cut to length. | Stock | 0.86 | 0.8944
VNTC-16-9-BK-1 | Southwire multi-conductor control cable, 9 conductors, 16 AWG, PVC/Nylon conductor insulation material, method 1 table 2 color code, unshielded, PVC jacket, black, cut to length. | Stock | 1.09 | 1.1336
VNTC-18-10-BK-1 | Southwire multi-conductor control cable, 10 conductors, 18 AWG, PVC/Nylon conductor insulation material, method 1 table 2 color code, unshielded, PVC jacket, black, cut to length. | Stock | 0.76 | 0.7904
VNTC-18-12-BK-1 | Southwire multi-conductor control cable, 12 conductors, 18 AWG, PVC/Nylon conductor insulation material, method 1 table 2 color code, unshielded, PVC jacket, black, cut to length. | Stock | 0.92 | 0.9568
VNTC-18-19-BK-1 | Southwire multi-conductor control cable, 19 conductors, 18 AWG, PVC/Nylon conductor insulation material, method 1 table 2 color code, unshielded, PVC jacket, black, cut to length. | Stock | 1.55 | 1.612
VNTC-18-24-BK-1 | Southwire multi-conductor control cable, 24 conductors, 18 AWG, PVC/Nylon conductor insulation material, method 1 table 2 color code, unshielded, PVC jacket, black, cut to length. | Stock | 1.83 | 1.9032
VNTC-18-3-BK-1 | Southwire multi-conductor control cable, 3 conductors, 18 AWG, PVC/Nylon conductor insulation material, method 1 table 2 color code, unshielded, PVC jacket, black, cut to length. | Stock | 0.29 | 0.3016
VNTC-18-6-BK-1 | Southwire multi-conductor control cable, 6 conductors, 18 AWG, PVC/Nylon conductor insulation material, method 1 table 2 color code, unshielded, PVC jacket, black, cut to length. | Stock | 0.48 | 0.4992
VNTC-18-8-BK-1 | Southwire multi-conductor control cable, 8 conductors, 18 AWG, PVC/Nylon conductor insulation material, method 1 table 2 color code, unshielded, PVC jacket, black, cut to length. | Stock | 0.57 | 0.5928
VRB-D73 | WEG Electric surge suppressor, varistor, 400-510 VAC (50/60Hz). For use with CWB9 to CWB80 series contactors. | Stock | 11.75 | 12.5
VRB-E34 | WEG Electric surge suppressor, varistor, 50-127 VAC (50/60Hz)/60-180 VDC. For use with CWB9 to CWB80 series contactors. | Stock | 11.75 | 12.5
VRB-E50 | WEG Electric surge suppressor, varistor, 130-250 VAC (50/60Hz)/180-300 VDC. For use with CWB9 to CWB80 series contactors. | Stock | 11.75 | 12.5
VRC0-1E49 | WEG Electric surge suppressor, varistor, 12-48 VAC/12-60 VDC. For use with CWC07 through CWC025 series miniature contactor. | Stock | 3.75 | 4
VRC0-2E34 | WEG Electric surge suppressor, varistor, 50-127 VAC/60-180 VDC. For use with CWC07 through CWC025 series miniature contactor. | Stock | 3.75 | 4
VRC0-3E50 | WEG Electric surge suppressor, varistor, 130-275 VAC/180-300 VDC. For use with CWC07 through CWC025 series miniature contactor. | Stock | 3.75 | 4
VT1-A0-1B | Micro Detectors inductive proximity sensor, tubular, 30mm diameter x 60mm body, nickel-plated brass housing, N.O. output, 10mm sensing distance, flush, 25 Hz switching frequency, IP67, pigtail. | Stock | 42 | 43.5
VT1-A0-2B | Micro Detectors inductive proximity sensor, tubular, 30mm diameter x 60mm body, nickel-plated brass housing, N.O. output, 15mm sensing distance, non-flush, 25 Hz switching frequency, IP67, pigtail. | Stock | 42 | 43.5
VTC122 | Quadritalia screw, M12 x 20mm, 8mm Allen flat head. Package of 100. | Stock | 52 | 70
VTF-246-CFG | AutomationDirect VTF series drive output filter, 208-600 VAC, 1/2hp at 208/230 VAC, 1-1/2hp at 460 VAC and 2hp at 575 VAC, 3-phase, 3A, output side only. For use with multiple AC drives. | Stock | 364 | 408
VTF-246-DGH | AutomationDirect VTF series drive output filter, 208-600 VAC, 3/4hp at 208/230 VAC, 2hp at 460 VAC and 3hp at 575 VAC, 3-phase, 4A, output side only. For use with multiple AC drives. | Stock | 372 | 417
VTF-246-GJJ | AutomationDirect VTF series drive output filter, 208-600 VAC, 2hp at 208/230 VAC and 5hp at 460/575 VAC, 3-phase, 8A, output side only. For use with multiple AC drives. | Stock | 388 | 435
VTF-246-HKL | AutomationDirect VTF series drive output filter, 208-600 VAC, 3hp at 208/230 VAC, 7-1/2hp at 460 VAC and 10hp at 575 VAC, 3-phase, 12A, output side only. For use with multiple AC drives. | Stock | 403 | 451
VTF-246-KMN | AutomationDirect VTF series drive output filter, 208-600 VAC, 7-1/2hp at 208/230 VAC, 15hp at 460 VAC and 20hp at 575 VAC, 3-phase, 25A, output side only. For use with multiple AC drives. | Stock | 543 | 607
VTF-246-LPQ | AutomationDirect VTF series drive output filter, 208-600 VAC, 10hp at 208/230 VAC, 25hp at 460 VAC and 30hp at 575 VAC, 3-phase, 35A, output side only. For use with multiple AC drives. | Stock | 589 | 659
VTF-246-MQR | AutomationDirect VTF series drive output filter, 208-600 VAC, 15hp at 230 VAC, 30hp at 460 VAC and 40hp at 575 VAC, 3-phase, 45A, output side only. For use with multiple AC drives. | Stock | 611 | 684
VTF-246-NRS | AutomationDirect VTF series drive output filter, 208-600 VAC, 15hp at 208 VAC, 20hp at 230 VAC, 40hp at 460 VAC and 50hp at 575 VAC, 3-phase, 55A, output side only. For use with multiple AC drives. | Stock | 632 | 708
VTF-246-PSU | AutomationDirect VTF series drive output filter, 208-600 VAC, 20hp at 208 VAC, 30hp at 230 VAC, 60hp at 460 VAC and 75hp at 575 VAC, 3-phase, 80A, output side only. For use with multiple AC drives. | Stock | 890 | 997
VTF-246-RUV | AutomationDirect VTF series drive output filter, 208-600 VAC, 30hp at 208 VAC, 40hp at 230 VAC, 75hp at 460 VAC and 100hp at 575 VAC, 3-phase, 110A, output side only. For use with multiple AC drives. | Stock | 1045 | 1170
VTF-246-SVW | AutomationDirect VTF series drive output filter, 208-600 VAC, 40hp at 208 VAC, 50hp at 230 VAC, 100hp at 460 VAC and 125hp at 575 VAC, 3-phase, 130A, output side only. For use with multiple AC drives. | Stock | 1221 | 1367
VTF-24-FH | AutomationDirect VTF series drive output filter, 208-600 VAC, 1hp at 208 VAC, 1-1/2hp at 230 VAC and 3hp at 460 VAC, 3-phase, 6A, output side only. For use with multiple AC drives. | Stock | 381 | 426
VTF-24-JL | AutomationDirect VTF series drive output filter, 208-600 VAC, 5hp at 230 VAC and 10hp at 460 VAC, 3-phase, 16A, output side only. For use with multiple AC drives. | Stock | 407 | 456
VTF-46-DE | AutomationDirect VTF series drive output filter, 208-600 VAC, 3/4hp at 460 VAC and 1hp at 575 VAC, 3-phase, 2A, output side only. For use with multiple AC drives. | Stock | 355 | 397
VTF-46-LM | AutomationDirect VTF series drive output filter, 208-600 VAC, 5hp at 208 VAC, 10hp at 460 VAC and 15hp at 575 VAC, 3-phase, 18A, output side only. For use with multiple AC drives. | Stock | 449 | 503
VTF-46-NP | AutomationDirect VTF series drive output filter, 208-600 VAC, 20hp at 460 VAC and 25hp at 575 VAC, 3-phase, 27A, output side only. For use with multiple AC drives. | Stock | 565 | 633
VTF-4-M | AutomationDirect VTF series drive output filter, 208-600 VAC, 15hp at 460 VAC, 3-phase, 21A, output side only. For use with multiple AC drives. | Stock | 509 | 570
VTR616 | Quadritalia flanged screw, M6 x 16mm, hex head. Package of 100. | Stock | 18.75 | 25.5
VTS616 | Quadritalia screw, M6 x 16mm, T30 Torx pan head. Package of 100. | Stock | 23 | 31
W1032N | Wiegmann #10-32 clip nut, package of 20. For use with all rack mounting angles with 7/32in diameter holes. | from vendor up to 10 business days | 35.5 | 36.5
W1121 | Eaton bulb, incandescent, replacement, 120 VAC/VDC, BA9s bayonet, 20 mA @ 120V. Package of 4. For use with E22 series pushbuttons, switches and indicators. | Stock | 23 | 24
W1226 | Eaton bulb, incandescent, replacement, 60 VAC/VDC, BA9s bayonet. Package of 4. For use with E22 series pushbuttons, switches and indicators. | Stock | 23 | 24
W1819 | Eaton bulb, incandescent, replacement, 24 VAC/VDC, BA9s bayonet, 20 mA @ 24V. Package of 4. For use with E22 series pushbuttons, switches and indicators. | Stock | 23 | 24
W1C24 | Wiegmann operator console, NEMA 12/13, 40 x 24 x 20in (HxWxD), freestanding, carbon steel, ANSI 61 gray, powder coat finish, single-door, 3-point keylocking handle. | from vendor up to 10 business days | 1717 | 1758
W1C30 | Wiegmann operator console, NEMA 12/13, 40 x 30 x 20in (HxWxD), freestanding, carbon steel, ANSI 61 gray, powder coat finish, single-door, 3-point keylocking handle. | from vendor up to 10 business days | 1984 | 2032
W1C36 | Wiegmann operator console, NEMA 12/13, 40 x 36 x 20in (HxWxD), freestanding, carbon steel, ANSI 61 gray, powder coat finish, single-door, 3-point keylocking handle. | from vendor up to 10 business days | 2238 | 2292
W1C42 | Wiegmann operator console, NEMA 12/13, 40 x 42 x 20in (HxWxD), freestanding, carbon steel, ANSI 61 gray, powder coat finish, double-door, 3-point keylocking handle. | from vendor up to 10 business days | 2737 | 2803
W1C48 | Wiegmann operator console, NEMA 12/13, 40 x 48 x 20in (HxWxD), freestanding, carbon steel, ANSI 61 gray, powder coat finish, double-door, 3-point keylocking handle. | from vendor up to 10 business days | 2927 | 2998
W251-2.H08B | Merz rotary motor reversing cam switch, 2-pole, 600 VAC, 25A, 5kA SCCR, door mount, front operated. Hardware for 4-hole door mounting & black operating handle included. | Stock | 25 | 26
W251-3.H08B | Merz rotary motor reversing cam switch, 3-pole, 600 VAC, 25A, 5kA SCCR, door mount, front operated. Hardware for 4-hole door mounting & black operating handle included. | Stock | 29 | 30
W451-2.H08B | Merz rotary motor reversing cam switch, 2-pole, 600 VAC, 32A, 5kA SCCR, door mount, front operated. Hardware for 4-hole door mounting & black operating handle included. | Stock | 42 | 43.5
W451-3.H08B | Merz rotary motor reversing cam switch, 3-pole, 600 VAC, 32A, 5kA SCCR, door mount, front operated. Hardware for 4-hole door mounting & black operating handle included. | Stock | 44 | 46
W740900 | Wiegmann vortex cooler, 900 BTUH (264W), 15 SCFM (425 SLPM), aluminum body. For use with NEMA 12 enclosures. Thermostat, solenoid valve, distribution tube and filter included. | from vendor up to 0 business day | 1330 | 1362
W750400 | Wiegmann vortex cooler, 400 BTUH (117W), 8 SCFM (227 SLPM), aluminum body. For use with NEMA 12 enclosures. Thermostat, solenoid valve, distribution tube and filter included. | from vendor up to 0 business day | 1080 | 1106
W7901500 | Wiegmann vortex cooler, 1500 BTUH (440W), 25 SCFM (708 SLPM), aluminum body. For use with NEMA 12 enclosures. Thermostat, solenoid valve, distribution tube and filter included. | from vendor up to 7 business days | 1440 | 1475
W7971700 | Wiegmann vortex cooler, 1700 BTUH (498W), 25 SCFM (708 SLPM), aluminum body. For use with NEMA 4 enclosures. Thermostat, solenoid valve, distribution tube and filter included. | from vendor up to 0 business day | 1325 | 1357
W797SS1700 | Wiegmann vortex cooler, 1700 BTUH (498W), 25 SCFM (708 SLPM), stainless steel body. For use with NEMA 4 and NEMA 4X enclosures. Thermostat, solenoid valve, distribution tube and filter included. | from vendor up to 7 business days | 2443 | 2501
W-8-4BK-1 | Southwire flexible portable cord, Type W, 2000V, 4 conductors (includes ground), 8 AWG, EPDM thermoset rubber conductor insulation material, black, white, red and green, CPE thermoset rubber jacket, black, cut to length. | Stock | 4.83 | 5.0232
WA060604GIE | Wiegmann enclosure, NEMA 12/13, 6 x 6 x 4in (HxWxD), wall mount, carbon steel, ANSI 61 gray, powder coat finish, hinged screw cover. | Stock | 79 | 81
WA060604GSC | Wiegmann enclosure, NEMA 3/4, 6 x 6 x 4in (HxWxD), wall mount, carbon steel, ANSI 61 gray, powder coat finish, screw cover. | Stock | 71 | 73
WA060604GSCG | Wiegmann enclosure, NEMA 3/4, 6 x 6 x 4in (HxWxD), wall mount, galvanized steel, screw cover. | Stock | 71 | 73
WA060604GSCSS | Wiegmann enclosure, NEMA 3/4/4X, 6 x 6 x 4in (HxWxD), wall mount, 304 stainless steel, No. 3 intermediate polished finish, screw cover. | from vendor up to 0 business day | 135 | 138
WA060606GSC | Wiegmann enclosure, NEMA 3/4, 6 x 6 x 6in (HxWxD), wall mount, carbon steel, ANSI 61 gray, powder coat finish, screw cover. | Stock | 72 | 74
WA060606GSCG | Wiegmann enclosure, NEMA 3/4, 6 x 6 x 6in (HxWxD), wall mount, galvanized steel, screw cover. | Stock | 72 | 74
WA060606GSCSS | Wiegmann enclosure, NEMA 3/4/4X, 6 x 6 x 6in (HxWxD), wall mount, 304 stainless steel, No. 3 intermediate polished finish, screw cover. | from vendor up to 5 business days | 192 | 197
WA060804GSC | Wiegmann enclosure, NEMA 3/4, 6 x 8 x 4in (HxWxD), wall mount, carbon steel, ANSI 61 gray, powder coat finish, screw cover. | Stock | 75 | 77
WA060804GSCG | Wiegmann enclosure, NEMA 3/4, 6 x 8 x 4in (HxWxD), wall mount, galvanized steel, screw cover. | from vendor up to 0 business day | 75 | 77
WA060804GSCSS | Wiegmann enclosure, NEMA 3/4/4X, 6 x 8 x 4in (HxWxD), wall mount, 304 stainless steel, No. 3 intermediate polished finish, screw cover. | from vendor up to 10 business days | 153 | 157
WA060806GSC | Wiegmann enclosure, NEMA 3/4, 6 x 8 x 6in (HxWxD), wall mount, carbon steel, ANSI 61 gray, powder coat finish, screw cover. | from vendor up to 0 business day | 79 | 81
WA060806GSCG | Wiegmann enclosure, NEMA 3/4, 6 x 8 x 6in (HxWxD), wall mount, galvanized steel, screw cover. | Stock | 79 | 81
WA060806GSCSS | Wiegmann enclosure, NEMA 3/4/4X, 6 x 8 x 6in (HxWxD), wall mount, 304 stainless steel, No. 3 intermediate polished finish, screw cover. | from vendor up to 10 business days | 161 | 165
WA080604GIE | Wiegmann enclosure, NEMA 12/13, 8 x 6 x 4in (HxWxD), wall mount, carbon steel, ANSI 61 gray, powder coat finish, hinged screw cover. | Stock | 87 | 89
WA0806JTMA | Wiegmann enclosure terminal bracket, vertical or horizontal mount, white, polyester powder finish. Package of 2. For use with 6in high or wide Bxxxx, WAxxxxGIE, JICxxxx enclosures. | from vendor up to 10 business days | 17.25 | 17.5
WA080804GIE | Wiegmann enclosure, NEMA 12/13, 8 x 8 x 4in (HxWxD), wall mount, carbon steel, ANSI 61 gray, powder coat finish, hinged screw cover. | Stock | 90 | 92
WA080804GSC | Wiegmann enclosure, NEMA 3/4, 8 x 8 x 4in (HxWxD), wall mount, carbon steel, ANSI 61 gray, powder coat finish, screw cover. | Stock | 87 | 89
WA080804GSCG | Wiegmann enclosure, NEMA 3/4, 8 x 8 x 4in (HxWxD), wall mount, galvanized steel, screw cover. | Stock | 87 | 89
WA080804GSCSS | Wiegmann enclosure, NEMA 3/4/4X, 8 x 8 x 4in (HxWxD), wall mount, 304 stainless steel, No. 3 intermediate polished finish, screw cover. | from vendor up to 0 business day | 249 | 255
WA080806GIE | Wiegmann enclosure, NEMA 12/13, 8 x 8 x 6in (HxWxD), wall mount, carbon steel, ANSI 61 gray, powder coat finish, hinged screw cover. | Stock | 95 | 98
WA080806GSC | Wiegmann enclosure, NEMA 3/4, 8 x 8 x 6in (HxWxD), wall mount, carbon steel, ANSI 61 gray, powder coat finish, screw cover. | Stock | 91 | 94
WA080806GSCG | Wiegmann enclosure, NEMA 3/4, 8 x 8 x 6in (HxWxD), wall mount, galvanized steel, screw cover. | Stock | 91 | 94
WA080806GSCSS | Wiegmann enclosure, NEMA 3/4/4X, 8 x 8 x 6in (HxWxD), wall mount, 304 stainless steel, No. 3 intermediate polished finish, screw cover. | from vendor up to 0 business day | 200 | 205
WA0808JTMA | Wiegmann enclosure terminal bracket, vertical or horizontal mount, white, polyester powder finish. Package of 2. For use with 8in high or wide Bxxxx, WAxxxxGIE, JICxxxx enclosures. | from vendor up to 10 business days | 18.25 | 18.75
WA081004GSC | Wiegmann enclosure, NEMA 3/4, 8 x 10 x 4in (HxWxD), wall mount, carbon steel, ANSI 61 gray, powder coat finish, screw cover. | Stock | 95 | 97
WA081004GSCG | Wiegmann enclosure, NEMA 3/4, 8 x 10 x 4in (HxWxD), wall mount, galvanized steel, screw cover. | Stock | 95 | 97
WA081004GSCSS | Wiegmann enclosure, NEMA 3/4/4X, 8 x 10 x 4in (HxWxD), wall mount, 304 stainless steel, No. 3 intermediate polished finish, screw cover. | from vendor up to 10 business days | 217 | 222
WA08JB | Wiegmann enclosure terminal block strip, vertical or horizontal mount, (8) terminal blocks, Buchanan Type MD, accepts wire size 22-10 AWG. For use with 8in high or wide Bxxxx, WAxxxxGIE and JICxxxx enclosures. Mounting hardware included. | from vendor up to 5 business days | 77 | 79
WA08JS | Wiegmann enclosure terminal strap, 8in length, 4.63in usable length, vertical or horizontal mount, white, polyester powder finish. For use with 8in high or wide Bxxxx, WAxxxxGIE and JICxxxx enclosures. Mounting hardware included. | from vendor up to 10 business days | 9.25 | 9.5
WA100804GIE | Wiegmann enclosure, NEMA 12/13, 10 x 8 x 4in (HxWxD), wall mount, carbon steel, ANSI 61 gray, powder coat finish, hinged screw cover. | Stock | 87 | 89
WA100806GIE | Wiegmann enclosure, NEMA 12/13, 10 x 8 x 6in (HxWxD), wall mount, carbon steel, ANSI 61 gray, powder coat finish, hinged screw cover. | Stock | 100 | 103
WA101004GSC | Wiegmann enclosure, NEMA 3/4, 10 x 10 x 4in (HxWxD), wall mount, carbon steel, ANSI 61 gray, powder coat finish, screw cover. | Stock | 103 | 106
WA101004GSCG | Wiegmann enclosure, NEMA 3/4, 10 x 10 x 4in (HxWxD), wall mount, galvanized steel, screw cover. | Stock | 104 | 106
WA101004GSCSS | Wiegmann enclosure, NEMA 3/4/4X, 10 x 10 x 4in (HxWxD), wall mount, 304 stainless steel, No. 3 intermediate polished finish, screw cover. | from vendor up to 5 business days | 233 | 239
WA101006GIE | Wiegmann enclosure, NEMA 12/13, 10 x 10 x 6in (HxWxD), wall mount, carbon steel, ANSI 61 gray, powder coat finish, hinged screw cover. | Stock | 108 | 111
WA101006GSC | Wiegmann enclosure, NEMA 3/4, 10 x 10 x 6in (HxWxD), wall mount, carbon steel, ANSI 61 gray, powder coat finish, screw cover. | Stock | 115 | 118
WA101006GSCG | Wiegmann enclosure, NEMA 3/4, 10 x 10 x 6in (HxWxD), wall mount, galvanized steel, screw cover. | Stock | 115 | 118
WA101006GSCSS | Wiegmann enclosure, NEMA 3/4/4X, 10 x 10 x 6in (HxWxD), wall mount, 304 stainless steel, No. 3 intermediate polished finish, screw cover. | from vendor up to 10 business days | 261 | 268
WA1010JTMA | Wiegmann enclosure terminal bracket, vertical or horizontal mount, white, polyester powder finish. Package of 2. For use with 10in high or wide Bxxxx, WAxxxxGIE, JICxxxx enclosures. | from vendor up to 10 business days | 19.75 | 20.5
WA101206GSC | Wiegmann enclosure, NEMA 3/4, 10 x 12 x 6in (HxWxD), wall mount, carbon steel, ANSI 61 gray, powder coat finish, screw cover. | from vendor up to 0 business day | 131 | 134
WA101206GSCG | Wiegmann enclosure, NEMA 3/4, 10 x 12 x 6in (HxWxD), wall mount, galvanized steel, screw cover. | from vendor up to 0 business day | 131 | 134
WA101206GSCSS | Wiegmann enclosure, NEMA 3/4/4X, 10 x 12 x 6in (HxWxD), wall mount, 304 stainless steel, No. 3 intermediate polished finish, screw cover. | from vendor up to 10 business days | 289 | 296
WA10JB | Wiegmann enclosure terminal block strip, vertical or horizontal mount, (12) terminal blocks, Buchanan Type MD, accepts wire size 22-10 AWG. For use with 10in high or wide Bxxxx, WAxxxxGIE and JICxxxx enclosures. Mounting hardware included. | from vendor up to 10 business days | 91 | 94
WA10JS | Wiegmann enclosure terminal strap, 10in length, 6.63in usable length, vertical or horizontal mount, white, polyester powder finish. For use with 10in high or wide Bxxxx, WAxxxxGIE and JICxxxx enclosures. Mounting hardware included. | from vendor up to 10 business days | 9.75 | 10
WA121004GIE | Wiegmann enclosure, NEMA 12/13, 12 x 10 x 4in (HxWxD), wall mount, carbon steel, ANSI 61 gray, powder coat finish, hinged screw cover. | Stock | 103 | 106
WA121006GIE | Wiegmann enclosure, NEMA 12/13, 12 x 10 x 6in (HxWxD), wall mount, carbon steel, ANSI 61 gray, powder coat finish, hinged screw cover. | Stock | 113 | 115
WA121204GSC | Wiegmann enclosure, NEMA 3/4, 12 x 12 x 4in (HxWxD), wall mount, carbon steel, ANSI 61 gray, powder coat finish, screw cover. | Stock | 137 | 141
WA121204GSCG | Wiegmann enclosure, NEMA 3/4, 12 x 12 x 4in (HxWxD), wall mount, galvanized steel, screw cover. | Stock | 137 | 141
WA121204GSCSS | Wiegmann enclosure, NEMA 3/4/4X, 12 x 12 x 4in (HxWxD), wall mount, 304 stainless steel, No. 3 intermediate polished finish, screw cover. | from vendor up to 5 business days | 317 | 325
WA121206GIE | Wiegmann enclosure, NEMA 12/13, 12 x 12 x 6in (HxWxD), wall mount, carbon steel, ANSI 61 gray, powder coat finish, hinged screw cover. | Stock | 127 | 130
WA121206GSC | Wiegmann enclosure, NEMA 3/4, 12 x 12 x 6in (HxWxD), wall mount, carbon steel, ANSI 61 gray, powder coat finish, screw cover. | Stock | 143 | 147
WA121206GSCG | Wiegmann enclosure, NEMA 3/4, 12 x 12 x 6in (HxWxD), wall mount, galvanized steel, screw cover. | Stock | 144 | 147
WA121206GSCSS | Wiegmann enclosure, NEMA 3/4/4X, 12 x 12 x 6in (HxWxD), wall mount, 304 stainless steel, No. 3 intermediate polished finish, screw cover. | from vendor up to 0 business day | 338 | 347
WA1212JTMA | Wiegmann enclosure terminal bracket, vertical or horizontal mount, white, polyester powder finish. Package of 2. For use with 12in high or wide Bxxxx, WAxxxxGIE, JICxxxx enclosures. | from vendor up to 10 business days | 20.5 | 21
WA121606GSC | Wiegmann enclosure, NEMA 3/4, 12 x 16 x 6in (HxWxD), wall mount, carbon steel, ANSI 61 gray, powder coat finish, screw cover. | Stock | 150 | 154
WA121606GSCG | Wiegmann enclosure, NEMA 3/4, 12 x 16 x 6in (HxWxD), wall mount, galvanized steel, screw cover. | from vendor up to 0 business day | 150 | 154
WA121606GSCSS | Wiegmann enclosure, NEMA 3/4/4X, 12 x 16 x 6in (HxWxD), wall mount, 304 stainless steel, No. 3 intermediate polished finish, screw cover. | from vendor up to 10 business days | 368 | 377
WA121608GSC | Wiegmann enclosure, NEMA 3/4, 12 x 16 x 8in (HxWxD), wall mount, carbon steel, ANSI 61 gray, powder coat finish, screw cover. | Stock | 155 | 159
WA121608GSCG | Wiegmann enclosure, NEMA 3/4, 12 x 16 x 8in (HxWxD), wall mount, galvanized steel, screw cover. | Stock | 155 | 159
WA121608GSCSS | Wiegmann enclosure, NEMA 3/4/4X, 12 x 16 x 8in (HxWxD), wall mount, 304 stainless steel, No. 3 intermediate polished finish, screw cover. | from vendor up to 10 business days | 379 | 388
WA12JB | Wiegmann enclosure terminal block strip, vertical or horizontal mount, (16) terminal blocks, Buchanan Type MD, accepts wire size 22-10 AWG. For use with 12in high or wide Bxxxx, WAxxxxGIE and JICxxxx enclosures. Mounting hardware included. | from vendor up to 10 business days | 103 | 105
WA12JS | Wiegmann enclosure terminal strap, 12in length, 8.63in usable length, vertical or horizontal mount, white, polyester powder finish. For use with 12in high or wide Bxxxx, WAxxxxGIE and JICxxxx enclosures. Mounting hardware included. | from vendor up to 10 business days | 10.5 | 10.75
WA12NTMA2 | Wiegmann enclosure terminal bracket, 9in length, vertical or horizontal mount, white, polyester powder finish. Package of 2. For use with 12in high or wide metal enclosures. | from vendor up to 10 business days | 45 | 46
WA141206GIE | Wiegmann enclosure, NEMA 12/13, 14 x 12 x 6in (HxWxD), wall mount, carbon steel, ANSI 61 gray, powder coat finish, hinged screw cover. | Stock | 137 | 140
WA14JB | Wiegmann enclosure terminal block strip, vertical or horizontal mount, (20) terminal blocks, Buchanan Type MD, accepts wire size 22-10 AWG. For use with 14in high or wide Bxxxx, WAxxxxGIE and JICxxxx enclosures. Mounting hardware included. | from vendor up to 10 business days | 116 | 119
WA14JS | Wiegmann enclosure terminal strap, 14in length, 10.63in usable length, vertical or horizontal mount, white, polyester powder finish. For use with 14in high or wide Bxxxx, WAxxxxGIE and JICxxxx enclosures. Mounting hardware included. | from vendor up to 10 business days | 11 | 11.25
WA161206FM | Wiegmann enclosure, NEMA 12/13, 16 x 12 x 6in (HxWxD), flush wall mount, carbon steel, ANSI 61 gray, powder coat finish, hinged screw cover. | Stock | 475 | 487
WA1614JTMA | Wiegmann enclosure terminal bracket, vertical or horizontal mount, white, polyester powder finish. Package of 2. For use with 14in high or wide Bxxxx, WAxxxxGIE, JICxxxx enclosures. | from vendor up to 10 business days | 19.75 | 20
WA161606GSC | Wiegmann enclosure, NEMA 3/4, 16 x 16 x 6in (HxWxD), wall mount, carbon steel, ANSI 61 gray, powder coat finish, screw cover. | from vendor up to 0 business day | 161 | 165
WA161606GSCG | Wiegmann enclosure, NEMA 3/4, 16 x 16 x 6in (HxWxD), wall mount, galvanized steel, screw cover. | from vendor up to 0 business day | 162 | 165
WA161606GSCSS | Wiegmann enclosure, NEMA 3/4/4X, 16 x 16 x 6in (HxWxD), wall mount, 304 stainless steel, No. 3 intermediate polished finish, screw cover. | from vendor up to 10 business days | 389 | 399
WA161608GSC | Wiegmann enclosure, NEMA 3/4, 16 x 16 x 8in (HxWxD), wall mount, carbon steel, ANSI 61 gray, powder coat finish, screw cover. | from vendor up to 5 business days | 167 | 172
WA161608GSCG | Wiegmann enclosure, NEMA 3/4, 16 x 16 x 8in (HxWxD), wall mount, galvanized steel, screw cover. | from vendor up to 0 business day | 168 | 172
WA161608GSCSS | Wiegmann enclosure, NEMA 3/4/4X, 16 x 16 x 8in (HxWxD), wall mount, 304 stainless steel, No. 3 intermediate polished finish, screw cover. | from vendor up to 10 business days | 431 | 442
WA16JB | Wiegmann enclosure terminal block strip, vertical or horizontal mount, (24) terminal blocks, Buchanan Type MD, accepts wire size 22-10 AWG. For use with 16in high or wide Bxxxx, WAxxxxGIE and JICxxxx enclosures. Mounting hardware included. | from vendor up to 10 business days | 129 | 132
WA16JS | Wiegmann enclosure terminal strap, 16in length, 12.63in usable length, vertical or horizontal mount, white, polyester powder finish. For use with 16in high or wide Bxxxx, WAxxxxGIE and JICxxxx enclosures. Mounting hardware included. | from vendor up to 10 business days | 10.75 | 11
WA16NTMA2 | Wiegmann enclosure terminal bracket, 13in length, vertical or horizontal mount, white, polyester powder finish. Package of 2. For use with 16in high or wide metal enclosures. | from vendor up to 10 business days | 50 | 51
WA16T | Wiegmann enclosure terminal strap, 13in length, 11.75in usable length, vertical or horizontal mount, white, polyester powder finish. For use with 16in high or wide NEMA 4, NEMA 12 or NEMA 13 enclosures. Mounting hardware included. | from vendor up to 10 business days | 17 | 17.5
WA181806GSC | Wiegmann enclosure, NEMA 3/4, 18 x 18 x 6in (HxWxD), wall mount, carbon steel, ANSI 61 gray, powder coat finish, screw cover. | from vendor up to 0 business day | 168 | 173
WA181806GSCG | Wiegmann enclosure, NEMA 3/4, 18 x 18 x 6in (HxWxD), wall mount, galvanized steel, screw cover. | from vendor up to 0 business day | 169 | 173
WA181806GSCSS | Wiegmann enclosure, NEMA 3/4/4X, 18 x 18 x 6in (HxWxD), wall mount, 304 stainless steel, No. 3 intermediate polished finish, screw cover. | from vendor up to 10 business days | 473 | 485
WA18SBASE | Wiegmann pedestal base, carbon steel, 18.00 x 18.00 x 1.13in, ANSI 61 gray, light-textured polyester powder finish. For use with pedestal columns. | from vendor up to 0 business day | 166 | 170
WA18SBASESS | Wiegmann pedestal base, 304 stainless steel, 18.00 x 18.00 x 1.13in, No. 3 intermediate polished finish. For use with pedestal columns. | from vendor up to 10 business days | 583 | 597
WA202006FM | Wiegmann enclosure, NEMA 12/13, 20 x 20 x 6in (HxWxD), flush wall mount, carbon steel, ANSI 61 gray, powder coat finish, hinged screw cover. | from vendor up to 0 business day | 592 | 606
WA202008GSC | Wiegmann enclosure, NEMA 3/4, 20 x 20 x 8in (HxWxD), wall mount, carbon steel, ANSI 61 gray, powder coat finish, screw cover. | from vendor up to 0 business day | 262 | 268
WA202008GSCG | Wiegmann enclosure, NEMA 3/4, 20 x 20 x 8in (HxWxD), wall mount, galvanized steel, screw cover. | from vendor up to 10 business days | 260 | 268
WA202008GSCSS | Wiegmann enclosure, NEMA 3/4/4X, 20 x 20 x 8in (HxWxD), wall mount, 304 stainless steel, No. 3 intermediate polished finish, screw cover. | from vendor up to 5 business days | 514 | 527
WA202408GSC | Wiegmann enclosure, NEMA 3/4, 20 x 24 x 8in (HxWxD), wall mount, carbon steel, ANSI 61 gray, powder coat finish, screw cover. | from vendor up to 0 business day | 297 | 304
WA202408GSCG | Wiegmann enclosure, NEMA 3/4, 20 x 24 x 8in (HxWxD), wall mount, galvanized steel, screw cover. | from vendor up to 10 business days | 295 | 304
WA202408GSCSS | Wiegmann enclosure, NEMA 3/4/4X, 20 x 24 x 8in (HxWxD), wall mount, 304 stainless steel, No. 3 intermediate polished finish, screw cover. | from vendor up to 15 business days | 587 | 601
WA20T | Wiegmann enclosure terminal strap, 17in length, 15.38in usable length, vertical or horizontal mount, white, polyester powder finish. For use with 20in high or wide NEMA 4, NEMA 12 or NEMA 13 enclosures. Mounting hardware included. | from vendor up to 10 business days | 19.75 | 20
WA21ABA | Wiegmann operator adapter assembly, ANSI 61 gray. For use with Allen-Bradley 1494F, 1494D series devices. | from vendor up to 0 business day | 147 | 150
WA21ABVA | Wiegmann operator adapter assembly, ANSI 61 gray. For use with Allen-Bradley 1494V, 140U, 1494C, 194RC series devices. | Stock | 147 | 150
WA21BAP | Wiegmann blank adapter plate assembly, ANSI 61 gray. For use with all Hubbell-Wiegmann carbon steel floor-mount and freestanding disconnect enclosures. | from vendor up to 0 business day | 70 | 72
WA21CHVA | Wiegmann operator adapter assembly, ANSI 61 gray. For use with Eaton/Cutler-Hammer type C371, Eaton Flex-Shaft F0S03C, F1S03/06C, F3S03C & F4S04C, and ABB Controls disconnects. | Stock | 147 | 150
WA21FUFA | Wiegmann operator adapter assembly, ANSI 61 gray. For use with Fuji Electric BW9F series disconnects. | Stock | 125 | 128
WA21GETDA | Wiegmann operator adapter assembly, ANSI 61 gray. For use with General Electric STDA series disconnects. | from vendor up to 7 business days | 159 | 163
WA21ITE | Wiegmann operator adapter assembly, ANSI 61 gray. For use with Siemens ITE Max-Flex series disconnects. | from vendor up to 7 business days | 159 | 163
WA21SDA | Wiegmann operator adapter assembly, ANSI 61 gray. For use with Schneider Square D disconnect switches & circuit breakers w/Class 9422 variable depth operating or cable mechanism and Socomec 37299002 & 37299003 flange handles. | from vendor up to 7 business days | 147 | 150
WA22BAP | Wiegmann blank adapter plate assembly, ANSI 61 gray. For use with Hubbell-Wiegmann ABN12 disconnect enclosures. | from vendor up to 7 business days | 70 | 72
WA242406GSCSS | Wiegmann enclosure, NEMA 3/4/4X, 24 x 24 x 6in (HxWxD), wall mount, 304 stainless steel, No. 3 intermediate polished finish, screw cover. | from vendor up to 5 business days | 522 | 534
WA242408FM | Wiegmann enclosure, NEMA 12/13, 24 x 24 x 8in (HxWxD), flush wall mount, carbon steel, ANSI 61 gray, powder coat finish, hinged screw cover. | from vendor up to 10 business days | 725 | 742
WA242408GSC | Wiegmann enclosure, NEMA 3/4, 24 x 24 x 8in (HxWxD), wall mount, carbon steel, ANSI 61 gray, powder coat finish, screw cover. | from vendor up to 0 business day | 337 | 345
WA242408GSCG | Wiegmann enclosure, NEMA 3/4, 24 x 24 x 8in (HxWxD), wall mount, galvanized steel, screw cover. | from vendor up to 0 business day | 335 | 345
WA242408GSCSS | Wiegmann enclosure, NEMA 3/4/4X, 24 x 24 x 8in (HxWxD), wall mount, 304 stainless steel, No. 3 intermediate polished finish, screw cover. | from vendor up to 5 business days | 621 | 636
WA244208WF | Wiegmann enclosure, NEMA 12, 24 x 42 x 8in (HxWxD), wall mount, carbon steel, ANSI 61 gray, powder coat finish, double-door, 3-point keylocking handle. | from vendor up to 0 business day | 846 | 866
WA244808WF | Wiegmann enclosure, NEMA 12, 24 x 48 x 8in (HxWxD), wall mount, carbon steel, ANSI 61 gray, powder coat finish, double-door, 3-point keylocking handle. | from vendor up to 0 business day | 917 | 939
WA24NTMA2 | Wiegmann enclosure terminal bracket, 21in length, vertical or horizontal mount, white, polyester powder finish. Package of 2. For use with 24in high or wide metal enclosures. | from vendor up to 10 business days | 61 | 63
WA24SBASE | Wiegmann pedestal base, carbon steel, 24.00 x 24.00 x 1.31in, ANSI 61 gray, light-textured polyester powder finish. For use with pedestal columns. | Stock | 373 | 382
WA24SBASESS | Wiegmann pedestal base, 304 stainless steel, 24.00 x 24.00 x 1.31in, No. 3 intermediate polished finish. For use with pedestal columns. | from vendor up to 10 business days | 1443 | 1478
WA24T | Wiegmann enclosure terminal strap, 21in length, 19.75in usable length, vertical or horizontal mount, white, polyester powder finish. For use with 24in high or wide NEMA 4, NEMA 12 or NEMA 13 enclosures. Mounting hardware included. | from vendor up to 10 business days | 22.5 | 23
WA302408FM | Wiegmann enclosure, NEMA 12/13, 30 x 24 x 8in (HxWxD), flush wall mount, carbon steel, ANSI 61 gray, powder coat finish, hinged screw cover. | from vendor up to 10 business days | 844 | 865
WA303012GSC | Wiegmann enclosure, NEMA 3/4, 30 x 30 x 12in (HxWxD), wall mount, carbon steel, ANSI 61 gray, powder coat finish, screw cover. | from vendor up to 5 business days | 797 | 816
WA303012GSCG | Wiegmann enclosure, NEMA 3/4, 30 x 30 x 12in (HxWxD), wall mount, galvanized steel, screw cover. | from vendor up to 10 business days | 797 | 816
WA303012GSCSS | Wiegmann enclosure, NEMA 3/4/4X, 30 x 30 x 12in (HxWxD), wall mount, 304 stainless steel, No. 3 intermediate polished finish, screw cover. | from vendor up to 15 business days | 1015 | 1040
WA304210WF | Wiegmann enclosure, NEMA 12, 30 x 42 x 10in (HxWxD), wall mount, carbon steel, ANSI 61 gray, powder coat finish, double-door, 3-point keylocking handle. | from vendor up to 0 business day | 1009 | 1033
WA304810WF | Wiegmann enclosure, NEMA 12, 30 x 48 x 10in (HxWxD), wall mount, carbon steel, ANSI 61 gray, powder coat finish, double-door, 3-point keylocking handle. | from vendor up to 0 business day | 1096 | 1123
WA306010WF | Wiegmann enclosure, NEMA 12, 30 x 60 x 10in (HxWxD), wall mount, carbon steel, ANSI 61 gray, powder coat finish, double-door, 3-point keylocking handle. | from vendor up to 0 business day | 1311 | 1342
WA30T | Wiegmann enclosure terminal strap, 27in length, 25.75in usable length, vertical or horizontal mount, white, polyester powder finish. For use with 30in high or wide NEMA 4, NEMA 12 or NEMA 13 enclosures. Mounting hardware included. | from vendor up to 10 business days | 26.5 | 27
WA3456BAP | Wiegmann blank adapter plate assembly, ANSI 61 gray. For use with all Hubbell-Wiegmann wall-mount disconnect enclosures except ABN12 models and all Hubbell-Wiegmann stainless steel floor-mount and freestanding disconnect enclosures. | from vendor up to 5 business days | 125 | 128
WA363008FM | Wiegmann enclosure, NEMA 12/13, 36 x 30 x 8in (HxWxD), flush wall mount, carbon steel, ANSI 61 gray, powder coat finish, hinged screw cover. | from vendor up to 10 business days | 1136 | 1163
WA363612GSC | Wiegmann enclosure, NEMA 3/4, 36 x 36 x 12in (HxWxD), wall mount, carbon steel, ANSI 61 gray, powder coat finish, screw cover. | from vendor up to 5 business days | 822 | 842
WA363612GSCG | Wiegmann enclosure, NEMA 3/4, 36 x 36 x 12in (HxWxD), wall mount, galvanized steel, screw cover. | from vendor up to 15 business days | 823 | 842
WA363612GSCSS | Wiegmann enclosure, NEMA 3/4/4X, 36 x 36 x 12in (HxWxD), wall mount, 304 stainless steel, No. 3 intermediate polished finish, screw cover. | from vendor up to 15 business days | 1483 | 1519
WA364212WF | Wiegmann enclosure, NEMA 12, 36 x 42 x 12in (HxWxD), wall mount, carbon steel, ANSI 61 gray, powder coat finish, double-door, 3-point keylocking handle. | from vendor up to 0 business day | 1214 | 1243
WA364812WF | Wiegmann enclosure, NEMA 12, 36 x 48 x 12in (HxWxD), wall mount, carbon steel, ANSI 61 gray, powder coat finish, double-door, 3-point keylocking handle. | from vendor up to 0 business day | 1286 | 1317
WA366012WF | Wiegmann enclosure, NEMA 12, 36 x 60 x 12in (HxWxD), wall mount, carbon steel, ANSI 61 gray, powder coat finish, double-door, 3-point keylocking handle. | from vendor up to 0 business day | 1499 | 1535
WA36T | Wiegmann enclosure terminal strap, 33in length, 31.75in usable length, vertical or horizontal mount, white, polyester powder finish. For use with 36in high or wide NEMA 4, NEMA 12 or NEMA 13 enclosures. Mounting hardware included. | from vendor up to 10 business days | 30.5 | 31
WA424212WF | Wiegmann enclosure, NEMA 12, 42 x 42 x 12in (HxWxD), wall mount, carbon steel, ANSI 61 gray, powder coat finish, double-door, 3-point keylocking handle. | from vendor up to 0 business day | 1338 | 1370
WA424812WF | Wiegmann enclosure, NEMA 12, 42 x 48 x 12in (HxWxD), wall mount, carbon steel, ANSI 61 gray, powder coat finish, double-door, 3-point keylocking handle. | from vendor up to 0 business day | 1461 | 1496
WA426012WF | Wiegmann enclosure, NEMA 12, 42 x 60 x 12in (HxWxD), wall mount, carbon steel, ANSI 61 gray, powder coat finish, double-door, 3-point keylocking handle. | from vendor up to 0 business day | 1658 | 1698
WA44CCOL | Wiegmann straight pedestal column, carbon steel, 4 x 4 x 35in, ANSI 61 gray, light-textured polyester powder finish. For use with operator consoles and consolets. | from vendor up to 0 business day | 271 | 277
WA44CCOLSS | Wiegmann straight pedestal column, 304 stainless steel, 4 x 4 x 35in, No. 3 intermediate polished finish. For use with operator consoles and consolets. | from vendor up to 10 business days | 996 | 1020
WA44PBCOL | Wiegmann angled pedestal column, carbon steel, 4 x 4 x 41in, ANSI 61 gray, light-textured polyester powder finish. For use with operator consoles and consolets. | from vendor up to 5 business days | 320 | 328
WA44PBCOLSS | Wiegmann angled pedestal column, 304 stainless steel, 4 x 4 x 41in, No. 3 intermediate polished finish. For use with operator consoles and consolets. | from vendor up to 10 business days | 1178 | 1206
WA484812WF | Wiegmann enclosure, NEMA 12, 48 x 48 x 12in (HxWxD), wall mount, carbon steel, ANSI 61 gray, powder coat finish, double-door, 3-point keylocking handle. | from vendor up to 0 business day | 1553 | 1590
WA602418FS | Wiegmann enclosure, NEMA 12, 60 x 24 x 18in (HxWxD), freestanding, carbon steel, ANSI 61 gray, powder coat finish, single-door, 3-point keylocking/padlocking combo handle. | from vendor up to 0 business day | 1512 | 1548
WA602418FSN43PT | Wiegmann enclosure, NEMA 3/4/12, 60 x 24 x 18in (HxWxD), freestanding, carbon steel, ANSI 61 gray, powder coat finish, single-door, 3-point keylocking/padlocking combo handle. | from vendor up to 15 business days | 1602 | 1640
WA602418SSFSN43PT | Wiegmann enclosure, NEMA 3/4/4X/12, 60 x 24 x 18in (HxWxD), freestanding, 304 stainless steel, No. 3 intermediate polished finish, single-door, 3-point 316L padlocking handle. | from vendor up to 15 business days | 4077 | 4175
WA603624FS | Wiegmann enclosure, NEMA 12, 60 x 36 x 24in (HxWxD), freestanding, carbon steel, ANSI 61 gray, powder coat finish, single-door, 3-point keylocking/padlocking combo handle. | from vendor up to 0 business day | 1974 | 2021
WA603624FSN43PT | Wiegmann enclosure, NEMA 3/4/12, 60 x 36 x 24in (HxWxD), freestanding, carbon steel, ANSI 61 gray, powder coat finish, single-door, 3-point keylocking/padlocking combo handle. | from vendor up to 15 business days | 2065 | 2114
WA603624SSFSN43PT | Wiegmann enclosure, NEMA 3/4/4X/12, 60 x 36 x 24in (HxWxD), freestanding, 304 stainless steel, No. 3 intermediate polished finish, single-door, 3-point 316L padlocking handle. | from vendor up to 15 business days | 6132 | 6280
WA604818FSD | Wiegmann enclosure, NEMA 12, 60 x 48 x 18in (HxWxD), freestanding, carbon steel, ANSI 61 gray, powder coat finish, double-door, 3-point keylocking/padlocking combo handle. | from vendor up to 0 business day | 2745 | 2810
WA604818SSFSDN43PT | Wiegmann enclosure, NEMA 4/4X/12, 60 x 48 x 18in (HxWxD), freestanding, 304 stainless steel, No. 3 intermediate polished finish, 2-door, 3-point 316L padlocking handle. | from vendor up to 15 business days | 8188 | 8385
WA60CPX4812SSN4 | Wiegmann disconnect enclosure, NEMA 4/4X/12, center post, 60 x 48 x 12in (HxWxD), floor mount, 304 stainless steel, No. 3 intermediate polished finish, 2-door, 3-point padlocking handle, purchase subpanel separately. | from vendor up to 15 business days | 8730 | 8939
WA60CPX4912U | Wiegmann disconnect enclosure, NEMA 12, center post, 60 x 49 x 12in (HxWxD), floor mount, carbon steel, ANSI 61 gray, powder coat finish, 2-door, 3-point padlocking handle, purchase subpanel separately. | from vendor up to 20 business days | 3267 | 3345
WA60CPX4924U | Wiegmann disconnect enclosure, NEMA 12, center post, 60 x 49 x 24in (HxWxD), floor mount, carbon steel, ANSI 61 gray, powder coat finish, 2-door, 3-point padlocking handle, purchase subpanel separately. | from vendor up to 20 business days | 3409 | 3491
WA60CPX6012SSN4 | Wiegmann disconnect enclosure, NEMA 4/4X/12, center post, 60 x 60 x 12in (HxWxD), floor mount, 304 stainless steel, No. 3 intermediate polished finish, 2-door, 3-point padlocking handle, purchase subpanel separately. | from vendor up to 15 business days | 9783 | 10017
WA60CPX6112U | Wiegmann disconnect enclosure, NEMA 12, center post, 60 x 61 x 12in (HxWxD), floor mount, carbon steel, ANSI 61 gray, powder coat finish, 2-door, 3-point padlocking handle, purchase subpanel separately. | from vendor up to 20 business days | 3660 | 3748
WA60CPX6124U | Wiegmann disconnect enclosure, NEMA 12, center post, 60 x 61 x 24in (HxWxD), floor mount, carbon steel, ANSI 61 gray, powder coat finish, 2-door, 3-point padlocking handle, purchase subpanel separately. | from vendor up to 20 business days | 4001 | 4097
WA60FSCPS | Wiegmann enclosure center panel support, white, polyester powder finish. For use with 60in enclosures. Allows (2) single-wide sub-panels (including swing-out panels and rack mount frames) to be mounted in double-door enclosure. | from vendor up to 7 business days | 169 | 173
WA60P24F1 | Wiegmann subpanel, carbon steel, white, powder coat finish. For use with 60x24 (HxW) WA602418xxx and WRD602418FS4 freestanding enclosures. | from vendor up to 0 business day | 300 | 308
WA60P24F1G | Wiegmann subpanel, galvanized steel. For use with 60x24 (HxW) WA602418xxx and WRD602418FS4 freestanding enclosures. | from vendor up to 10 business days | 300 | 308
WA60P24F2 | Wiegmann subpanel, half-height, carbon steel, white, powder coat finish. For use with 60x24 (HxW) WA602418xxx and WRD602418FS4 freestanding enclosures. | from vendor up to 10 business days | 216 | 222
WA60P24F2G | Wiegmann subpanel, half-height, galvanized steel. For use with 60x24 (HxW) WA602418xxx and WRD602418FS4 freestanding enclosures. | from vendor up to 10 business days | 200 | 205
WA60P36F1 | Wiegmann subpanel, carbon steel, white, powder coat finish. For use with 60x36 (HxW) WA603624xxx and WRD603624FS4 freestanding enclosures. | from vendor up to 0 business day | 388 | 397
WA60P36F1G | Wiegmann subpanel, galvanized steel. For use with 60x36 (HxW) WA603624xxx and WRD603624FS4 freestanding enclosures. | from vendor up to 10 business days | 388 | 397
WA60P36F2 | Wiegmann subpanel, half-height, carbon steel, white, powder coat finish. For use with 60x36 (HxW) WA603624xxx and WRD603624FS4 freestanding enclosures. | from vendor up to 10 business days | 244 | 250
WA60P36F2G | Wiegmann subpanel, half-height, galvanized steel. For use with 60x36 (HxW) WA603624xxx and WRD603624FS4 freestanding enclosures. | from vendor up to 10 business days | 244 | 250
WA60P48F1 | Wiegmann subpanel, carbon steel, white, powder coat finish. For use with 60x48 (HxW) WA604818xxx and WRD604818FSD4 freestanding enclosures. | from vendor up to 0 business day | 622 | 637
WA60P48F1G | Wiegmann subpanel, galvanized steel. For use with 60x48 (HxW) WA604818xxx and WRD604818FSD4 freestanding enclosures. | from vendor up to 10 business days | 622 | 637
WA60P48F2 | Wiegmann subpanel, half-height, carbon steel, white, powder coat finish. For use with 60x48 (HxW) WA604818xxx and WRD604818FSD4 freestanding enclosures. | from vendor up to 10 business days | 367 | 376
WA60P48F2G | Wiegmann subpanel, half-height, galvanized steel. For use with 60x48 (HxW) WA604818xxx and WRD604818FSD4 freestanding enclosures. | from vendor up to 10 business days | 367 | 376
WA60RA19TH | Wiegmann enclosure rack mounting channel, white, polyester powder finish. For use with 60 x 24in (HxW) freestanding enclosures. For mounting 19in rack equipment. Purchase clip nuts separately. | from vendor up to 10 business days | 154 | 158
WA60RP24F5 | Wiegmann enclosure full-length rack mounting angle, white, polyester powder finish. Package of 2. For use with 60 x 24in (HxW) freestanding enclosures. For mounting 19in rack equipment. | from vendor up to 10 business days | 160 | 164
WA60RP24F6 | Wiegmann enclosure half-length rack mounting angle, white, polyester powder finish. Package of 2. For use with 60 x 24in (HxW) freestanding enclosures. For mounting 19in rack equipment. | from vendor up to 10 business days | 94 | 96
WA60SMP14 | Wiegmann subpanel, side mount, carbon steel, white, powder coat finish. For use with 60in (H) WA60xxxxx and WRD60xxx freestanding enclosures. | from vendor up to 7 business days | 182 | 186
WA60SMP14G | Wiegmann subpanel, side mount, galvanized steel. For use with 60in (H) WA60xxxxx and WRD60xxx freestanding enclosures. | from vendor up to 10 business days | 197 | 202
WA60SP24F3 | Wiegmann swing panel, carbon steel, white, powder coat finish. For use with 60x24 (HxW) WA602418xxx and WRD602418FS4 freestanding enclosures. | from vendor up to 7 business days | 475 | 486
WA60SP24F3G | Wiegmann swing panel, galvanized steel. For use with 60x24 (HxW) WA602418xxx and WRD602418FS4 freestanding enclosures. | from vendor up to 10 business days | 514 | 527
WA60SP24F4 | Wiegmann swing panel, half-height, carbon steel, white, powder coat finish. For use with 60x24 (HxW) WA602418xxx and WRD602418FS4 freestanding enclosures. | from vendor up to 7 business days | 362 | 371
WA60SP24F4G | Wiegmann swing panel, half-height, galvanized steel. For use with 60x24 (HxW) WA602418xxx and WRD602418FS4 freestanding enclosures. | from vendor up to 10 business days | 362 | 371
WA60SP36F3 | Wiegmann swing panel, carbon steel, white, powder coat finish. For use with 60x36 (HxW) WA603624xxx and WRD603624FS4 freestanding enclosures. | from vendor up to 7 business days | 585 | 599
WA60SP36F3G | Wiegmann swing panel, galvanized steel. For use with 60x36 (HxW) WA603624xxx and WRD603624FS4 freestanding enclosures. | from vendor up to 10 business days | 634 | 649
WA60SP36F4 | Wiegmann swing panel, half-height, carbon steel, white, powder coat finish. For use with 60x36 (HxW) WA603624xxx and WRD603624FS4 freestanding enclosures. | from vendor up to 7 business days | 388 | 397
WA60SP36F4G | Wiegmann swing panel, half-height, galvanized steel. For use with 60x36 (HxW) WA603624xxx and WRD603624FS4 freestanding enclosures. | from vendor up to 10 business days | 420 | 430
WA60X4912SSN4 | Wiegmann disconnect enclosure, NEMA 4/4X/12, right flange, 60 x 49 x 12in (HxWxD), floor mount, 304 stainless steel, No. 3 intermediate polished finish, 2-door, 3-point padlocking handle, purchase subpanel separately. | from vendor up to 15 business days | 8656 | 8864
WA60X4912U | Wiegmann disconnect enclosure, NEMA 12, right flange, 60 x 49 x 12in (HxWxD), floor mount, carbon steel, ANSI 61 gray, powder coat finish, 2-door, 3-point padlocking handle, purchase subpanel separately. | from vendor up to 0 business day | 3267 | 3345
WA60X4918SSN4 | Wiegmann disconnect enclosure, NEMA 4/4X/12, right flange, 60 x 49 x 18in (HxWxD), floor mount, 304 stainless steel, No. 3 intermediate polished finish, 2-door, 3-point padlocking handle, purchase subpanel separately. | from vendor up to 15 business days | 9425 | 9652
WA60X4918U | Wiegmann disconnect enclosure, NEMA 12, right flange, 60 x 49 x 18in (HxWxD), floor mount, carbon steel, ANSI 61 gray, powder coat finish, 2-door, 3-point padlocking handle, purchase subpanel separately. | from vendor up to 0 business day | 3663 | 3751
WA60X4924U | Wiegmann disconnect enclosure, NEMA 12, right flange, 60 x 49 x 24in (HxWxD), floor mount, carbon steel, ANSI 61 gray, powder coat finish, 2-door, 3-point padlocking handle, purchase subpanel separately. | from vendor up to 20 business days | 3586 | 3672
WA60X6112SSN4 | Wiegmann disconnect enclosure, NEMA 4/4X/12, right flange, 60 x 61 x 12in (HxWxD), floor mount, 304 stainless steel, No. 3 intermediate polished finish, 2-door, 3-point padlocking handle, purchase subpanel separately. | from vendor up to 15 business days | 8524 | 8729
WA60X6112U | Wiegmann disconnect enclosure, NEMA 12, right flange, 60 x 61 x 12in (HxWxD), floor mount, carbon steel, ANSI 61 gray, powder coat finish, 2-door, 3-point padlocking handle, purchase subpanel separately. | from vendor up to 0 business day | 3653 | 3740
WA60X6118SSN4 | Wiegmann disconnect enclosure, NEMA 4/4X/12, right flange, 60 x 61 x 18in (HxWxD), floor mount, 304 stainless steel, No. 3 intermediate polished finish, 2-door, 3-point padlocking handle, purchase subpanel separately. | from vendor up to 15 business days | 10552 | 10805
WA60X6118U | Wiegmann disconnect enclosure, NEMA 12, right flange, 60 x 61 x 18in (HxWxD), floor mount, carbon steel, ANSI 61 gray, powder coat finish, 2-door, 3-point padlocking handle, purchase subpanel separately. | from vendor up to 20 business days | 4095 | 4193
WA60X6124U | Wiegmann disconnect enclosure, NEMA 12, right flange, 60 x 61 x 24in (HxWxD), floor mount, carbon steel, ANSI 61 gray, powder coat finish, 2-door, 3-point padlocking handle, purchase subpanel separately. | from vendor up to 20 business days | 3970 | 4065
WA66CCOL | Wiegmann straight pedestal column, carbon steel, 6 x 6 x 35in, ANSI 61 gray, light-textured polyester powder finish. For use with operator consoles and consolets. | Stock | 406 | 416
WA66CCOLSS | Wiegmann straight pedestal column, 304 stainless steel, 6 x 6 x 35in, No. 3 intermediate polished finish. For use with operator consoles and consolets. | from vendor up to 10 business days | 1452 | 1486
WA66PBCOL | Wiegmann angled pedestal column, carbon steel, 6 x 6 x 41in, ANSI 61 gray, light-textured polyester powder finish. For use with operator consoles and consolets. | from vendor up to 7 business days | 480 | 491
WA66PBCOLSS | Wiegmann angled pedestal column, 304 stainless steel, 6 x 6 x 41in, No. 3 intermediate polished finish. For use with operator consoles and consolets. | from vendor up to 10 business days | 1660 | 1700
WA722418FS | Wiegmann enclosure, NEMA 12, 72 x 24 x 18in (HxWxD), freestanding, carbon steel, ANSI 61 gray, powder coat finish, single-door, 3-point keylocking/padlocking combo handle. | from vendor up to 0 business day | 1724 | 1766
WA722418FSN43PT | Wiegmann enclosure, NEMA 3/4/12, 72 x 24 x 18in (HxWxD), freestanding, carbon steel, ANSI 61 gray, powder coat finish, single-door, 3-point keylocking/padlocking combo handle. | from vendor up to 0 business day | 1815 | 1858
WA722418SSFSN43PT | Wiegmann enclosure, NEMA 3/4/4X/12, 72 x 24 x 18in (HxWxD), freestanding, 304 stainless steel, No. 3 intermediate polished finish, single-door, 3-point 316L padlocking handle. | from vendor up to 15 business days | 5129 | 5252
WA722424FS | Wiegmann enclosure, NEMA 12, 72 x 24 x 24in (HxWxD), freestanding, carbon steel, ANSI 61 gray, powder coat finish, single-door, 3-point keylocking/padlocking combo handle. | from vendor up to 0 business day | 1966 | 2013
WA722424FSDA | Wiegmann enclosure, NEMA 12, 72 x 24 x 24in (HxWxD), freestanding, dual access, carbon steel, ANSI 61 gray, powder coat finish, single-door, 3-point keylocking/padlocking combo handle. | from vendor up to 15 business days | 2191 | 2243
WA722424FSN43PT | Wiegmann enclosure, NEMA 3/4/12, 72 x 24 x 24in (HxWxD), freestanding, carbon steel, ANSI 61 gray, powder coat finish, single-door, 3-point keylocking/padlocking combo handle. | from vendor up to 15 business days | 2053 | 2102
WA722424SSFSN43PT | Wiegmann enclosure, NEMA 3/4/4X/12, 72 x 24 x 24in (HxWxD), freestanding, 304 stainless steel, No. 3 intermediate polished finish, single-door, 3-point 316L padlocking handle. | from vendor up to 15 business days | 5701 | 5838
WA722430FSDA | Wiegmann enclosure, NEMA 12, 72 x 24 x 30in (HxWxD), freestanding, dual access, carbon steel, ANSI 61 gray, powder coat finish, single-door, 3-point keylocking/padlocking combo handle. | from vendor up to 15 business days | 2349 | 2405
WA722436FSDA | Wiegmann enclosure, NEMA 12, 72 x 24 x 36in (HxWxD), freestanding, dual access, carbon steel, ANSI 61 gray, powder coat finish, single-door, 3-point keylocking/padlocking combo handle. | from vendor up to 15 business days | 2630 | 2693
WA723018FS | Wiegmann enclosure, NEMA 12, 72 x 30 x 18in (HxWxD), freestanding, carbon steel, ANSI 61 gray, powder coat finish, single-door, 3-point keylocking/padlocking combo handle. | from vendor up to 0 business day | 1852 | 1896
WA723018FSN43PT | Wiegmann enclosure, NEMA 3/4/12, 72 x 30 x 18in (HxWxD), freestanding, carbon steel, ANSI 61 gray, powder coat finish, single-door, 3-point keylocking/padlocking combo handle. | from vendor up to 15 business days | 1943 | 1989
WA723018SSFSN43PT | Wiegmann enclosure, NEMA 3/4/4X/12, 72 x 30 x 18in (HxWxD), freestanding, 304 stainless steel, No. 3 intermediate polished finish, single-door, 3-point 316L padlocking handle. | from vendor up to 15 business days | 5665 | 5801
WA723024FS | Wiegmann enclosure, NEMA 12, 72 x 30 x 24in (HxWxD), freestanding, carbon steel, ANSI 61 gray, powder coat finish, single-door, 3-point keylocking/padlocking combo handle. | from vendor up to 0 business day | 2104 | 2154
WA723024FSDA | Wiegmann enclosure, NEMA 12, 72 x 30 x 24in (HxWxD), freestanding, dual access, carbon steel, ANSI 61 gray, powder coat finish, single-door, 3-point keylocking/padlocking combo handle. | from vendor up to 15 business days | 2349 | 2405
WA723024FSN43PT | Wiegmann enclosure, NEMA 3/4/12, 72 x 30 x 24in (HxWxD), freestanding, carbon steel, ANSI 61 gray, powder coat finish, single-door, 3-point keylocking/padlocking combo handle. | from vendor up to 15 business days | 2142 | 2193
WA723024SSFSN43PT | Wiegmann enclosure, NEMA 3/4/4X/12, 72 x 30 x 24in (HxWxD), freestanding, 304 stainless steel, No. 3 intermediate polished finish, single-door, 3-point 316L padlocking handle. | from vendor up to 15 business days | 6280 | 6430
WA7230SOF19 | Wiegmann rack mounting swing frame, white, polyester powder finish. For use with 72 x 30in (HxW) freestanding enclosures. For mounting 19in rack equipment. Field assembly required. | from vendor up to 15 business days | 555 | 568
WA723618FS | Wiegmann enclosure, NEMA 12, 72 x 36 x 18in (HxWxD), freestanding, carbon steel, ANSI 61 gray, powder coat finish, single-door, 3-point keylocking/padlocking combo handle. | from vendor up to 0 business day | 2027 | 2076
WA723618FSN43PT | Wiegmann enclosure, NEMA 3/4/12, 72 x 36 x 18in (HxWxD), freestanding, carbon steel, ANSI 61 gray, powder coat finish, single-door, 3-point keylocking/padlocking combo handle. | from vendor up to 15 business days | 2119 | 2169
WA723618SSFSN43PT | Wiegmann enclosure, NEMA 3/4/4X/12, 72 x 36 x 18in (HxWxD), freestanding, 304 stainless steel, No. 3 intermediate polished finish, single-door, 3-point 316L padlocking handle. | from vendor up to 15 business days | 6206 | 6355
WA723624FS | Wiegmann enclosure, NEMA 12, 72 x 36 x 24in (HxWxD), freestanding, carbon steel, ANSI 61 gray, powder coat finish, single-door, 3-point keylocking/padlocking combo handle. | from vendor up to 0 business day | 2238 | 2292
WA723624FSDA | Wiegmann enclosure, NEMA 12, 72 x 36 x 24in (HxWxD), freestanding, dual access, carbon steel, ANSI 61 gray, powder coat finish, single-door, 3-point keylocking/padlocking combo handle. | from vendor up to 15 business days | 2563 | 2625
WA723624FSN43PT | Wiegmann enclosure, NEMA 3/4/12, 72 x 36 x 24in (HxWxD), freestanding, carbon steel, ANSI 61 gray, powder coat finish, single-door, 3-point keylocking/padlocking combo handle. | from vendor up to 0 business day | 2330 | 2386
WA723624SSFSN43PT | Wiegmann enclosure, NEMA 3/4/4X/12, 72 x 36 x 24in (HxWxD), freestanding, 304 stainless steel, No. 3 intermediate polished finish, single-door, 3-point 316L padlocking handle. | from vendor up to 15 business days | 6039 | 6184
WA723630FS | Wiegmann enclosure, NEMA 12, 72 x 36 x 30in (HxWxD), freestanding, carbon steel, ANSI 61 gray, powder coat finish, single-door, 3-point keylocking/padlocking combo handle. | from vendor up to 15 business days | 2519 | 2579
WA723630FSN43PT | Wiegmann enclosure, NEMA 3/4/12, 72 x 36 x 30in (HxWxD), freestanding, carbon steel, ANSI 61 gray, powder coat finish, single-door, 3-point keylocking/padlocking combo handle. | from vendor up to 15 business days | 2680 | 2744
WA723630SSFSN43PT | Wiegmann enclosure, NEMA 3/4/4X/12, 72 x 36 x 30in (HxWxD), freestanding, 304 stainless steel, No. 3 intermediate polished finish, single-door, 3-point 316L padlocking handle. | from vendor up to 15 business days | 7499 | 7678
WA723636FS | Wiegmann enclosure, NEMA 12, 72 x 36 x 36in (HxWxD), freestanding, carbon steel, ANSI 61 gray, powder coat finish, single-door, 3-point keylocking/padlocking combo handle. | from vendor up to 15 business days | 2736 | 2802
WA723636FSDA | Wiegmann enclosure, NEMA 12, 72 x 36 x 36in (HxWxD), freestanding, dual access, carbon steel, ANSI 61 gray, powder coat finish, single-door, 3-point keylocking/padlocking combo handle. | from vendor up to 15 business days | 3048 | 3121
WA723636FSN43PT | Wiegmann enclosure, NEMA 3/4/12, 72 x 36 x 36in (HxWxD), freestanding, carbon steel, ANSI 61 gray, powder coat finish, single-door, 3-point keylocking/padlocking combo handle. | from vendor up to 15 business days | 2903 | 2973
WA723636SSFSN43PT | Wiegmann enclosure, NEMA 3/4/4X/12, 72 x 36 x 36in (HxWxD), freestanding, 304 stainless steel, No. 3 intermediate polished finish, single-door, 3-point 316L padlocking handle. | from vendor up to 15 business days | 8151 | 8347
WA7236SOF19 | Wiegmann rack mounting swing frame, white, polyester powder finish. For use with 72 x 36in (HxW) freestanding enclosures. For mounting 19in rack equipment. Field assembly required. | from vendor up to 15 business days | 598 | 613
WA724818FSD | Wiegmann enclosure, NEMA 12, 72 x 48 x 18in (HxWxD), freestanding, carbon steel, ANSI 61 gray, powder coat finish, double-door, 3-point keylocking/padlocking combo handle. | from vendor up to 0 business day | 2938 | 3009
WA724818SSFSDN43PT | Wiegmann enclosure, NEMA 4/4X/12, 72 x 48 x 18in (HxWxD), freestanding, 304 stainless steel, No. 3 intermediate polished finish, 2-door, 3-point 316L padlocking handle. | from vendor up to 15 business days | 7944 | 8134
WA724824FSD | Wiegmann enclosure, NEMA 12, 72 x 48 x 24in (HxWxD), freestanding, carbon steel, ANSI 61 gray, powder coat finish, double-door, 3-point keylocking/padlocking combo handle. | from vendor up to 0 business day | 3274 | 3353
WA724824FSDAD | Wiegmann enclosure, NEMA 12, 72 x 48 x 24in (HxWxD), freestanding, dual access, carbon steel, ANSI 61 gray, powder coat finish, double-door, 3-point keylocking/padlocking combo handle. | from vendor up to 15 business days | 3637 | 3724
WA724824SSFSDN43PT | Wiegmann enclosure, NEMA 4/4X/12, 72 x 48 x 24in (HxWxD), freestanding, 304 stainless steel, No. 3 intermediate polished finish, 2-door, 3-point 316L padlocking handle. | from vendor up to 15 business days | 8616 | 8823
WA726018FSD | Wiegmann enclosure, NEMA 12, 72 x 60 x 18in (HxWxD), freestanding, carbon steel, ANSI 61 gray, powder coat finish, double-door, 3-point keylocking/padlocking combo handle. | from vendor up to 0 business day | 3393 | 3474
WA726018SSFSDN43PT | Wiegmann enclosure, NEMA 4/4X/12, 72 x 60 x 18in (HxWxD), freestanding, 304 stainless steel, No. 3 intermediate polished finish, 2-door, 3-point 316L padlocking handle. | from vendor up to 15 business days | 10152 | 10396
WA726024FSD | Wiegmann enclosure, NEMA 12, 72 x 60 x 24in (HxWxD), freestanding, carbon steel, ANSI 61 gray, powder coat finish, double-door, 3-point keylocking/padlocking combo handle. | from vendor up to 0 business day | 3679 | 3767
WA726024FSDAD | Wiegmann enclosure, NEMA 12, 72 x 60 x 24in (HxWxD), freestanding, dual access, carbon steel, ANSI 61 gray, powder coat finish, double-door, 3-point keylocking/padlocking combo handle. | from vendor up to 15 business days | 4085 | 4183
WA726024SSFSDN43PT | Wiegmann enclosure, NEMA 4/4X/12, 72 x 60 x 24in (HxWxD), freestanding, 304 stainless steel, No. 3 intermediate polished finish, 2-door, 3-point 316L padlocking handle. | from vendor up to 15 business days | 9675 | 9907
WA726036FSD | Wiegmann enclosure, NEMA 12, 72 x 60 x 36in (HxWxD), freestanding, carbon steel, ANSI 61 gray, powder coat finish, double-door, 3-point keylocking/padlocking combo handle. | from vendor up to 15 business days | 4233 | 4335
WA726036FSDAD | Wiegmann enclosure, NEMA 12, 72 x 60 x 36in (HxWxD), freestanding, dual access, carbon steel, ANSI 61 gray, powder coat finish, double-door, 3-point keylocking/padlocking combo handle. | from vendor up to 15 business days | 4701 | 4814
WA726036SSFSDN43PT | Wiegmann enclosure, NEMA 4/4X/12, 72 x 60 x 36in (HxWxD), freestanding, 304 stainless steel, No. 3 intermediate polished finish, 2-door, 3-point 316L padlocking handle. | from vendor up to 15 business days | 12658 | 12961
WA727218FSD | Wiegmann enclosure, NEMA 12, 72 x 72 x 18in (HxWxD), freestanding, carbon steel, ANSI 61 gray, powder coat finish, double-door, 3-point keylocking/padlocking combo handle. | from vendor up to 0 business day | 3770 | 3861
WA727218SSFSDN43PT | Wiegmann enclosure, NEMA 4/4X/12, 72 x 72 x 18in (HxWxD), freestanding, 304 stainless steel, No. 3 intermediate polished finish, 2-door, 3-point 316L padlocking handle. | from vendor up to 15 business days | 11285 | 11556
WA727224FSD | Wiegmann enclosure, NEMA 12, 72 x 72 x 24in (HxWxD), freestanding, carbon steel, ANSI 61 gray, powder coat finish, double-door, 3-point keylocking/padlocking combo handle. | from vendor up to 0 business day | 4071 | 4169
WA727224FSDAD | Wiegmann enclosure, NEMA 12, 72 x 72 x 24in (HxWxD), freestanding, dual access, carbon steel, ANSI 61 gray, powder coat finish, double-door, 3-point keylocking/padlocking combo handle. | from vendor up to 15 business days | 4416 | 4522
WA727224SSFSDN43PT | Wiegmann enclosure, NEMA 4/4X/12, 72 x 72 x 24in (HxWxD), freestanding, 304 stainless steel, No. 3 intermediate polished finish, 2-door, 3-point 316L padlocking handle. | from vendor up to 15 business days | 12196 | 12488
WA72CPX7212SSN4 | Wiegmann disconnect enclosure, NEMA 4/4X/12, center post, 72 x 72 x 12in (HxWxD), floor mount, 304 stainless steel, No. 3 intermediate polished finish, 2-door, 3-point padlocking handle, purchase subpanel separately. | from vendor up to 15 business days | 12048 | 12337
WA72CPX7218SSN4 | Wiegmann disconnect enclosure, NEMA 4/4X/12, center post, 72 x 72 x 18in (HxWxD), floor mount, 304 stainless steel, No. 3 intermediate polished finish, 2-door, 3-point padlocking handle, purchase subpanel separately. | from vendor up to 15 business days | 13095 | 13409
WA72CPX7312U | Wiegmann disconnect enclosure, NEMA 12, center post, 72 x 73 x 12in (HxWxD), floor mount, carbon steel, ANSI 61 gray, powder coat finish, 2-door, 3-point padlocking handle, purchase subpanel separately. | from vendor up to 20 business days | 4623 | 4734
WA72CPX7318U | Wiegmann disconnect enclosure, NEMA 12, center post, 72 x 73 x 18in (HxWxD), floor mount, carbon steel, ANSI 61 gray, powder coat finish, 2-door, 3-point padlocking handle, purchase subpanel separately. | from vendor up to 20 business days | 5022 | 5143
WA72FSCPS | Wiegmann enclosure center panel support, white, polyester powder finish. For use with 72in enclosures. Allows (2) single-wide sub-panels (including swing-out panels and rack mount frames) to be mounted in double-door enclosure. | from vendor up to 10 business days | 204 | 209
WA72P24F1 | Wiegmann subpanel, carbon steel, white, powder coat finish. For use with 72x24/72x25 (HxW) N4S722518FSxxx, WA7224xxxxxx and WRD7224xxFS4 freestanding enclosures. | from vendor up to 0 business day | 337 | 345
WA72P24F1G | Wiegmann subpanel, galvanized steel. For use with 72x24/72x25 (HxW) N4S722518FSxxx, WA7224xxxxxx and WRD7224xxFS4 freestanding enclosures. | from vendor up to 0 business day | 337 | 345
WA72P24F2 | Wiegmann subpanel, half-height, carbon steel, white, powder coat finish. For use with 72x24/72x25 (HxW) N4S722518FSxxx, WA7224xxxxxx and WRD7224xxFS4 freestanding enclosures. | from vendor up to 7 business days | 234 | 240
WA72P24F2G | Wiegmann subpanel, half-height, galvanized steel. For use with 72x24/72x25 (HxW) N4S722518FSxxx, WA7224xxxxxx and WRD7224xxFS4 freestanding enclosures. | from vendor up to 10 business days | 234 | 240
WA72P30F1 | Wiegmann subpanel, carbon steel, white, powder coat finish. For use with 72x30/72x31 (HxW) N4S723124FSxxx, WA7230xxxxxx and WRD7230xxFS4 freestanding enclosures. | from vendor up to 7 business days | 391 | 401
WA72P30F1G | Wiegmann subpanel, galvanized steel. For use with 72x30/72x31 (HxW) N4S723124FSxxx, WA7230xxxxxx and WRD7230xxFS4 freestanding enclosures. | from vendor up to 10 business days | 423 | 434
WA72P30F2 | Wiegmann subpanel, half-height, carbon steel, white, powder coat finish. For use with 72x30/72x31 (HxW) N4S723124FSxxx, WA7230xxxxxx and WRD7230xxFS4 freestanding enclosures. | from vendor up to 7 business days | 264 | 271
WA72P30F2G | Wiegmann subpanel, half-height, galvanized steel. For use with 72x30/72x31 (HxW) N4S723124FSxxx, WA7230xxxxxx and WRD7230xxFS4 freestanding enclosures. | from vendor up to 10 business days | 264 | 271
WA72P36F1 | Wiegmann subpanel, carbon steel, white, powder coat finish. For use with 72x36/72x37 (HxW) N4S723724FSxxx, WA7236xxxxxx and WRD7236xxFS4 freestanding enclosures. | Stock | 446 | 456
WA72P36F1G | Wiegmann subpanel, galvanized steel. For use with 72x36/72x37 (HxW) N4S723724FSxxx, WA7236xxxxxx and WRD7236xxFS4 freestanding enclosures. | from vendor up to 0 business day | 446 | 456
WA72P36F2 | Wiegmann subpanel, half-height, carbon steel, white, powder coat finish. For use with 72x36/72x37 (HxW) N4S723724FSxxx, WA7236xxxxxx and WRD7236xxFS4 freestanding enclosures. | from vendor up to 7 business days | 273 | 279
WA72P36F2G | Wiegmann subpanel, half-height, galvanized steel. For use with 72x36/72x37 (HxW) N4S723724FSxxx, WA7236xxxxxx and WRD7236xxFS4 freestanding enclosures. | from vendor up to 10 business days | 273 | 279
WA72P48F1 | Wiegmann subpanel, carbon steel, white, powder coat finish. For use with 72x48 (HxW) WA7248xxxxx and WRD7248xxFSD4 freestanding enclosures. | from vendor up to 0 business day | 703 | 720
WA72P48F1G | Wiegmann subpanel, galvanized steel. For use with 72x48 (HxW) WA7248xxxxx and WRD7248xxFSD4 freestanding enclosures. | from vendor up to 10 business days | 703 | 720
WA72P48F2 | Wiegmann subpanel, half-height, carbon steel, white, powder coat finish. For use with 72x48 (HxW) WA7248xxxxx and WRD7248xxFSD4 freestanding enclosures. | from vendor up to 7 business days | 487 | 499
WA72P48F2G | Wiegmann subpanel, half-height, galvanized steel. For use with 72x48 (HxW) WA7248xxxxx and WRD7248xxFSD4 freestanding enclosures. | from vendor up to 10 business days | 487 | 499
WA72P60F1 | Wiegmann subpanel, carbon steel, white, powder coat finish. For use with 72x60 (HxW) WA7260xxxxx and WRD7260xxFSD4 freestanding enclosures. | from vendor up to 0 business day | 815 | 835
WA72P60F1G | Wiegmann subpanel, galvanized steel. For use with 72x60 (HxW) WA7260xxxxx and WRD7260xxFSD4 freestanding enclosures. | from vendor up to 10 business days | 815 | 835
WA72P60F2 | Wiegmann subpanel, half-height, carbon steel, white, powder coat finish. For use with 72x60 (HxW) WA7260xxxxx and WRD7260xxFSD4 freestanding enclosures. | from vendor up to 7 business days | 549 | 562
WA72P60F2G | Wiegmann subpanel, half-height, galvanized steel. For use with 72x60 (HxW) WA7260xxxxx and WRD7260xxFSD4 freestanding enclosures. | from vendor up to 10 business days | 549 | 562
WA72P72F1 | Wiegmann subpanel, carbon steel, white, powder coat finish. For use with 72x72 (HxW) WA7272xxxxx and WRD7272xxFSD4 freestanding enclosures. | from vendor up to 0 business day | 927 | 949
WA72P72F2 | Wiegmann subpanel, half-height, carbon steel, white, powder coat finish. For use with 72x72 (HxW) WA7272xxxxx and WRD7272xxFSD4 freestanding enclosures. | from vendor up to 7 business days | 611 | 626
WA72P72F2G | Wiegmann subpanel, half-height, galvanized steel. For use with 72x72 (HxW) WA7272xxxxx and WRD7272xxFSD4 freestanding enclosures. | from vendor up to 10 business days | 611 | 626
WA72RA19TH | Wiegmann enclosure rack mounting channel, white, polyester powder finish. For use with 72 x 24in (HxW) freestanding enclosures. For mounting 19in rack equipment. Purchase clip nuts separately. | from vendor up to 10 business days | 177 | 181
WA72RP24F5 | Wiegmann enclosure full-length rack mounting angle, white, polyester powder finish. Package of 2. For use with 72 x 24in (HxW) freestanding enclosures. For mounting 19in rack equipment. | from vendor up to 0 business day | 177 | 181
WA72RP24F6 | Wiegmann enclosure half-length rack mounting angle, white, polyester powder finish. Package of 2. For use with 72 x 24in (HxW) freestanding enclosures. For mounting 19in rack equipment. | from vendor up to 10 business days | 111 | 114
WA72SMP14 | Wiegmann subpanel, side mount, carbon steel, white, powder coat finish. For use with 72in (H) N4S72xxxxFSxx, WA72xxxxx and WRD72xxxxx freestanding enclosures. | Stock | 207 | 212
WA72SMP14G | Wiegmann subpanel, side mount, galvanized steel. For use with 72in (H) N4S72xxxxFSxx, WA72xxxxx and WRD72xxxxx freestanding enclosures. | from vendor up to 10 business days | 207 | 212
WA72SMP20 | Wiegmann subpanel, side mount, carbon steel, white, powder coat finish. For use with 72in (H) x min. 24in (D) N4S72xx24FSxx, WA72xxxxx and WRD72xxxxx freestanding enclosures. | Stock | 253 | 259
WA72SMP20G | Wiegmann subpanel, side mount, galvanized steel. For use with 72in (H) x min. 24in (D) N4S72xx24FSxx, WA72xxxxx and WRD72xxxxx freestanding enclosures. | from vendor up to 10 business days | 274 | 281
WA72SP24F3 | Wiegmann swing panel, carbon steel, white, powder coat finish. For use with 72x24/72x25 (HxW) N4S722518FSxxx, WA7224xxxxxx and WRD7224xxFS4 freestanding enclosures. | from vendor up to 7 business days | 637 | 652
WA72SP24F3G | Wiegmann swing panel, galvanized steel. For use with 72x24/72x25 (HxW) N4S722518FSxxx, WA7224xxxxxx and WRD7224xxFS4 freestanding enclosures. | from vendor up to 10 business days | 637 | 652
WA72SP24F4 | Wiegmann swing panel, half-height, carbon steel, white, powder coat finish. For use with 72x24/72x25 (HxW) N4S722518FSxxx, WA7224xxxxxx and WRD7224xxFS4 freestanding enclosures. | from vendor up to 7 business days | 432 | 443
WA72SP24F4G | Wiegmann swing panel, half-height, galvanized steel. For use with 72x24/72x25 (HxW) N4S722518FSxxx, WA7224xxxxxx and WRD7224xxFS4 freestanding enclosures. | from vendor up to 10 business days | 432 | 443
WA72SP30F3 | Wiegmann swing panel, carbon steel, white, powder coat finish. For use with 72x30/72x31 (HxW) N4S723124FSxxx, WA7230xxxxxx and WRD7230xxFS4 freestanding enclosures. | from vendor up to 7 business days | 738 | 756
WA72SP30F3G | Wiegmann swing panel, galvanized steel. For use with 72x30/72x31 (HxW) N4S723124FSxxx, WA7230xxxxxx and WRD7230xxFS4 freestanding enclosures. | from vendor up to 10 business days | 738 | 756
WA72SP30F4 | Wiegmann swing panel, half-height, carbon steel, white, powder coat finish. For use with 72x30/72x31 (HxW) N4S723124FSxxx, WA7230xxxxxx and WRD7230xxFS4 freestanding enclosures. | from vendor up to 7 business days | 488 | 500
WA72SP30F4G | Wiegmann swing panel, half-height, galvanized steel. For use with 72x30/72x31 (HxW) N4S723124FSxxx, WA7230xxxxxx and WRD7230xxFS4 freestanding enclosures. | from vendor up to 10 business days | 488 | 500
WA72SP36F3 | Wiegmann swing panel, carbon steel, white, powder coat finish. For use with 72x36/72x37 (HxW) N4S723724FSxxx, WA7236xxxxxx and WRD7236xxFS4 freestanding enclosures. | from vendor up to 7 business days | 775 | 794
WA72SP36F3G | Wiegmann swing panel, galvanized steel. For use with 72x36/72x37 (HxW) N4S723724FSxxx, WA7236xxxxxx and WRD7236xxFS4 freestanding enclosures. | from vendor up to 10 business days | 839 | 859
WA72SP36F4 | Wiegmann swing panel, half-height, carbon steel, white, powder coat finish. For use with 72x36/72x37 (HxW) N4S723724FSxxx, WA7236xxxxxx and WRD7236xxFS4 freestanding enclosures. | from vendor up to 7 business days | 544 | 557
WA72SP36F4G | Wiegmann swing panel, half-height, galvanized steel. For use with 72x36/72x37 (HxW) N4S723724FSxxx, WA7236xxxxxx and WRD7236xxFS4 freestanding enclosures. | from vendor up to 10 business days | 544 | 557
WA72X6112SSN4 | Wiegmann disconnect enclosure, NEMA 4/4X/12, right flange, 72 x 61 x 12in (HxWxD), floor mount, 304 stainless steel, No. 3 intermediate polished finish, 2-door, 3-point padlocking handle, purchase subpanel separately. | from vendor up to 15 business days | 10724 | 10982
WA72X6112U | Wiegmann disconnect enclosure, NEMA 12, right flange, 72 x 61 x 12in (HxWxD), floor mount, carbon steel, ANSI 61 gray, powder coat finish, 2-door, 3-point padlocking handle, purchase subpanel separately. | from vendor up to 0 business day | 4047 | 4144
WA72X6118SSN4 | Wiegmann disconnect enclosure, NEMA 4/4X/12, right flange, 72 x 61 x 18in (HxWxD), floor mount, 304 stainless steel, No. 3 intermediate polished finish, 2-door, 3-point padlocking handle, purchase subpanel separately. | from vendor up to 15 business days | 10293 | 10540
WA72X6118U | Wiegmann disconnect enclosure, NEMA 12, right flange, 72 x 61 x 18in (HxWxD), floor mount, carbon steel, ANSI 61 gray, powder coat finish, 2-door, 3-point padlocking handle, purchase subpanel separately. | from vendor up to 20 business days | 4527 | 4636
WA72X7312SSN4 | Wiegmann disconnect enclosure, NEMA 4/4X/12, right flange, 72 x 73 x 12in (HxWxD), floor mount, 304 stainless steel, No. 3 intermediate polished finish, 2-door, 3-point padlocking handle, purchase subpanel separately. | from vendor up to 15 business days | 11913 | 12199
WA72X7312U | Wiegmann disconnect enclosure, NEMA 12, right flange, 72 x 73 x 12in (HxWxD), floor mount, carbon steel, ANSI 61 gray, powder coat finish, 2-door, 3-point padlocking handle, purchase subpanel separately. | from vendor up to 20 business days | 4494 | 4601
WA72X7318SSN4 | Wiegmann disconnect enclosure, NEMA 4/4X/12, right flange, 72 x 73 x 18in (HxWxD), floor mount, 304 stainless steel, No. 3 intermediate polished finish, 2-door, 3-point padlocking handle, purchase subpanel separately. | from vendor up to 15 business days | 12947 | 13258
WA72X7318U | Wiegmann disconnect enclosure, NEMA 12, right flange, 72 x 73 x 18in (HxWxD), floor mount, carbon steel, ANSI 61 gray, powder coat finish, 2-door, 3-point padlocking handle, purchase subpanel separately. | from vendor up to 0 business day | 4882 | 4999
WA72X7324SSN4 | Wiegmann disconnect enclosure, NEMA 4/4X/12, right flange, 72 x 73 x 24in (HxWxD), floor mount, 304 stainless steel, No. 3 intermediate polished finish, 2-door, 3-point padlocking handle, purchase subpanel separately. | from vendor up to 15 business days | 13981 | 14317
WA72X7324U | Wiegmann disconnect enclosure, NEMA 12, right flange, 72 x 73 x 24in (HxWxD), floor mount, carbon steel, ANSI 61 gray, powder coat finish, 2-door, 3-point padlocking handle, purchase subpanel separately. | from vendor up to 20 business days | 5424 | 5554
WA72XM2718SSN4 | Wiegmann disconnect enclosure, NEMA 3R/4/4X/12, right flange, 72 x 27 x 18in (HxWxD), freestanding, 304 stainless steel, No. 3 intermediate polished finish, single-door, 3-point padlocking handle, subpanel included. | from vendor up to 20 business days | 6932 | 7098
WA72XM2718U | Wiegmann disconnect enclosure, NEMA 12, right flange, 72 x 27 x 18in (HxWxD), freestanding, carbon steel, ANSI 61 gray, powder coat finish, single-door, 3-point padlocking handle, subpanel included. | from vendor up to 20 business days | 2495 | 2555
WA72XM3318SSN4 | Wiegmann disconnect enclosure, NEMA 3R/4/4X/12, right flange, 72 x 33 x 18in (HxWxD), freestanding, 304 stainless steel, No. 3 intermediate polished finish, single-door, 3-point padlocking handle, subpanel included. | from vendor up to 20 business days | 7683 | 7868
WA72XM3318U | Wiegmann disconnect enclosure, NEMA 12, right flange, 72 x 33 x 18in (HxWxD), freestanding, carbon steel, ANSI 61 gray, powder coat finish, single-door, 3-point padlocking handle, subpanel included. | from vendor up to 20 business days | 2767 | 2833
WA72XM3918SSN4 | Wiegmann disconnect enclosure, NEMA 3R/4/4X/12, right flange, 72 x 39 x 18in (HxWxD), freestanding, 304 stainless steel, No. 3 intermediate polished finish, single-door, 3-point padlocking handle, subpanel included. | from vendor up to 20 business days | 7444 | 7623
WA72XM3918U | Wiegmann disconnect enclosure, NEMA 12, right flange, 72 x 39 x 18in (HxWxD), freestanding, carbon steel, ANSI 61 gray, powder coat finish, single-door, 3-point padlocking handle, subpanel included. | from vendor up to 15 business days | 3036 | 3109
WA72XM3EQ18U | Wiegmann disconnect enclosure, NEMA 12, right flange, 72 x 99 x 18in (HxWxD), freestanding, carbon steel, ANSI 61 gray, powder coat finish, 3-door, 3-point padlocking handle, (2) subpanels included. | from vendor up to 20 business days | 6915 | 7081
WA72XM3EW18U | Wiegmann disconnect enclosure, NEMA 12, right flange, 72 x 117 x 18in (HxWxD), freestanding, carbon steel, ANSI 61 gray, powder coat finish, 3-door, 3-point padlocking handle, (2) subpanels included. | from vendor up to 20 business days | 7783 | 7970
WA72XM5318SSN4 | Wiegmann disconnect enclosure, NEMA 3R/4/4X/12, right flange, 72 x 53 x 18in (HxWxD), freestanding, 304 stainless steel, No. 3 intermediate polished finish, 2-door, 3-point padlocking handle, subpanel included. | from vendor up to 20 business days | 12196 | 12488
WA72XM5318U | Wiegmann disconnect enclosure, NEMA 12, right flange, 72 x 53 x 18in (HxWxD), freestanding, carbon steel, ANSI 61 gray, powder coat finish, 2-door, 3-point padlocking handle, subpanel included. | from vendor up to 20 business days | 4381 | 4486
WA72XM6518SSN4 | Wiegmann disconnect enclosure, NEMA 3R/4/4X/12, right flange, 72 x 65 x 18in (HxWxD), freestanding, 304 stainless steel, No. 3 intermediate polished finish, 2-door, 3-point padlocking handle, subpanel included. | from vendor up to 20 business days | 12116 | 12407
WA72XM6518U | Wiegmann disconnect enclosure, NEMA 12, right flange, 72 x 65 x 18in (HxWxD), freestanding, carbon steel, ANSI 61 gray, powder coat finish, 2-door, 3-point padlocking handle, subpanel included. | from vendor up to 20 business days | 4936 | 5054
WA72XM7718SSN4 | Wiegmann disconnect enclosure, NEMA 3R/4/4X/12, right flange, 72 x 77 x 18in (HxWxD), freestanding, 304 stainless steel, No. 3 intermediate polished finish, 2-door, 3-point padlocking handle, subpanel included. | from vendor up to 20 business days | 15292 | 15659
WA72XM7718U | Wiegmann disconnect enclosure, NEMA 12, right flange, 72 x 77 x 18in (HxWxD), freestanding, carbon steel, ANSI 61 gray, powder coat finish, 2-door, 3-point padlocking handle, subpanel included. | from vendor up to 0 business day | 5633 | 5768
WA72XM7724SSN4 | Wiegmann disconnect enclosure, NEMA 3R/4/4X/12, right flange, 72 x 77 x 24in (HxWxD), freestanding, 304 stainless steel, No. 3 intermediate polished finish, 2-door, 3-point padlocking handle, subpanel included. | from vendor up to 20 business days | 16364 | 16756
WA72XM7724U | Wiegmann disconnect enclosure, NEMA 12, right flange, 72 x 77 x 24in (HxWxD), freestanding, carbon steel, ANSI 61 gray, powder coat finish, 2-door, 3-point padlocking handle, subpanel included. | from vendor up to 20 business days | 6213 | 6362
WA84XM3918SSN4 | Wiegmann disconnect enclosure, NEMA 3R/4/4X/12, right flange, 84 x 39 x 18in (HxWxD), freestanding, 304 stainless steel, No. 3 intermediate polished finish, single-door, 3-point padlocking handle, subpanel included. | from vendor up to 20 business days | 9376 | 9601
WA84XM3918U | Wiegmann disconnect enclosure, NEMA 12, right flange, 84 x 39 x 18in (HxWxD), freestanding, carbon steel, ANSI 61 gray, powder coat finish, single-door, 3-point padlocking handle, subpanel included. | from vendor up to 20 business days | 3377 | 3458
WA84XM3924SSN4 | Wiegmann disconnect enclosure, NEMA 3R/4/4X/12, right flange, 84 x 39 x 24in (HxWxD), freestanding, 304 stainless steel, No. 3 intermediate polished finish, single-door, 3-point padlocking handle, subpanel included. | from vendor up to 20 business days | 9536 | 9765
WA84XM3EW18U | Wiegmann disconnect enclosure, NEMA 12, right flange, 84 x 117 x 18in (HxWxD), freestanding, carbon steel, ANSI 61 gray, powder coat finish, 3-door, 3-point padlocking handle, (2) subpanels included. | from vendor up to 20 business days | 8388 | 8589
WA84XM4EW18U | Wiegmann disconnect enclosure, NEMA 12, right flange, 84 x 157 x 18in (HxWxD), freestanding, carbon steel, ANSI 61 gray, powder coat finish, 4-door, 3-point padlocking handle, (2) subpanels included. | from vendor up to 20 business days | 10911 | 11173
WA84XM5EW18U | Wiegmann disconnect enclosure, NEMA 12, right flange, 84 x 196 x 18in (HxWxD), freestanding, carbon steel, ANSI 61 gray, powder coat finish, 5-door, 3-point padlocking handle, (3) subpanels included. | from vendor up to 20 business days | 13882 | 14215
WA84XM7718SSN4 | Wiegmann disconnect enclosure, NEMA 3R/4/4X/12, right flange, 84 x 77 x 18in (HxWxD), freestanding, 304 stainless steel, No. 3 intermediate polished finish, 2-door, 3-point padlocking handle, subpanel included. | from vendor up to 20 business days | 16924 | 17330
WA84XM7718U | Wiegmann disconnect enclosure, NEMA 12, right flange, 84 x 77 x 18in (HxWxD), freestanding, carbon steel, ANSI 61 gray, powder coat finish, 2-door, 3-point padlocking handle, subpanel included. | from vendor up to 20 business days | 6093 | 6239
WA84XM7724SSN4 | Wiegmann disconnect enclosure, NEMA 3R/4/4X/12, right flange, 84 x 77 x 24in (HxWxD), freestanding, 304 stainless steel, No. 3 intermediate polished finish, 2-door, 3-point padlocking handle, subpanel included. | from vendor up to 20 business days | 17453 | 17872
WA86M3E | Wiegmann enclosure, NEMA 12, 86 x 112 x 14in (HxWxD), freestanding, carbon steel, ANSI 61 gray, powder coat finish, 3-door, 3-point keylocking/padlocking combo handle. | from vendor up to 15 business days | 8468 | 8671
WA86M3E20 | Wiegmann enclosure, NEMA 12, 86 x 112 x 20in (HxWxD), freestanding, carbon steel, ANSI 61 gray, powder coat finish, 3-door, 3-point keylocking/padlocking combo handle. | from vendor up to 15 business days | 8934 | 9148
WA86M4E | Wiegmann enclosure, NEMA 12, 86 x 149 x 14in (HxWxD), freestanding, carbon steel, ANSI 61 gray, powder coat finish, 4-door, 3-point keylocking/padlocking combo handle. | from vendor up to 15 business days | 10538 | 10791
WA86M4E20 | Wiegmann enclosure, NEMA 12, 86 x 149 x 20in (HxWxD), freestanding, carbon steel, ANSI 61 gray, powder coat finish, 4-door, 3-point keylocking/padlocking combo handle. | from vendor up to 15 business days | 10908 | 11169
WA86M5E | Wiegmann enclosure, NEMA 12, 86 x 187 x 14in (HxWxD), freestanding, carbon steel, ANSI 61 gray, powder coat finish, 5-door, 3-point keylocking/padlocking combo handle. | from vendor up to 15 business days | 12785 | 13092
WA86M5E20 | Wiegmann enclosure, NEMA 12, 86 x 187 x 20in (HxWxD), freestanding, carbon steel, ANSI 61 gray, powder coat finish, 5-door, 3-point keylocking/padlocking combo handle. | from vendor up to 15 business days | 13150 | 13466
WA902420FS | Wiegmann enclosure, NEMA 12, 90 x 24 x 20in (HxWxD), freestanding, carbon steel, ANSI 61 gray, powder coat finish, single-door, 3-point keylocking/padlocking combo handle. | from vendor up to 15 business days | 2054 | 2103
WA902420FSN43PT | Wiegmann enclosure, NEMA 3/4/12, 90 x 24 x 20in (HxWxD), freestanding, carbon steel, ANSI 61 gray, powder coat finish, single-door, 3-point keylocking/padlocking combo handle. | from vendor up to 20 business days | 2202 | 2254
WA902420SSFSN43PT | Wiegmann enclosure, NEMA 3/4/4X/12, 90 x 24 x 20in (HxWxD), freestanding, 304 stainless steel, No. 3 intermediate polished finish, single-door, 3-point 316L padlocking handle. | from vendor up to 20 business days | 6111 | 6258
WA903620FS | Wiegmann enclosure, NEMA 12, 90 x 36 x 20in (HxWxD), freestanding, carbon steel, ANSI 61 gray, powder coat finish, single-door, 3-point keylocking/padlocking combo handle. | from vendor up to 0 business day | 2488 | 2547
WA903620FSN43PT | Wiegmann enclosure, NEMA 3/4/12, 90 x 36 x 20in (HxWxD), freestanding, carbon steel, ANSI 61 gray, powder coat finish, single-door, 3-point keylocking/padlocking combo handle. | from vendor up to 20 business days | 2517 | 2578
WA903620SSFSN43PT | Wiegmann enclosure, NEMA 3/4/4X/12, 90 x 36 x 20in (HxWxD), freestanding, 304 stainless steel, No. 3 intermediate polished finish, single-door, 3-point 316L padlocking handle. | from vendor up to 20 business days | 7431 | 7609
WA903624FS | Wiegmann enclosure, NEMA 12, 90 x 36 x 24in (HxWxD), freestanding, carbon steel, ANSI 61 gray, powder coat finish, single-door, 3-point keylocking/padlocking combo handle. | from vendor up to 0 business day | 2656 | 2720
WA903624FSDA | Wiegmann enclosure, NEMA 12, 90 x 36 x 24in (HxWxD), freestanding, dual access, carbon steel, ANSI 61 gray, powder coat finish, single-door, 3-point keylocking/padlocking combo handle. | from vendor up to 15 business days | 3044 | 3117
WA903624FSN43PT | Wiegmann enclosure, NEMA 3/4/12, 90 x 36 x 24in (HxWxD), freestanding, carbon steel, ANSI 61 gray, powder coat finish, single-door, 3-point keylocking/padlocking combo handle. | from vendor up to 20 business days | 2752 | 2818
WA903624SSFSN43PT | Wiegmann enclosure, NEMA 3/4/4X/12, 90 x 36 x 24in (HxWxD), freestanding, 304 stainless steel, No. 3 intermediate polished finish, single-door, 3-point 316L padlocking handle. | from vendor up to 20 business days | 7942 | 8132
WA903636FS | Wiegmann enclosure, NEMA 12, 90 x 36 x 36in (HxWxD), freestanding, carbon steel, ANSI 61 gray, powder coat finish, single-door, 3-point keylocking/padlocking combo handle. | from vendor up to 15 business days | 3254 | 3332
WA903636FSDA | Wiegmann enclosure, NEMA 12, 90 x 36 x 36in (HxWxD), freestanding, dual access, carbon steel, ANSI 61 gray, powder coat finish, single-door, 3-point keylocking/padlocking combo handle. | from vendor up to 15 business days | 3622 | 3709
WA903636FSN43PT | Wiegmann enclosure, NEMA 3/4/12, 90 x 36 x 36in (HxWxD), freestanding, carbon steel, ANSI 61 gray, powder coat finish, single-door, 3-point keylocking/padlocking combo handle. | from vendor up to 20 business days | 3351 | 3432
WA903636SSFSN43PT | Wiegmann enclosure, NEMA 3/4/4X/12, 90 x 36 x 36in (HxWxD), freestanding, 304 stainless steel, No. 3 intermediate polished finish, single-door, 3-point 316L padlocking handle. | from vendor up to 20 business days | 9450 | 9677
WA9036SOF19 | Wiegmann rack mounting swing frame, white, polyester powder finish. For use with 90 x 36in (HxW) freestanding enclosures. For mounting 19in rack equipment. Field assembly required. | from vendor up to 15 business days | 684 | 700
WA904820FSD | Wiegmann enclosure, NEMA 12, 90 x 48 x 20in (HxWxD), freestanding, carbon steel, ANSI 61 gray, powder coat finish, double-door, 3-point keylocking/padlocking combo handle. | from vendor up to 0 business day | 3527 | 3612
WA904820SSFSDN43PT | Wiegmann enclosure, NEMA 4/4X/12, 90 x 48 x 20in (HxWxD), freestanding, 304 stainless steel, No. 3 intermediate polished finish, 2-door, 3-point 316L padlocking handle. | from vendor up to 20 business days | 9300 | 9523
WA907220FSD | Wiegmann enclosure, NEMA 12, 90 x 72 x 20in (HxWxD), freestanding, carbon steel, ANSI 61 gray, powder coat finish, double-door, 3-point keylocking/padlocking combo handle. | from vendor up to 0 business day | 4335 | 4439
WA907220SSFSDN43PT | Wiegmann enclosure, NEMA 4/4X/12, 90 x 72 x 20in (HxWxD), freestanding, 304 stainless steel, No. 3 intermediate polished finish, 2-door, 3-point 316L padlocking handle. | from vendor up to 20 business days | 11742 | 12024
WA907224FSD | Wiegmann enclosure, NEMA 12, 90 x 72 x 24in (HxWxD), freestanding, carbon steel, ANSI 61 gray, powder coat finish, double-door, 3-point keylocking/padlocking combo handle. | from vendor up to 0 business day | 4676 | 4788
WA907224FSDAD | Wiegmann enclosure, NEMA 12, 90 x 72 x 24in (HxWxD), freestanding, dual access, carbon steel, ANSI 61 gray, powder coat finish, double-door, 3-point keylocking/padlocking combo handle. | from vendor up to 15 business days | 5205 | 5330
WA907224SSFSDN43PT | Wiegmann enclosure, NEMA 4/4X/12, 90 x 72 x 24in (HxWxD), freestanding, 304 stainless steel, No. 3 intermediate polished finish, 2-door, 3-point 316L padlocking handle. | from vendor up to 20 business days | 14000 | 14336
WA907236FSD | Wiegmann enclosure, NEMA 12, 90 x 72 x 36in (HxWxD), freestanding, carbon steel, ANSI 61 gray, powder coat finish, double-door, 3-point keylocking/padlocking combo handle. | from vendor up to 15 business days | 5510 | 5643
WA907236SSFSDN43PT | Wiegmann enclosure, NEMA 4/4X/12, 90 x 72 x 36in (HxWxD), freestanding, 304 stainless steel, No. 3 intermediate polished finish, 2-door, 3-point 316L padlocking handle. | from vendor up to 20 business days | 16037 | 16422
WA90FSCPS | Wiegmann enclosure center panel support, white, polyester powder finish. For use with 90in enclosures. Allows (2) single-wide sub-panels (including swing-out panels and rack mount frames) to be mounted in double-door enclosure. | from vendor up to 10 business days | 243 | 249
WA90P24F1 | Wiegmann subpanel, carbon steel, white, powder coat finish. For use with 90x24 (HxW) WA902420xxx and WRD902420FS4 freestanding enclosures. | from vendor up to 7 business days | 391 | 401
WA90P24F1G | Wiegmann subpanel, galvanized steel. For use with 90x24 (HxW) WA902420xxx and WRD902420FS4 freestanding enclosures. | from vendor up to 7 business days | 391 | 401
WA90P24F2 | Wiegmann subpanel, half-height, carbon steel, white, powder coat finish. For use with 90x24 (HxW) WA902420xxx and WRD902420FS4 freestanding enclosures. | from vendor up to 7 business days | 264 | 270
WA90P24F2G | Wiegmann subpanel, half-height, galvanized steel. For use with 90x24 (HxW) WA902420xxx and WRD902420FS4 freestanding enclosures. | from vendor up to 7 business days | 264 | 270
WA90P36F1 | Wiegmann subpanel, carbon steel, white, powder coat finish. For use with 90x36 (HxW) WA9036xxxxx and WRD9036xxFS4 freestanding enclosures. | Stock | 533 | 546
WA90P36F1G | Wiegmann subpanel, galvanized steel. For use with 90x36 (HxW) WA9036xxxxx and WRD9036xxFS4 freestanding enclosures. | from vendor up to 7 business days | 533 | 546
WA90P36F2 | Wiegmann subpanel, half-height, carbon steel, white, powder coat finish. For use with 90x36 (HxW) WA9036xxxxx and WRD9036xxFS4 freestanding enclosures. | from vendor up to 7 business days | 342 | 350
WA90P36F2G | Wiegmann subpanel, half-height, galvanized steel. For use with 90x36 (HxW) WA9036xxxxx and WRD9036xxFS4 freestanding enclosures. | from vendor up to 7 business days | 342 | 350
WA90P48F1 | Wiegmann subpanel, carbon steel, white, powder coat finish. For use with 90x48 (HxW) WA904820xxx and WRD904820FSD4 freestanding enclosures. | from vendor up to 0 business day | 828 | 847
WA90P48F1G | Wiegmann subpanel, galvanized steel. For use with 90x48 (HxW) WA904820xxx and WRD904820FSD4 freestanding enclosures. | from vendor up to 7 business days | 896 | 917
WA90P48F2 | Wiegmann subpanel, half-height, carbon steel, white, powder coat finish. For use with 90x48 (HxW) WA904820xxx and WRD904820FSD4 freestanding enclosures. | from vendor up to 7 business days | 555 | 568
WA90P48F2G | Wiegmann subpanel, half-height, galvanized steel. For use with 90x48 (HxW) WA904820xxx and WRD904820FSD4 freestanding enclosures. | from vendor up to 7 business days | 555 | 568
WA90P72F1 | Wiegmann subpanel, carbon steel, white, powder coat finish. For use with 90x72 (HxW) WA9072xxxxx and WRD9072xxFSD4 freestanding enclosures. | from vendor up to 0 business day | 1117 | 1144
WA90P72F2 | Wiegmann subpanel, half-height, carbon steel, white, powder coat finish. For use with 90x72 (HxW) WA9072xxxxx and WRD9072xxFSD4 freestanding enclosures. | from vendor up to 7 business days | 714 | 731
WA90P72F2G | Wiegmann subpanel, half-height, galvanized steel. For use with 90x72 (HxW) WA9072xxxxx and WRD9072xxFSD4 freestanding enclosures. | from vendor up to 7 business days | 660 | 675
WA90RA19TH | Wiegmann enclosure rack mounting channel, white, polyester powder finish. For use with 90 x 24in (HxW) freestanding enclosures. For mounting 19in rack equipment. Purchase clip nuts separately. | from vendor up to 10 business days | 191 | 196
WA90RP24F5 | Wiegmann enclosure full-length rack mounting angle, white, polyester powder finish. Package of 2. For use with 90 x 24in (HxW) freestanding enclosures. For mounting 19in rack equipment. | from vendor up to 10 business days | 256 | 262
WA90RP24F6 | Wiegmann enclosure half-length rack mounting angle, white, polyester powder finish. Package of 2. For use with 90 x 24in (HxW) freestanding enclosures. For mounting 19in rack equipment. | from vendor up to 10 business days | 145 | 148
WA90SMP14 | Wiegmann subpanel, side mount, carbon steel, white, powder coat finish. For use with 90in (H) WA90xxxxx and WRD90xxxxx freestanding enclosures. | from vendor up to 0 business day | 322 | 329
WA90SMP14G | Wiegmann subpanel, side mount, galvanized steel. For use with 90in (H) WA90xxxxx and WRD90xxxxx freestanding enclosures. | from vendor up to 10 business days | 322 | 329
WA90SMP20 | Wiegmann subpanel, side mount, carbon steel, white, powder coat finish. For use with 90in (H) x min. 24in (D) WA90xxxxx and WRD90xxxxx freestanding enclosures. | from vendor up to 0 business day | 336 | 344
WA90SMP20G | Wiegmann subpanel, side mount, galvanized steel. For use with 90in (H) x min. 24in (D) WA90xxxxx and WRD90xxxxx freestanding enclosures. | from vendor up to 10 business days | 336 | 344
WA90SP36F3 | Wiegmann swing panel, carbon steel, white, powder coat finish. For use with 90x36 (HxW) WA9036xxxxx and WRD9036xxFS4 freestanding enclosures. | from vendor up to 7 business days | 996 | 1020
WA90SP36F3G | Wiegmann swing panel, galvanized steel. For use with 90x36 (HxW) WA9036xxxxx and WRD9036xxFS4 freestanding enclosures. | from vendor up to 10 business days | 996 | 1020
WA90SP36F4 | Wiegmann swing panel, half-height, carbon steel, white, powder coat finish. For use with 90x36 (HxW) WA9036xxxxx and WRD9036xxFS4 freestanding enclosures. | from vendor up to 7 business days | 628 | 643
WA90SP36F4G | Wiegmann swing panel, half-height, galvanized steel. For use with 90x36 (HxW) WA9036xxxxx and WRD9036xxFS4 freestanding enclosures. | from vendor up to 10 business days | 628 | 643
WA90XM3918SSN4 | Wiegmann disconnect enclosure, NEMA 3R/4/4X/12, right flange, 90 x 39 x 18in (HxWxD), freestanding, 304 stainless steel, No. 3 intermediate polished finish, single-door, 3-point padlocking handle, subpanel included. | from vendor up to 20 business days | 9906 | 10143
WA90XM3920SSN4 | Wiegmann disconnect enclosure, NEMA 3R/4/4X/12, right flange, 90 x 39 x 20in (HxWxD), freestanding, 304 stainless steel, No. 3 intermediate polished finish, single-door, 3-point padlocking handle, subpanel included. | from vendor up to 20 business days | 10158 | 10402
WA90XM3920U | Wiegmann disconnect enclosure, NEMA 12, right flange, 90 x 39 x 20in (HxWxD), freestanding, carbon steel, ANSI 61 gray, powder coat finish, single-door, 3-point padlocking handle, subpanel included. | from vendor up to 20 business days | 3857 | 3950
WA90XM3924SSN4 | Wiegmann disconnect enclosure, NEMA 3R/4/4X/12, right flange, 90 x 39 x 24in (HxWxD), freestanding, 304 stainless steel, No. 3 intermediate polished finish, single-door, 3-point padlocking handle, subpanel included. | from vendor up to 20 business days | 10761 | 11020
WA90XM3924U | Wiegmann disconnect enclosure, NEMA 12, right flange, 90 x 39 x 24in (HxWxD), freestanding, carbon steel, ANSI 61 gray, powder coat finish, single-door, 3-point padlocking handle, subpanel included. | from vendor up to 20 business days | 4085 | 4183
WA90XM3EW24U | Wiegmann disconnect enclosure, NEMA 12, right flange, 90 x 117 x 24in (HxWxD), freestanding, carbon steel, ANSI 61 gray, powder coat finish, 3-door, 3-point padlocking handle, (2) subpanels included. | from vendor up to 0 business day | 9682 | 9915
WA90XM7718SSN4 | Wiegmann disconnect enclosure, NEMA 3R/4/4X/12, right flange, 90 x 77 x 18in (HxWxD), freestanding, 304 stainless steel, No. 3 intermediate polished finish, 2-door, 3-point padlocking handle, subpanel included. | from vendor up to 20 business days | 17872 | 18301
WA90XM7720SSN4 | Wiegmann disconnect enclosure, NEMA 3R/4/4X/12, right flange, 90 x 77 x 20in (HxWxD), freestanding, 304 stainless steel, No. 3 intermediate polished finish, 2-door, 3-point padlocking handle, subpanel included. | from vendor up to 20 business days | 18192 | 18629
WA90XM7720U | Wiegmann disconnect enclosure, NEMA 12, right flange, 90 x 77 x 20in (HxWxD), freestanding, carbon steel, ANSI 61 gray, powder coat finish, 2-door, 3-point padlocking handle, subpanel included. | from vendor up to 20 business days | 6910 | 7075
WA90XM7724SSN4 | Wiegmann disconnect enclosure, NEMA 3R/4/4X/12, right flange, 90 x 77 x 24in (HxWxD), freestanding, 304 stainless steel, No. 3 intermediate polished finish, 2-door, 3-point padlocking handle, subpanel included. | from vendor up to 20 business days | 18992 | 19448
WA90XM7724U | Wiegmann disconnect enclosure, NEMA 12, right flange, 90 x 77 x 24in (HxWxD), freestanding, carbon steel, ANSI 61 gray, powder coat finish, 2-door, 3-point padlocking handle, subpanel included. | from vendor up to 20 business days | 7210 | 7383
WABN4JIC | Wiegmann enclosure Z-clamp assembly, replacement, 304 stainless steel. For use with BN4xxxxxx and BN4xxxxxxCH enclosures. Clamp and screw included. | from vendor up to 0 business day | 20.5 | 21
WACLJIC | Wiegmann enclosure latch, keylocking, 1/4-turn semi-flush, 1-point, plated steel. For use with single-door BxxxxxxCH and BN4xxxxxxCH enclosures without 1/4-turn latches. (2) keys included. | Stock | 26.5 | 27
WACLSN12 | Wiegmann enclosure latch, keylocking, 1/4-turn semi-flush, 1-point, plated steel. For use with single-door NEMA 4 and NEMA 12 enclosures. (2) keys included. | Stock | 29 | 29.5
WACLSN12KEY | Wiegmann enclosure key, replacement. For use with WACLSN12 lock. | from vendor up to 10 business days | 8.25
WACSHELF12 | Wiegmann enclosure folding shelf, 12 x 12in, heavy gauge steel, ANSI 61 gray, polyester powder finish. Mounting hardware included. Installs inside or outside of enclosure. | from vendor up to 0 business day | 210 | 215
WACSHELF18 | Wiegmann enclosure folding shelf, 18 x 18in, heavy gauge steel, ANSI 61 gray, polyester powder finish. Mounting hardware included. Installs inside or outside of enclosure. | from vendor up to 0 business day | 262 | 269
WADW131602 | Wiegmann universal deep-hinged door, NEMA 3R/4/12, 12.75 x 15.88 x 2.75in, carbon steel, ANSI 61 gray, concealed hinges, polycarbonate window. For use with Hubbell-Wiegmann NEMA 3R, 4, or 12 rated enclosures. | from vendor up to 0 business day | 474 | 486
WADW131602SS | Wiegmann universal deep-hinged door, NEMA 3R/4/4X/12, 12.75 x 15.88 x 2.75in, 304 stainless steel, concealed hinges, polycarbonate window. For use with Hubbell-Wiegmann NEMA 3R, 4, 4X, or 12 rated enclosures. | from vendor up to 15 business days | 928 | 950
WADW150902 | Wiegmann universal deep-hinged door, NEMA 3R/4/12, 14.75 x 9.50 x 2.75in, carbon steel, ANSI 61 gray, concealed hinges, polycarbonate window. For use with Hubbell-Wiegmann NEMA 3R, 4, or 12 rated enclosures. | from vendor up to 10 business days | 539 | 552
WADW150902SS | Wiegmann universal deep-hinged door, NEMA 3R/4/4X/12, 14.75 x 9.50 x 2.75in, 304 stainless steel, concealed hinges, polycarbonate window. For use with Hubbell-Wiegmann NEMA 3R, 4, 4X, or 12 rated enclosures. | from vendor up to 15 business days | 968 | 991
WADW191302 | Wiegmann universal deep-hinged door, NEMA 3R/4/12, 18.75 x 13.50 x 2.75in, carbon steel, ANSI 61 gray, concealed hinges, polycarbonate window. For use with Hubbell-Wiegmann NEMA 3R, 4, or 12 rated enclosures. | from vendor up to 10 business days | 565 | 578
WADW191302SS | Wiegmann universal deep-hinged door, NEMA 3R/4/4X/12, 18.75 x 13.50 x 2.75in, 304 stainless steel, concealed hinges, polycarbonate window. For use with Hubbell-Wiegmann NEMA 3R, 4, 4X, or 12 rated enclosures. | from vendor up to 15 business days | 1301 | 1332
WADW231302 | Wiegmann universal deep-hinged door, NEMA 3R/4/12, 22.75 x 13.50 x 2.75in, carbon steel, ANSI 61 gray, concealed hinges, polycarbonate window. For use with Hubbell-Wiegmann NEMA 3R, 4, or 12 rated enclosures. | from vendor up to 10 business days | 693 | 710
WADW231302SS | Wiegmann universal deep-hinged door, NEMA 3R/4/4X/12, 22.75 x 13.50 x 2.75in, 304 stainless steel, concealed hinges, polycarbonate window. For use with Hubbell-Wiegmann NEMA 3R, 4, 4X, or 12 rated enclosures. | from vendor up to 15 business days | 1388 | 1421
WADW231702 | Wiegmann universal deep-hinged door, NEMA 3R/4/12, 22.75 x 17.50 x 2.75in, carbon steel, ANSI 61 gray, concealed hinges, polycarbonate window. For use with Hubbell-Wiegmann NEMA 3R, 4, or 12 rated enclosures. | from vendor up to 10 business days | 686 | 703
WADW231702SS | Wiegmann universal deep-hinged door, NEMA 3R/4/4X/12, 22.75 x 17.50 x 2.75in, 304 stainless steel, concealed hinges, polycarbonate window. For use with Hubbell-Wiegmann NEMA 3R, 4, 4X, or 12 rated enclosures. | from vendor up to 15 business days | 1363 | 1396
WADW232602 | Wiegmann universal deep-hinged door, NEMA 3R/4/12, 22.75 x 26.25 x 2.75in, carbon steel, ANSI 61 gray, concealed hinges, polycarbonate window. For use with Hubbell-Wiegmann NEMA 3R, 4, or 12 rated enclosures. | from vendor up to 10 business days | 886 | 907
WADW232602SS | Wiegmann universal deep-hinged door, NEMA 3R/4/4X/12, 22.75 x 26.25 x 2.75in, 304 stainless steel, concealed hinges, polycarbonate window. For use with Hubbell-Wiegmann NEMA 3R, 4, 4X, or 12 rated enclosures. | from vendor up to 15 business days | 1849 | 1894
WADW292002 | Wiegmann universal deep-hinged door, NEMA 3R/4/12, 28.75 x 20.25 x 2.75in, carbon steel, ANSI 61 gray, concealed hinges, polycarbonate window. For use with Hubbell-Wiegmann NEMA 3R, 4, or 12 rated enclosures. | from vendor up to 10 business days | 886 | 907
WADW292002SS | Wiegmann universal deep-hinged door, NEMA 3R/4/4X/12, 28.75 x 20.25 x 2.75in, 304 stainless steel, concealed hinges, polycarbonate window. For use with Hubbell-Wiegmann NEMA 3R, 4, 4X, or 12 rated enclosures. | from vendor up to 15 business days | 1849 | 1894
WAEK115 | Wiegmann enclosure electrical interlock, prevents entry into energized enclosure that has a door handle. For use with most NEMA 12 enclosures. | Stock | 205 | 210
WAEK115NDH | Wiegmann enclosure electrical interlock, prevents entry into energized enclosure that has no door handle. For use with most NEMA 12 enclosures. | Stock | 255 | 261
WAEKDF | Wiegmann enclosure interlock defeater, key-operated, to disengage interlocks WAEK115 and WAEK115NDH. | Stock | 91 | 93
WAEMKA4 | Wiegmann enclosure key, replacement. For use with WAL4 series combination key / padlock handles. | from vendor up to 0 business day | 7.5 | 7.75
WAENST | Wiegmann enclosure stabilizer kit, ANSI 61 gray, polyester powder finish, use to prevent tipping of a floor mounted enclosure which is not bolted to floor, includes (2) stabilizers and mounting hardware. | from vendor up to 10 business days | 171 | 175
WAFLT33 | Wiegmann louver plate filter kit, aluminum. For use with WAVK0303, WAVK0303SSA louver plates. Includes filter, (2) brackets and mounting hardware. | Stock | 31 | 32
WAFLT34 | Wiegmann louver plate filter kit, aluminum. For use with WAVK0304, WAVK0304SSA louver plates. Includes filter, (2) brackets and mounting hardware. | Stock | 31 | 32
WAFLT44 | Wiegmann louver plate filter kit, aluminum. For use with WAVK0404, WAVK0404SSA louver plates. Includes filter, (2) brackets and mounting hardware. | Stock | 32 | 32.5
WAFLT64 | Wiegmann louver plate filter kit, aluminum. For use with WAVK0604, WAVK0604SSA louver plates. Includes filter, (2) brackets and mounting hardware. | from vendor up to 0 business day | 34.5 | 35
WAFLT66 | Wiegmann louver plate filter kit, aluminum. For use with WAVK0606, WAVK0606SSA louver plates. Includes filter, (2) brackets and mounting hardware. | Stock | 35 | 36
WAFLT812 | Wiegmann louver plate filter kit, aluminum. For use with WAVK0812, WAVK0812SSA louver plates. Includes filter, (2) brackets and mounting hardware. | Stock | 41.5 | 42.5
WAFLT86 | Wiegmann louver plate filter kit, aluminum. For use with WAVK0806, WAVK0806SSA louver plates. Includes filter, (2) brackets and mounting hardware. | Stock | 40.5 | 41.5
WAFLT88 | Wiegmann louver plate filter kit, aluminum. For use with WAVK0808, WAVK0808SSA louver plates. Includes filter, (2) brackets and mounting hardware. | Stock | 41 | 42
WAGSE | Wiegmann touch-up paint, 12 ounce spray, ANSI 61 gray. | Stock | 21 | 21.5
WAJCDFK | Wiegmann swing panel mounting kit, plated steel. For use with Bxxxx, WAxxxxGIE, JICxxxx, BN4xxxx enclosures. Includes (2) hinge brackets, (2) fixed brackets, and mounting hardware. | Stock | 47.5 | 48.5
WAL1A | Wiegmann enclosure latch, padlocking, 1/4-turn handle, 1-point, plated steel. For use with single-door NEMA 12 enclosures. | Stock | 99 | 101
WAL1B | Wiegmann enclosure latch, padlocking, 1/4-turn handle, 3-point, plated steel. For use with NEMA 12 enclosures where height is 16, 20, 24 or 30 inches. | from vendor up to 7 business days | 144 | 148
WAL1C | Wiegmann enclosure latch, padlocking, 1/4-turn handle, 3-point, plated steel. For use with NEMA 12 enclosures where height is 36, 42 or 48 inches. | Stock | 170 | 174
WAL1D | Wiegmann enclosure latch, padlocking, 1/4-turn handle, 3-point, plated steel. For use with NEMA 12 enclosures where height is 60 or 72 inches. | from vendor up to 7 business days | 168 | 172
WAL23 | Wiegmann enclosure quick-release clamp, plated steel. For use with NEMA 12 enclosures, troughs and lay-in wireway. | from vendor up to 0 business day | 32.5 | 33.5
WAL23SS | Wiegmann enclosure quick-release clamp, 304 stainless steel. For use with NEMA 12 enclosures, troughs and lay-in wireway. | from vendor up to 0 business day | 42.5 | 43.5
WAL2A | Wiegmann enclosure latch, keylocking, 1/4-turn handle, 1-point, plated steel. For use with single-door NEMA 12 enclosures. (2) keys included. | from vendor up to 0 business day | 50 | 51
WAL2B | Wiegmann enclosure latch, keylocking, 1/4-turn handle, 3-point, plated steel. For use with NEMA 12 enclosures where height is 16, 20, 24 or 30 inches. (2) keys included. | from vendor up to 0 business day | 97 | 99
WAL2C | Wiegmann enclosure latch, keylocking, 1/4-turn handle, 3-point, plated steel. For use with NEMA 12 enclosures where height is 36, 42 or 48 inches. (2) keys included. | Stock | 113 | 116
WAL2D | Wiegmann enclosure latch, keylocking, 1/4-turn handle, 3-point, plated steel. For use with NEMA 12 enclosures where height is 60 or 72 inches. (2) keys included. | Stock | 128 | 131
WAL2KEY | Wiegmann enclosure key, replacement. For use with WAL2A, WAL2B, WAL2C, WAL2D locks. | from vendor up to 0 business day | 7.5 | 7.75
WAL3A | Wiegmann enclosure latch, padlocking, 1/4-turn handle, 1-point, plated steel, black matte finish. For use with single-door NEMA 4 and NEMA 4X enclosures. | from vendor up to 5 business days | 68 | 70
WAL3ASS | Wiegmann enclosure latch, padlocking, 1/4-turn handle, 1-point, 316L stainless steel. For use with single-door NEMA 4 and NEMA 4X enclosures. | from vendor up to 0 business day | 137 | 140
WAL3B | Wiegmann enclosure latch, padlocking, 1/4-turn handle, 3-point, plated steel, black matte finish. For use with NEMA 4 and NEMA 4X enclosures where height is 16, 20, 24 or 30 inches. | from vendor up to 10 business days | 77 | 79
WAL3BSS | Wiegmann enclosure latch, padlocking, 1/4-turn handle, 3-point, 316L stainless steel. For use with NEMA 4 and NEMA 4X enclosures where height is 16, 20, 24 or 30 inches. | from vendor up to 5 business days | 137 | 140
WAL3C | Wiegmann enclosure latch, padlocking, 1/4-turn handle, 3-point, plated steel, black matte finish. For use with NEMA 4 and NEMA 4X enclosures where height is 36, 42 or 48 inches. | from vendor up to 10 business days | 77 | 79
WAL3CSS | Wiegmann enclosure latch, padlocking, 1/4-turn handle, 3-point, 316L stainless steel. For use with NEMA 4 and NEMA 4X enclosures where height is 36, 42 or 48 inches. | from vendor up to 10 business days | 137 | 140
WAL3D | Wiegmann enclosure latch, padlocking, 1/4-turn handle, 3-point, plated steel, black matte finish. For use with NEMA 4 and NEMA 4X enclosures where height is 54 or 90 inches. | from vendor up to 5 business days | 77 | 79
WAL3DSS | Wiegmann enclosure latch, padlocking, 1/4-turn handle, 3-point, 316L stainless steel. For use with NEMA 4 and NEMA 4X enclosures where height is 54 or 90 inches. | from vendor up to 0 business day | 137 | 140
WAL4A | Wiegmann enclosure latch, combination keylocking/padlocking, 1/4-turn handle, 1-point, plated steel, black matte finish. For use with single-door NEMA 4 and NEMA 4X enclosures. (2) keys included. | from vendor up to 5 business days | 68 | 70
WAL4B | Wiegmann enclosure latch, combination keylocking/padlocking, 1/4-turn handle, 3-point, plated steel, black matte finish. For use with NEMA 4 and NEMA 4X enclosures where height is 16, 20, 24 or 30 inches. (2) keys included. | from vendor up to 10 business days | 77 | 79
WAL4C | Wiegmann enclosure latch, combination keylocking/padlocking, 1/4-turn handle, 3-point, plated steel, black matte finish. For use with NEMA 4 and NEMA 4X enclosures where height is 36, 42 or 48 inches. (2) keys included. | from vendor up to 10 business days | 77 | 79
WAL4D | Wiegmann enclosure latch, combination keylocking/padlocking, 1/4-turn handle, 3-point, plated steel, black matte finish. For use with NEMA 4 and NEMA 4X enclosures where height is 54 or 90 inches. (2) keys included. | from vendor up to 5 business days | 77 | 79
WAN12RA | Wiegmann enclosure U-clamp assembly, replacement, plated steel. For use with NEMA 12 enclosures. | Stock | 20 | 20.5
WAN4XRA | Wiegmann enclosure U-clamp assembly, replacement, 304 stainless steel. For use with NEMA 4X enclosures. | Stock | 29 | 30
WANADFK | Wiegmann swing panel mounting kit, plated steel. For use with single and double-door style enclosures except Bxxxx, WAxxxxGIE, JICxxxx and BN4xxxx. Includes (2) hinge brackets, (2) fixed brackets, and mounting hardware. | Stock | 58 | 60
WAPLKJIC | Wiegmann junction box padlock kit, plated steel. For use with single-door BxxxxxxCH and BN4xxxxxxCH enclosures. Mounting hardware included. | from vendor up to 0 business day | 20 | 20.5
WAPPL0606 | Wiegmann enclosure print pocket, 6 x 6in (HxW), 2-way adhesive flange mount. | from vendor up to 0 business day | 16.75 | 17
WAPPL0810 | Wiegmann enclosure print pocket, 8 x 10in (HxW), 2-way adhesive flange mount. | from vendor up to 0 business day | 26.5 | 27.5
WAPS03 | Wiegmann enclosure panel support, white, polyester powder finish. Package of 2. For single and double-door enclosures where distance between bottom of panel and enclosure is less than 2.25in. | Stock | 44 | 45
WAPS09 | Wiegmann enclosure panel support, white, polyester powder finish. Package of 2. For free-standing enclosures where distance between bottom of panel and enclosure is less than 8.5in and greater than 2.88in. | from vendor up to 7 business days | 69 | 71
WAPS1420CN | Wiegmann 1/4-20 spring nut kit, for enclosure unistrut, includes (2) spring nuts and (2) screws. | from vendor up to 7 business days | 21.5 | 22
WAPS3816CN | Wiegmann 3/8-16 clamp nut kit, for enclosure unistrut, includes (1) spring nut and (1) bolt. | Stock | 19.5 | 20
WAPWK0503NF | Wiegmann enclosure window, 5.00 x 3.00in window, Makrolon polycarbonate, 7.50 x 5.50in frame, carbon steel, ANSI 61 gray, polyester powder finish, oil-tight closed-cell gasket. For use with indoor NEMA 12 enclosures. Mounting hardware included. | from vendor up to 0 business day | 132 | 135
WAPWK0503SS | Wiegmann enclosure window, 5.00 x 3.00in window, Makrolon polycarbonate, 7.50 x 5.50in frame, 304 stainless steel, grained finish, oil-tight closed-cell gasket. For use with indoor NEMA 12 and NEMA 13 enclosures. Mounting hardware included. | from vendor up to 0 business day | 283 | 290
WAPWK0905NF | Wiegmann enclosure window, 9.00 x 5.50in window, Makrolon polycarbonate, 11.50 x 8.00in frame, carbon steel, ANSI 61 gray, polyester powder finish, oil-tight closed-cell gasket. For use with indoor NEMA 12 enclosures. Mounting hardware included. | from vendor up to 0 business day | 159 | 163
WAPWK0905SS | Wiegmann enclosure window, 9.00 x 5.50in window, Makrolon polycarbonate, 11.50 x 8.00in frame, 304 stainless steel, grained finish, oil-tight closed-cell gasket. For use with indoor NEMA 12 and NEMA 13 enclosures. Mounting hardware included. | from vendor up to 0 business day | 342 | 350
WAPWK1308NF | Wiegmann enclosure window, 13.00 x 8.00in window, Makrolon polycarbonate, 15.50 x 10.50in frame, carbon steel, ANSI 61 gray, polyester powder finish, oil-tight closed-cell gasket. For use with indoor NEMA 12 enclosures. Mounting hardware included. | from vendor up to 0 business day | 201 | 206
WAPWK1308SS | Wiegmann enclosure window, 13.00 x 8.00in window, Makrolon polycarbonate, 15.50 x 10.50in frame, 304 stainless steel, grained finish, oil-tight closed-cell gasket. For use with indoor NEMA 12 and NEMA 13 enclosures. Mounting hardware included. | from vendor up to 0 business day | 381 | 390
WAPWK1705NF | Wiegmann enclosure window, 17.00 x 5.50in window, Makrolon polycarbonate, 19.50 x 8.00in frame, carbon steel, ANSI 61 gray, polyester powder finish, oil-tight closed-cell gasket. For use with indoor NEMA 12 enclosures. Mounting hardware included. | from vendor up to 0 business day | 196 | 200
WAPWK1711NF | Wiegmann enclosure window, 17.00 x 11.00in window, Makrolon polycarbonate, 19.50 x 13.50in frame, carbon steel, ANSI 61 gray, polyester powder finish, oil-tight closed-cell gasket. For use with indoor NEMA 12 enclosures. Mounting hardware included. | from vendor up to 0 business day | 301 | 308
WAPWK1711SS | Wiegmann enclosure window, 17.00 x 11.00in window, Makrolon polycarbonate, 19.50 x 13.50in frame, 304 stainless steel, grained finish, oil-tight closed-cell gasket. For use with indoor NEMA 12 and NEMA 13 enclosures. Mounting hardware included. | from vendor up to 10 business days | 571 | 584
WAPWK2315NF | Wiegmann enclosure window, 23.00 x 15.00in window, Makrolon polycarbonate, 25.50 x 17.50in frame, carbon steel, ANSI 61 gray, polyester powder finish, oil-tight closed-cell gasket. For use with indoor NEMA 12 enclosures. Mounting hardware included. | from vendor up to 0 business day | 343 | 351
WAPWK2315SS | Wiegmann enclosure window, 23.00 x 15.00in window, Makrolon polycarbonate, 25.50 x 17.50in frame, 304 stainless steel, grained finish, oil-tight closed-cell gasket. For use with indoor NEMA 12 and NEMA 13 enclosures. Mounting hardware included. | from vendor up to 0 business day | 736 | 753
WAPWK2919NF | Wiegmann enclosure window, 29.00 x 19.00in window, Makrolon polycarbonate, 31.50 x 21.50in frame, carbon steel, ANSI 61 gray, polyester powder finish, oil-tight closed-cell gasket. For use with indoor NEMA 12 enclosures. Mounting hardware included. | from vendor up to 0 business day | 551 | 565
WAPWK3523NF | Wiegmann enclosure window, 35.00 x 23.00in window, Makrolon polycarbonate, 37.50 x 25.50in frame, carbon steel, ANSI 61 gray, polyester powder finish, oil-tight closed-cell gasket. For use with indoor NEMA 12 enclosures. Mounting hardware included. | from vendor up to 10 business days | 672 | 688
WARAK24 | Wiegmann enclosure rack mounting angle, white, polyester powder finish. Package of 2. For use with 24 x 24in (HxW) wall-mount enclosures. For mounting 19in rack equipment. | from vendor up to 10 business days | 91 | 93
WARAK30 | Wiegmann enclosure rack mounting angle, white, polyester powder finish. Package of 2. For use with 30 x 24in (HxW) wall-mount enclosures. For mounting 19in rack equipment. | from vendor up to 10 business days | 114 | 116
WARAK36 | Wiegmann enclosure rack mounting angle, white, polyester powder finish. Package of 2. For use with 36 x 24in (HxW) wall-mount enclosures. For mounting 19in rack equipment. | from vendor up to 10 business days | 148 | 152
WAS050 | Wiegmann hole seal, 1/2in conduit, carbon steel, ANSI 61 gray polyester powder finish, oil-resistant gasket. For use with carbon steel enclosures. | Stock | 6.25
WAS050SS | Wiegmann hole seal, 1/2in conduit, 304 stainless steel, grained finish, oil-resistant gasket. For use with stainless steel enclosures. | Stock | 15.75 | 16
WAS075 | Wiegmann hole seal, 3/4in conduit, carbon steel, ANSI 61 gray polyester powder finish, oil-resistant gasket. For use with carbon steel enclosures. | Stock | 7.75 | 8
WAS075SS | Wiegmann hole seal, 3/4in conduit, 304 stainless steel, grained finish, oil-resistant gasket. For use with stainless steel enclosures. | Stock | 21.5 | 22
WAS100 | Wiegmann hole seal, 1in conduit, carbon steel, ANSI 61 gray polyester powder finish, oil-resistant gasket. For use with carbon steel enclosures. | Stock | 10.75 | 11
WAS100SS | Wiegmann hole seal, 1in conduit, 304 stainless steel, grained finish, oil-resistant gasket. For use with stainless steel enclosures. | Stock | 29 | 29.5
WAS125 | Wiegmann hole seal, 1-1/4in conduit, carbon steel, ANSI 61 gray polyester powder finish, oil-resistant gasket. For use with carbon steel enclosures. | Stock | 13 | 13.25
WAS125SS | Wiegmann hole seal, 1-1/4in conduit, 304 stainless steel, grained finish, oil-resistant gasket. For use with stainless steel enclosures. | Stock | 31 | 31.5
WAS150 | Wiegmann hole seal, 1-1/2in conduit, carbon steel, ANSI 61 gray polyester powder finish, oil-resistant gasket. For use with carbon steel enclosures. | Stock | 15 | 15.25
WAS150SS | Wiegmann hole seal, 1-1/2in conduit, 304 stainless steel, grained finish, oil-resistant gasket. For use with stainless steel enclosures. | Stock | 34.5 | 35.5
WAS200 | Wiegmann hole seal, 2in conduit, carbon steel, ANSI 61 gray polyester powder finish, oil-resistant gasket. For use with carbon steel enclosures. | Stock | 16.5 | 16.75
WAS200SS | Wiegmann hole seal, 2in conduit, 304 stainless steel, grained finish, oil-resistant gasket. For use with stainless steel enclosures. | Stock | 41.5 | 42.5
WAS250 | Wiegmann hole seal, 2-1/2in conduit, carbon steel, ANSI 61 gray polyester powder finish, oil-resistant gasket. For use with carbon steel enclosures. | Stock | 19.5 | 19.75
WAS300 | Wiegmann hole seal, 3in conduit, carbon steel, ANSI 61 gray polyester powder finish, oil-resistant gasket. For use with carbon steel enclosures. | Stock | 25.5 | 26
WAS350 | Wiegmann hole seal, 3-1/2in conduit, carbon steel, ANSI 61 gray polyester powder finish, oil-resistant gasket. For use with carbon steel enclosures. | Stock | 36 | 37
WAS400 | Wiegmann hole seal, 4in conduit, carbon steel, ANSI 61 gray polyester powder finish, oil-resistant gasket. For use with carbon steel enclosures. | Stock | 46 | 47.5
WASPB | Wiegmann hole seal, 30mm pushbutton, carbon steel, ANSI 61 gray polyester powder finish, oil-resistant gasket. For use with carbon steel enclosures. | Stock | 8.5 | 8.75
WASPBG | Wiegmann hole seal, 22mm pushbutton, carbon steel, ANSI 61 gray polyester powder finish, oil-resistant gasket. For use with carbon steel enclosures. | Stock | 6.25
WASPBGSS | Wiegmann hole seal, 22mm pushbutton, 304 stainless steel, grained finish, oil-resistant gasket. For use with stainless steel enclosures. | Stock | 15.75 | 16
WASPBSS | Wiegmann hole seal, 30mm pushbutton, 304 stainless steel, grained finish, oil-resistant gasket. For use with stainless steel enclosures. | Stock | 24 | 24.5
WAVK0203 | Wiegmann louver plate, 3.25 x 3.25in (HxW), carbon steel, ANSI 61 gray, polyester powder finish, 2.00 x 2.00in (HxW) cutout, for ventilation of metal enclosure. Mounting hardware included. | from vendor up to 0 business day | 24.5 | 25
WAVK0203SSA | Wiegmann louver plate, 3.25 x 3.25in (HxW), 316 stainless steel, 2.00 x 2.00in (HxW) cutout, for ventilation of metal enclosure. Mounting hardware included. | from vendor up to 0 business day | 102 | 104
WAVK0303 | Wiegmann louver plate, 3.87 x 4.50in (HxW), carbon steel, ANSI 61 gray, polyester powder finish, 2.62 x 3.25in (HxW) cutout, for ventilation of metal enclosure. Mounting hardware included. | from vendor up to 0 business day | 25.5 | 26
WAVK0303SSA | Wiegmann louver plate, 3.87 x 4.50in (HxW), 316 stainless steel, 2.62 x 3.25in (HxW) cutout, for ventilation of metal enclosure. Mounting hardware included. | from vendor up to 5 business days | 106 | 109
WAVK0304 | Wiegmann louver plate, 4.75 x 4.50in (HxW), carbon steel, ANSI 61 gray, polyester powder finish, 3.50 x 3.25in (HxW) cutout, for ventilation of metal enclosure. Mounting hardware included. | Stock | 26.5 | 27.5
WAVK0304SSA | Wiegmann louver plate, 4.75 x 4.50in (HxW), 316 stainless steel, 3.50 x 3.25in (HxW) cutout, for ventilation of metal enclosure. Mounting hardware included. | from vendor up to 5 business days | 111 | 113
WAVK0404 | Wiegmann louver plate, 5.62 x 5.50in (HxW), carbon steel, ANSI 61 gray, polyester powder finish, 4.37 x 4.25in (HxW) cutout, for ventilation of metal enclosure. Mounting hardware included. | Stock | 29 | 30
WAVK0404SSA | Wiegmann louver plate, 5.62 x 5.50in (HxW), 316 stainless steel, 4.37 x 4.25in (HxW) cutout, for ventilation of metal enclosure. Mounting hardware included. | from vendor up to 0 business day | 121 | 124
WAVK0604 | Wiegmann louver plate, 5.62 x 7.50in (HxW), carbon steel, ANSI 61 gray, polyester powder finish, 4.37 x 6.25in (HxW) cutout, for ventilation of metal enclosure. Mounting hardware included. | from vendor up to 0 business day | 32 | 32.5
WAVK0604SSA | Wiegmann louver plate, 5.62 x 7.50in (HxW), 316 stainless steel, 4.37 x 6.25in (HxW) cutout, for ventilation of metal enclosure. Mounting hardware included. | from vendor up to 10 business days | 132 | 135
WAVK0606 | Wiegmann louver plate, 7.87 x 7.50in (HxW), carbon steel, ANSI 61 gray, polyester powder finish, 6.62 x 6.25in (HxW) cutout, for ventilation of metal enclosure. Mounting hardware included. | Stock | 35 | 35.5
WAVK0606SSA | Wiegmann louver plate, 7.87 x 7.50in (HxW), 316 stainless steel, 6.62 x 6.25in (HxW) cutout, for ventilation of metal enclosure. Mounting hardware included. | from vendor up to 0 business day | 145 | 148
WAVK0806 | Wiegmann louver plate, 8.18 x 9.50in (HxW), carbon steel, ANSI 61 gray, polyester powder finish, 6.93 x 8.25in (HxW) cutout, for ventilation of metal enclosure. Mounting hardware included. | Stock | 38.5 | 39.5
WAVK0806SSA | Wiegmann louver plate, 8.18 x 9.50in (HxW), 316 stainless steel, 6.93 x 8.25in (HxW) cutout, for ventilation of metal enclosure. Mounting hardware included. | from vendor up to 10 business days | 160 | 163
WAVK0808 | Wiegmann louver plate, 10.56 x 9.50in (HxW), carbon steel, ANSI 61 gray, polyester powder finish, 9.31 x 8.25in (HxW) cutout, for ventilation of metal enclosure. Mounting hardware included. | from vendor up to 0 business day | 43 | 44
WAVK0808SSA | Wiegmann louver plate, 10.56 x 9.50in (HxW), 316 stainless steel, 9.31 x 8.25in (HxW) cutout, for ventilation of metal enclosure. Mounting hardware included. | from vendor up to 10 business days | 193 | 198
WAVK0812 | Wiegmann louver plate, 15.31 x 9.50in (HxW), carbon steel, ANSI 61 gray, polyester powder finish, 14.06 x 8.25in (HxW) cutout, for ventilation of metal enclosure. Mounting hardware included. | from vendor up to 0 business day | 51 | 52
WAVK0812SSA | Wiegmann louver plate, 15.31 x 9.50in (HxW), 316 stainless steel, 14.06 x 8.25in (HxW) cutout, for ventilation of metal enclosure. Mounting hardware included. | from vendor up to 10 business days | 210 | 215
WC08C08 | Wiegmann operator consolet, NEMA 12/13, 8 x 8 x 7in (HxWxD), desktop or pedestal mount, carbon steel, ANSI 61 gray, powder coat finish. | Stock | 158 | 162
WC08C08SS | Wiegmann operator consolet, NEMA 4/4X/12/13, 8 x 8 x 7in (HxWxD), desktop or pedestal mount, 304 stainless steel, No. 3 intermediate polished finish. | from vendor up to 10 business days | 271 | 278
WC08C12 | Wiegmann operator consolet, NEMA 12/13, 8 x 12 x 7in (HxWxD), desktop or pedestal mount, carbon steel, ANSI 61 gray, powder coat finish. | from vendor up to 0 business day | 175 | 179
WC08C12SS | Wiegmann operator consolet, NEMA 4/4X/12/13, 8 x 12 x 7in (HxWxD), desktop or pedestal mount, 304 stainless steel, No. 3 intermediate polished finish. | from vendor up to 10 business days | 300 | 308
WC08C16 | Wiegmann operator consolet, NEMA 12/13, 8 x 16 x 7in (HxWxD), desktop or pedestal mount, carbon steel, ANSI 61 gray, powder coat finish. | Stock | 192 | 196
WC08C16SS | Wiegmann operator consolet, NEMA 4/4X/12/13, 8 x 16 x 7in (HxWxD), desktop or pedestal mount, 304 stainless steel, No. 3 intermediate polished finish. | from vendor up to 10 business days | 330 | 338
WC08C20 | Wiegmann operator consolet, NEMA 12/13, 8 x 20 x 7in (HxWxD), desktop or pedestal mount, carbon steel, ANSI 61 gray, powder coat finish. | Stock | 214 | 219
WC08C20SS | Wiegmann operator consolet, NEMA 4/4X/12/13, 8 x 20 x 7in (HxWxD), desktop or pedestal mount, 304 stainless steel, No. 3 intermediate polished finish. | from vendor up to 10 business days | 358 | 367
WC10B | Wiegmann operator console, NEMA 12/13, 40 x 24 x 20in (HxWxD), freestanding, carbon steel, ANSI 61 gray, powder coat finish, flush single-door, 3-point keylocking handle. | from vendor up to 10 business days | 2392 | 2449
WC10C | Wiegmann caster set, for use with WC10 operator consoles. (4) zinc-plated steel casters (2) swivel, (2) stationary), (2) ANSI 61 gray mounting plates and hardware included. | from vendor up to 7 business days | 229 | 235
WC10T | Wiegmann optional top console, carbon steel, ANSI 61 gray. For use with WC10B operator console. | from vendor up to 10 business days | 593 | 608
WC10W | Wiegmann optional writing desk, carbon steel, ANSI 61 gray. For use with WC10B operator console. | from vendor up to 10 business days | 224 | 229
WC1224B | Wiegmann operator console, NEMA 12/13, 36 x 24 x 24in (HxWxD), freestanding, carbon steel, ANSI 61 gray, powder coat finish, flush single-door, 3-point keylocking handle. | from vendor up to 10 business days | 2437 | 2496
WC1224T | Wiegmann optional top console, carbon steel, ANSI 61 gray. For use with WC1224B operator console. | from vendor up to 10 business days | 737 | 755
WC1224W | Wiegmann optional writing desk, carbon steel, ANSI 61 gray. For use with WC1224B operator console. | from vendor up to 10 business days | 224 | 229
WC1248BD | Wiegmann operator console, NEMA 12/13, 36 x 48 x 24in (HxWxD), freestanding, carbon steel, ANSI 61 gray, powder coat finish, flush double-door, 3-point keylocking handle. | from vendor up to 10 business days | 3401 | 3483
WC1248T | Wiegmann optional top console, carbon steel, ANSI 61 gray. For use with WC1248BD operator console. | from vendor up to 10 business days | 970 | 993
WC1248W | Wiegmann optional writing desk, carbon steel, ANSI 61 gray. For use with WC1248BD operator console. | from vendor up to 10 business days | 351 | 359
WC12B | Wiegmann operator console, NEMA 12/13, 36 x 36 x 24in (HxWxD), freestanding, carbon steel, ANSI 61 gray, powder coat finish, flush single-door, 3-point keylocking handle. | from vendor up to 10 business days | 2806 | 2873
WC12C | Wiegmann caster set, for use with WC12 operator consoles. (4) zinc-plated steel casters (2) swivel, (2) stationary), (2) ANSI 61 gray mounting plates and hardware included. | from vendor up to 7 business days | 248 | 254
WC12C12 | Wiegmann operator consolet, NEMA 12/13, 12 x 12 x 9in (HxWxD), desktop or pedestal mount, carbon steel, ANSI 61 gray, powder coat finish. | from vendor up to 0 business day | 203 | 208
WC12C12SS | Wiegmann operator consolet, NEMA 4/4X/12/13, 12 x 12 x 9in (HxWxD), desktop or pedestal mount, 304 stainless steel, No. 3 intermediate polished finish. | from vendor up to 5 business days | 350 | 358
WC12C16 | Wiegmann operator consolet, NEMA 12/13, 12 x 16 x 9in (HxWxD), desktop or pedestal mount, carbon steel, ANSI 61 gray, powder coat finish. | from vendor up to 0 business day | 226 | 232
WC12C16SS | Wiegmann operator consolet, NEMA 4/4X/12/13, 12 x 16 x 9in (HxWxD), desktop or pedestal mount, 304 stainless steel, No. 3 intermediate polished finish. | from vendor up to 10 business days | 389 | 399
WC12C20 | Wiegmann operator consolet, NEMA 12/13, 12 x 20 x 9in (HxWxD), desktop or pedestal mount, carbon steel, ANSI 61 gray, powder coat finish. | Stock | 258 | 264
WC12C20SS | Wiegmann operator consolet, NEMA 4/4X/12/13, 12 x 20 x 9in (HxWxD), desktop or pedestal mount, 304 stainless steel, No. 3 intermediate polished finish. | from vendor up to 10 business days | 430 | 441
WC12C24 | Wiegmann operator consolet, NEMA 12/13, 12 x 24 x 9in (HxWxD), desktop or pedestal mount, carbon steel, ANSI 61 gray, powder coat finish. | Stock | 280 | 287
WC12C24SS | Wiegmann operator consolet, NEMA 4/4X/12/13, 12 x 24 x 9in (HxWxD), desktop or pedestal mount, 304 stainless steel, No. 3 intermediate polished finish. | from vendor up to 10 business days | 469 | 480
WC12T | Wiegmann optional top console, carbon steel, ANSI 61 gray. For use with WC12B operator console. | from vendor up to 10 business days | 821 | 841
WC12W | Wiegmann optional writing desk, carbon steel, ANSI 61 gray. For use with WC12B operator console. | from vendor up to 10 business days | 287 | 294
WC1436B | Wiegmann operator console, NEMA 12/13, 50 x 36 x 23in (HxWxD), freestanding, carbon steel, ANSI 61 gray, powder coat finish, flush single-door, 3-point keylocking handle. | from vendor up to 10 business days | 4526 | 4635
WC1436P1 | Wiegmann swing panel, carbon steel, white, powder coat finish. For use with 50x36 (HxW) WC1436B enclosure. | from vendor up to 7 business days | 385 | 395
WC1436P2 | Wiegmann subpanel, half-height, carbon steel, white, powder coat finish. For use with 50x36 (HxW) WC1436B enclosure. | from vendor up to 7 business days | 312 | 319
WC1436P3 | Wiegmann subpanel, carbon steel, white, powder coat finish. For use with 50x36 (HxW) WC1436B enclosure. | from vendor up to 7 business days | 440 | 451
WC1436T | Wiegmann optional top console, carbon steel, ANSI 61 gray. For use with WC1436B operator console. | from vendor up to 10 business days | 1145 | 1173
WC1436W | Wiegmann optional writing desk, carbon steel, ANSI 61 gray. For use with WC1436B operator console. | from vendor up to 10 business days | 365 | 373
WC1448BD | Wiegmann operator console, NEMA 12/13, 50 x 48 x 23in (HxWxD), freestanding, carbon steel, ANSI 61 gray, powder coat finish, flush double-door, 3-point keylocking handle. | from vendor up to 10 business days | 5457 | 5587
WC1448P2 | Wiegmann subpanel, half-height, carbon steel, white, powder coat finish. For use with 50x48 (HxW) WC1448B enclosure. | from vendor up to 10 business days | 371 | 379
WC1448P3 | Wiegmann subpanel, carbon steel, white, powder coat finish. For use with 50x48 (HxW) WC1448B enclosure. | from vendor up to 7 business days | 545 | 558
WC1448T | Wiegmann optional top console, carbon steel, ANSI 61 gray. For use with WC1448BD operator console. | from vendor up to 10 business days | 1366 | 1398
WC1448W | Wiegmann optional writing desk, carbon steel, ANSI 61 gray. For use with WC1448BD operator console. | from vendor up to 10 business days | 446 | 456
WC1460BD | Wiegmann operator console, NEMA 12/13, 50 x 60 x 23in (HxWxD), freestanding, carbon steel, ANSI 61 gray, powder coat finish, flush double-door, 3-point keylocking handle. | from vendor up to 10 business days | 6028 | 6173
WC1460P2 | Wiegmann subpanel, half-height, carbon steel, white, powder coat finish. For use with 50x60 (HxW) WC1460B enclosure. | from vendor up to 10 business days | 429 | 440
WC1460P3 | Wiegmann subpanel, carbon steel, white, powder coat finish. For use with 50x60 (HxW) WC1460B enclosure. | from vendor up to 10 business days | 702 | 719
WC1460T | Wiegmann optional top console, carbon steel, ANSI 61 gray. For use with WC1460BD operator console. | from vendor up to 10 business days | 1588 | 1626
WC1460W | Wiegmann optional writing desk, carbon steel, ANSI 61 gray. For use with WC1460BD operator console. | from vendor up to 10 business days | 540 | 553
WC14B | Wiegmann operator console, NEMA 12/13, 50 x 24 x 23in (HxWxD), freestanding, carbon steel, ANSI 61 gray, powder coat finish, flush single-door, 3-point keylocking handle. | from vendor up to 10 business days | 3873 | 3966
WC14P1 | Wiegmann swing panel, carbon steel, white, powder coat finish. For use with 50x24 (HxW) WC14B enclosure. | from vendor up to 7 business days | 308 | 315
WC14P2 | Wiegmann subpanel, half-height, carbon steel, white, powder coat finish. For use with 50x24 (HxW) WC14B enclosure. | from vendor up to 7 business days | 234 | 239
WC14P3 | Wiegmann subpanel, carbon steel, white, powder coat finish. For use with 50x24 (HxW) WC14B enclosure. | from vendor up to 7 business days | 336 | 344
WC14R | Wiegmann enclosure rack mounting angle, white, polyester powder finish. Package of 2. For use with WC series consoles but provides standard rack hole spacing for only WC14B. For mounting 19in rack equipment. | from vendor up to 10 business days | 260 | 266
WC14T | Wiegmann optional top console, carbon steel, ANSI 61 gray. For use with WC14B operator console. | from vendor up to 10 business days | 925 | 947
WC14W | Wiegmann optional writing desk, carbon steel, ANSI 61 gray. For use with WC14B operator console. | from vendor up to 10 business days | 283 | 290
WC16C16 | Wiegmann operator consolet, NEMA 12/13, 16 x 16 x 11in (HxWxD), desktop or pedestal mount, carbon steel, ANSI 61 gray, powder coat finish. | from vendor up to 0 business day | 263 | 270
WC16C16SS | Wiegmann operator consolet, NEMA 4/4X/12/13, 16 x 16 x 11in (HxWxD), desktop or pedestal mount, 304 stainless steel, No. 3 intermediate polished finish. | from vendor up to 5 business days | 453 | 464
WC16C20 | Wiegmann operator consolet, NEMA 12/13, 16 x 20 x 11in (HxWxD), desktop or pedestal mount, carbon steel, ANSI 61 gray, powder coat finish. | from vendor up to 0 business day | 293 | 300
WC16C20SS | Wiegmann operator consolet, NEMA 4/4X/12/13, 16 x 20 x 11in (HxWxD), desktop or pedestal mount, 304 stainless steel, No. 3 intermediate polished finish. | from vendor up to 10 business days | 504 | 516
WC16C24 | Wiegmann operator consolet, NEMA 12/13, 16 x 24 x 11in (HxWxD), desktop or pedestal mount, carbon steel, ANSI 61 gray, powder coat finish. | Stock | 323 | 331
WC16C24SS | Wiegmann operator consolet, NEMA 4/4X/12/13, 16 x 24 x 11in (HxWxD), desktop or pedestal mount, 304 stainless steel, No. 3 intermediate polished finish. | from vendor up to 10 business days | 555 | 569
WC16C30 | Wiegmann operator consolet, NEMA 12/13, 16 x 30 x 11in (HxWxD), desktop or pedestal mount, carbon steel, ANSI 61 gray, powder coat finish. | from vendor up to 0 business day | 377 | 386
WC16C30SS | Wiegmann operator consolet, NEMA 4/4X/12/13, 16 x 30 x 11in (HxWxD), desktop or pedestal mount, 304 stainless steel, No. 3 intermediate polished finish. | from vendor up to 10 business days | 631 | 646
WC16C36 | Wiegmann operator consolet, NEMA 12/13, 16 x 36 x 11in (HxWxD), desktop or pedestal mount, carbon steel, ANSI 61 gray, powder coat finish. | from vendor up to 0 business day | 425 | 435
WC16C36SS | Wiegmann operator consolet, NEMA 4/4X/12/13, 16 x 36 x 11in (HxWxD), desktop or pedestal mount, 304 stainless steel, No. 3 intermediate polished finish. | from vendor up to 10 business days | 806 | 826
WC20C20 | Wiegmann operator consolet, NEMA 12/13, 20 x 20 x 13in (HxWxD), desktop or pedestal mount, carbon steel, ANSI 61 gray, powder coat finish. | Stock | 348 | 356
WC20C20SS | Wiegmann operator consolet, NEMA 4/4X/12/13, 20 x 20 x 13in (HxWxD), desktop or pedestal mount, 304 stainless steel, No. 3 intermediate polished finish. | from vendor up to 10 business days | 582 | 596
WC20C24 | Wiegmann operator consolet, NEMA 12/13, 20 x 24 x 13in (HxWxD), desktop or pedestal mount, carbon steel, ANSI 61 gray, powder coat finish. | Stock | 385 | 394
WC20C24SS | Wiegmann operator consolet, NEMA 4/4X/12/13, 20 x 24 x 13in (HxWxD), desktop or pedestal mount, 304 stainless steel, No. 3 intermediate polished finish. | from vendor up to 10 business days | 644 | 659
WC20C30 | Wiegmann operator consolet, NEMA 12/13, 20 x 30 x 13in (HxWxD), desktop or pedestal mount, carbon steel, ANSI 61 gray, powder coat finish. | Stock | 430 | 440
WC20C30SS | Wiegmann operator consolet, NEMA 4/4X/12/13, 20 x 30 x 13in (HxWxD), desktop or pedestal mount, 304 stainless steel, No. 3 intermediate polished finish. | from vendor up to 10 business days | 741 | 759
WC924B | Wiegmann operator console, NEMA 12/13, 48 x 24 x 18in (HxWxD), freestanding, carbon steel, ANSI 61 gray, powder coat finish, single-door, 3-point keylocking handle. | from vendor up to 0 business day | 2518 | 2578
WC936B | Wiegmann operator console, NEMA 12/13, 48 x 36 x 18in (HxWxD), freestanding, carbon steel, ANSI 61 gray, powder coat finish, single-door, 3-point keylocking handle. | from vendor up to 0 business day | 3086 | 3160
WCB-M | ProSense wire/cable clamp bracket, package of 4. For use with miniature thermocouple connectors. | Stock | 5.75 | 6
WCB-S | ProSense wire/cable clamp bracket, package of 4. For use with standard thermocouple and RTD connectors. | Stock | 6 | 6.25
WCT242412 | Wiegmann enclosure, NEMA 1/3R, 24 x 24 x 12in (HxWxD), wall mount, carbon steel, ANSI 61 gray, powder coat finish, screw cover with handles, padlock hasp and staple. | from vendor up to 10 business days | 274 | 281
WCT303012 | Wiegmann enclosure, NEMA 1/3R, 30 x 30 x 12in (HxWxD), wall mount, carbon steel, ANSI 61 gray, powder coat finish, screw cover with handles, padlock hasp and staple. | from vendor up to 10 business days | 359 | 367
WCT363012 | Wiegmann enclosure, NEMA 1/3R, 36 x 30 x 12in (HxWxD), wall mount, carbon steel, ANSI 61 gray, powder coat finish, screw cover with handles, padlock hasp and staple. | from vendor up to 10 business days | 482 | 494
WCT363612 | Wiegmann enclosure, NEMA 1/3R, 36 x 36 x 12in (HxWxD), wall mount, carbon steel, ANSI 61 gray, powder coat finish, screw cover with handles, padlock hasp and staple. | from vendor up to 0 business day | 527 | 540
WCT483616 | Wiegmann enclosure, NEMA 1/3R, 48 x 36 x 16in (HxWxD), wall mount, carbon steel, ANSI 61 gray, powder coat finish, screw cover with handles, padlock hasp and staple. | from vendor up to 10 business days | 849 | 869
WDP25-1L-120 | Worldwide Electric WDP series definite purpose contactor, 25A, (1) N.O. power + shunt contact(s), 120 VAC 50/60 Hz coil voltage. Box lugs with 1/4in quick-connect terminals included. | Stock | 11 | 11.5
WDP25-1L-230 | Worldwide Electric WDP series definite purpose contactor, 25A, (1) N.O. power + shunt contact(s), 230 VAC 50/60 Hz coil voltage. Box lugs with 1/4in quick-connect terminals included. | Stock | 11 | 11.5
WDP25-2L-120 | Worldwide Electric WDP series definite purpose contactor, 25A, (2) N.O. power contact(s), 120 VAC 50/60 Hz coil voltage. Box lugs with 1/4in quick-connect terminals included. | Stock | 9.75 | 10
WDP25-2L-230 | Worldwide Electric WDP series definite purpose contactor, 25A, (2) N.O. power contact(s), 230 VAC 50/60 Hz coil voltage. Box lugs with 1/4in quick-connect terminals included. | Stock | 9.75 | 10
WDP25-3L-120 | Worldwide Electric WDP series definite purpose contactor, 25A, (3) N.O. power contact(s), 120 VAC 50/60 Hz coil voltage. Box lugs with 1/4in quick-connect terminals included. | Stock | 17.5 | 18
WDP25-3L-230 | Worldwide Electric WDP series definite purpose contactor, 25A, (3) N.O. power contact(s), 230 VAC 50/60 Hz coil voltage. Box lugs with 1/4in quick-connect terminals included. | Stock | 17.5 | 18
WDP30-1L-120 | Worldwide Electric WDP series definite purpose contactor, 32A, (1) N.O. power + shunt contact(s), 120 VAC 50/60 Hz coil voltage. Box lugs with 1/4in quick-connect terminals included. | Stock | 11.5 | 12
WDP30-1L-230 | Worldwide Electric WDP series definite purpose contactor, 32A, (1) N.O. power + shunt contact(s), 230 VAC 50/60 Hz coil voltage. Box lugs with 1/4in quick-connect terminals included. | Stock | 11.5 | 12
WDP30-1L-24 | Worldwide Electric WDP series definite purpose contactor, 32A, (1) N.O. power + shunt contact(s), 24 VAC 50/60 Hz coil voltage. Box lugs with 1/4in quick-connect terminals included. | Stock | 11.5 | 12
WDP30-2L-120 | Worldwide Electric WDP series definite purpose contactor, 32A, (2) N.O. power contact(s), 120 VAC 50/60 Hz coil voltage. Box lugs with 1/4in quick-connect terminals included. | Stock | 11 | 11.5
WDP30-2L-230 | Worldwide Electric WDP series definite purpose contactor, 32A, (2) N.O. power contact(s), 230 VAC 50/60 Hz coil voltage. Box lugs with 1/4in quick-connect terminals included. | Stock | 11 | 11.5
WDP30-2L-24 | Worldwide Electric WDP series definite purpose contactor, 32A, (2) N.O. power contact(s), 24 VAC 50/60 Hz coil voltage. Box lugs with 1/4in quick-connect terminals included. | Stock | 11 | 11.5
WDP30-3L-120 | Worldwide Electric WDP series definite purpose contactor, 32A, (3) N.O. power contact(s), 120 VAC 50/60 Hz coil voltage. Box lugs with 1/4in quick-connect terminals included. | Stock | 17.5 | 18
WDP30-3L-230 | Worldwide Electric WDP series definite purpose contactor, 32A, (3) N.O. power contact(s), 230 VAC 50/60 Hz coil voltage. Box lugs with 1/4in quick-connect terminals included. | Stock | 17.5 | 18
WDP30-3L-24 | Worldwide Electric WDP series definite purpose contactor, 32A, (3) N.O. power contact(s), 24 VAC 50/60 Hz coil voltage. Box lugs with 1/4in quick-connect terminals included. | Stock | 17.5 | 18
WDP30-3L-480 | Worldwide Electric WDP series definite purpose contactor, 32A, (3) N.O. power contact(s), 480 VAC 50/60 Hz coil voltage. Box lugs with 1/4in quick-connect terminals included. | Stock | 17.5 | 18
WDP40-1L-120 | Worldwide Electric WDP series definite purpose contactor, 40A, (1) N.O. power + shunt contact(s), 120 VAC 50/60 Hz coil voltage. Box lugs with 1/4in quick-connect terminals included. | Stock | 12.5 | 13
WDP40-1L-230 | Worldwide Electric WDP series definite purpose contactor, 40A, (1) N.O. power + shunt contact(s), 230 VAC 50/60 Hz coil voltage. Box lugs with 1/4in quick-connect terminals included. | Stock | 12.5 | 13
WDP40-2L-120 | Worldwide Electric WDP series definite purpose contactor, 40A, (2) N.O. power contact(s), 120 VAC 50/60 Hz coil voltage. Box lugs with 1/4in quick-connect terminals included. | Stock | 14.5 | 15
WDP40-2L-230 | Worldwide Electric WDP series definite purpose contactor, 40A, (2) N.O. power contact(s), 230 VAC 50/60 Hz coil voltage. Box lugs with 1/4in quick-connect terminals included. | Stock | 14.5 | 15
WDP40-3L-120 | Worldwide Electric WDP series definite purpose contactor, 40A, (3) N.O. power contact(s), 120 VAC 50/60 Hz coil voltage. Box lugs with 1/4in quick-connect terminals included. | Stock | 22.5 | 23.5
WDP40-3L-230 | Worldwide Electric WDP series definite purpose contactor, 40A, (3) N.O. power contact(s), 230 VAC 50/60 Hz coil voltage. Box lugs with 1/4in quick-connect terminals included. | Stock | 22.5 | 23.5
WDP40-3L-24 | Worldwide Electric WDP series definite purpose contactor, 40A, (3) N.O. power contact(s), 24 VAC 50/60 Hz coil voltage. Box lugs with 1/4in quick-connect terminals included. | Stock | 22.5 | 23.5
WDP40-3L-480 | Worldwide Electric WDP series definite purpose contactor, 40A, (3) N.O. power contact(s), 480 VAC 50/60 Hz coil voltage. Box lugs with 1/4in quick-connect terminals included. | Stock | 22.5 | 23.5
WDP50-3L-120 | Worldwide Electric WDP series definite purpose contactor, 50A, (3) N.O. power contact(s), 120 VAC 50/60 Hz coil voltage. Box lugs with 1/4in quick-connect terminals included. | Stock | 34 | 35.5
WDP50-3L-230 | Worldwide Electric WDP series definite purpose contactor, 50A, (3) N.O. power contact(s), 230 VAC 50/60 Hz coil voltage. Box lugs with 1/4in quick-connect terminals included. | Stock | 34 | 35.5
WDP50-3L-24 | Worldwide Electric WDP series definite purpose contactor, 50A, (3) N.O. power contact(s), 24 VAC 50/60 Hz coil voltage. Box lugs with 1/4in quick-connect terminals included. | Stock | 34 | 35.5
WDP60-3L-120 | Worldwide Electric WDP series definite purpose contactor, 60A, (3) N.O. power contact(s), 120 VAC 50/60 Hz coil voltage. Box lugs with 1/4in quick-connect terminals included. | Stock | 59 | 61
WDP60-3L-230 | Worldwide Electric WDP series definite purpose contactor, 60A, (3) N.O. power contact(s), 230 VAC 50/60 Hz coil voltage. Box lugs with 1/4in quick-connect terminals included. | Stock | 59 | 61
WDP60-3L-24 | Worldwide Electric WDP series definite purpose contactor, 60A, (3) N.O. power contact(s), 24 VAC 50/60 Hz coil voltage. Box lugs with 1/4in quick-connect terminals included. | Stock | 59 | 61
WDPAXFC11 | Worldwide Electric auxiliary contact, left or right side mount, (1) N.O./(1) N.C. contact(s), 10A @ 250 VAC / 0.25A @ 250 VDC. For use with WDP25 to WDP60 3-Pole contactors only. Screw connection terminals included. | Stock | 14.5 | 15
WDPAXFC11Q | Worldwide Electric auxiliary contact, left or right side mount, (1) N.O./(1) N.C. contact(s), 10A @ 250 VAC / 0.25A @ 250 VDC. For use with WDP25 to WDP60 3-Pole contactors only. 1/4in quick-connect terminals included. | Stock | 14.5 | 15
WDPAXFD11 | Worldwide Electric auxiliary contact, left or right side mount, (1) SPDT contact(s), 15A @ 250 VAC / 0.25A @ 250 VDC. For use with WDP25 to WDP40 3-Pole contactors only. (1) Microswitch with 1/4in quick-connect terminals included. | Stock | 14.5 | 15
WDPAXFD22 | Worldwide Electric auxiliary contact, left or right side mount, (2) SPDT contact(s), 15A @ 250 VAC / 0.25A @ 250 VDC. For use with WDP25 to WDP40 3-Pole contactors only. (2) Microswitches with 1/4in quick-connect terminals included. | Stock | 17.5 | 18
WEBCAL | Flowline configuration software, CD or free download. For use with Flowline EchoSonic II, EchoTouch and EchoPod ultrasonic level sensors. | Stock | 9.75 | 10
WG-175-005-D | IronHorse heavy-duty worm gearbox, 5:1 ratio, 56C-Face input, dual, 0.875in diameter output shaft, nominal 1.5hp at 1.0 SF, 499 lb-in mechanical output torque, 1-3/4in center distance, cast iron housing, tapped-base mount. | Stock | 189 | 225
WG-175-005-H | IronHorse heavy-duty worm gearbox, 5:1 ratio, 56C-Face input, hollow, 1in diameter output shaft, nominal 1.5hp at 1.0 SF, 499 lb-in mechanical output torque, 1-3/4in center distance, cast iron housing, tapped-base mount. | Stock | 233 | 277
WG-175-005-L | IronHorse heavy-duty worm gearbox, 5:1 ratio, 56C-Face input, left hand, 0.875in diameter output shaft, nominal 1.5hp at 1.0 SF, 499 lb-in mechanical output torque, 1-3/4in center distance, cast iron housing, tapped-base mount. | Stock | 188 | 224
WG-175-005-R | IronHorse heavy-duty worm gearbox, 5:1 ratio, 56C-Face input, right hand, 0.875in diameter output shaft, nominal 1.5hp at 1.0 SF, 499 lb-in mechanical output torque, 1-3/4in center distance, cast iron housing, tapped-base mount. | Stock | 189 | 225
WG-175-010-D | IronHorse heavy-duty worm gearbox, 10:1 ratio, 56C-Face input, dual, 0.875in diameter output shaft, nominal 1hp at 1.0 SF, 515 lb-in mechanical output torque, 1-3/4in center distance, cast iron housing, tapped-base mount. | Stock | 189 | 225
WG-175-010-H | IronHorse heavy-duty worm gearbox, 10:1 ratio, 56C-Face input, hollow, 1in diameter output shaft, nominal 1hp at 1.0 SF, 515 lb-in mechanical output torque, 1-3/4in center distance, cast iron housing, tapped-base mount. | Stock | 233 | 277
WG-175-010-L | IronHorse heavy-duty worm gearbox, 10:1 ratio, 56C-Face input, left hand, 0.875in diameter output shaft, nominal 1hp at 1.0 SF, 515 lb-in mechanical output torque, 1-3/4in center distance, cast iron housing, tapped-base mount. | Stock | 188 | 224
WG-175-010-R | IronHorse heavy-duty worm gearbox, 10:1 ratio, 56C-Face input, right hand, 0.875in diameter output shaft, nominal 1hp at 1.0 SF, 515 lb-in mechanical output torque, 1-3/4in center distance, cast iron housing, tapped-base mount. | Stock | 189 | 225
WG-175-015-D | IronHorse heavy-duty worm gearbox, 15:1 ratio, 56C-Face input, dual, 0.875in diameter output shaft, nominal 0.75hp at 1.0 SF, 554 lb-in mechanical output torque, 1-3/4in center distance, cast iron housing, tapped-base mount. | Stock | 189 | 225
WG-175-015-H | IronHorse heavy-duty worm gearbox, 15:1 ratio, 56C-Face input, hollow, 1in diameter output shaft, nominal 0.75hp at 1.0 SF, 554 lb-in mechanical output torque, 1-3/4in center distance, cast iron housing, tapped-base mount. | Stock | 233 | 277
WG-175-015-L | IronHorse heavy-duty worm gearbox, 15:1 ratio, 56C-Face input, left hand, 0.875in diameter output shaft, nominal 0.75hp at 1.0 SF, 554 lb-in mechanical output torque, 1-3/4in center distance, cast iron housing, tapped-base mount. | Stock | 188 | 224
WG-175-015-R | IronHorse heavy-duty worm gearbox, 15:1 ratio, 56C-Face input, right hand, 0.875in diameter output shaft, nominal 0.75hp at 1.0 SF, 554 lb-in mechanical output torque, 1-3/4in center distance, cast iron housing, tapped-base mount. | Stock | 189 | 225
WG-175-020-D | IronHorse heavy-duty worm gearbox, 20:1 ratio, 56C-Face input, dual, 0.875in diameter output shaft, nominal 0.75hp at 1.0 SF, 737 lb-in mechanical output torque, 1-3/4in center distance, cast iron housing, tapped-base mount. | Stock | 189 | 225
WG-175-020-H | IronHorse heavy-duty worm gearbox, 20:1 ratio, 56C-Face input, hollow, 1in diameter output shaft, nominal 0.75hp at 1.0 SF, 737 lb-in mechanical output torque, 1-3/4in center distance, cast iron housing, tapped-base mount. | Stock | 233 | 277
WG-175-020-L | IronHorse heavy-duty worm gearbox, 20:1 ratio, 56C-Face input, left hand, 0.875in diameter output shaft, nominal 0.75hp at 1.0 SF, 737 lb-in mechanical output torque, 1-3/4in center distance, cast iron housing, tapped-base mount. | Stock | 188 | 224
WG-175-020-R | IronHorse heavy-duty worm gearbox, 20:1 ratio, 56C-Face input, right hand, 0.875in diameter output shaft, nominal 0.75hp at 1.0 SF, 737 lb-in mechanical output torque, 1-3/4in center distance, cast iron housing, tapped-base mount. | Stock | 189 | 225
WG-175-040-D | IronHorse heavy-duty worm gearbox, 40:1 ratio, 56C-Face input, dual, 0.875in diameter output shaft, nominal 0.33hp at 1.0 SF, 714 lb-in mechanical output torque, 1-3/4in center distance, cast iron housing, tapped-base mount. | Stock | 189 | 225
WG-175-040-H | IronHorse heavy-duty worm gearbox, 40:1 ratio, 56C-Face input, hollow, 1in diameter output shaft, nominal 0.33hp at 1.0 SF, 714 lb-in mechanical output torque, 1-3/4in center distance, cast iron housing, tapped-base mount. | Stock | 247 | 294
WG-175-040-L | IronHorse heavy-duty worm gearbox, 40:1 ratio, 56C-Face input, left hand, 0.875in diameter output shaft, nominal 0.33hp at 1.0 SF, 714 lb-in mechanical output torque, 1-3/4in center distance, cast iron housing, tapped-base mount. | Stock | 188 | 224
WG-175-040-R | IronHorse heavy-duty worm gearbox, 40:1 ratio, 56C-Face input, right hand, 0.875in diameter output shaft, nominal 0.33hp at 1.0 SF, 714 lb-in mechanical output torque, 1-3/4in center distance, cast iron housing, tapped-base mount. | Stock | 189 | 225
WG-175-060-D | IronHorse heavy-duty worm gearbox, 60:1 ratio, 56C-Face input, dual, 0.875in diameter output shaft, nominal 0.25hp at 1.0 SF, 433 lb-in mechanical output torque, 1-3/4in center distance, cast iron housing, tapped-base mount. | Stock | 189 | 225
WG-175-060-H | IronHorse heavy-duty worm gearbox, 60:1 ratio, 56C-Face input, hollow, 1in diameter output shaft, nominal 0.25hp at 1.0 SF, 433 lb-in mechanical output torque, 1-3/4in center distance, cast iron housing, tapped-base mount. | Stock | 247 | 294
WG-175-060-L | IronHorse heavy-duty worm gearbox, 60:1 ratio, 56C-Face input, left hand, 0.875in diameter output shaft, nominal 0.25hp at 1.0 SF, 433 lb-in mechanical output torque, 1-3/4in center distance, cast iron housing, tapped-base mount. | Stock | 188 | 224
WG-175-060-R | IronHorse heavy-duty worm gearbox, 60:1 ratio, 56C-Face input, right hand, 0.875in diameter output shaft, nominal 0.25hp at 1.0 SF, 433 lb-in mechanical output torque, 1-3/4in center distance, cast iron housing, tapped-base mount. | Stock | 189 | 225
WG-175-BASE | IronHorse mounting base, for use with WG-175 series gearboxes. Mounting hardware included. | Stock | 18.25 | 21.5
WG-206-005-D | IronHorse heavy-duty worm gearbox, 5:1 ratio, 56C-Face input, dual, 1in diameter output shaft, nominal 2hp at 1.0 SF, 925 lb-in mechanical output torque, 2-1/16in center distance, cast iron housing, tapped-base mount. | Stock | 240 | 286
WG-206-005-H | IronHorse heavy-duty worm gearbox, 5:1 ratio, 56C-Face input, hollow, 1.125in diameter output shaft, nominal 2hp at 1.0 SF, 925 lb-in mechanical output torque, 2-1/16in center distance, cast iron housing, tapped-base mount. | Stock | 298 | 355
WG-206-005-L | IronHorse heavy-duty worm gearbox, 5:1 ratio, 56C-Face input, left hand, 1in diameter output shaft, nominal 2hp at 1.0 SF, 925 lb-in mechanical output torque, 2-1/16in center distance, cast iron housing, tapped-base mount. | Stock | 238 | 283
WG-206-005-R | IronHorse heavy-duty worm gearbox, 5:1 ratio, 56C-Face input, right hand, 1in diameter output shaft, nominal 2hp at 1.0 SF, 925 lb-in mechanical output torque, 2-1/16in center distance, cast iron housing, tapped-base mount. | Stock | 240 | 286
WG-206-010-D | IronHorse heavy-duty worm gearbox, 10:1 ratio, 56C-Face input, dual, 1in diameter output shaft, nominal 1.5hp at 1.0 SF, 935 lb-in mechanical output torque, 2-1/16in center distance, cast iron housing, tapped-base mount. | Stock | 240 | 286
WG-206-010-H | IronHorse heavy-duty worm gearbox, 10:1 ratio, 56C-Face input, hollow, 1.125in diameter output shaft, nominal 1.5hp at 1.0 SF, 935 lb-in mechanical output torque, 2-1/16in center distance, cast iron housing, tapped-base mount. | Stock | 298 | 355
WG-206-010-L | IronHorse heavy-duty worm gearbox, 10:1 ratio, 56C-Face input, left hand, 1in diameter output shaft, nominal 1.5hp at 1.0 SF, 935 lb-in mechanical output torque, 2-1/16in center distance, cast iron housing, tapped-base mount. | Stock | 238 | 283
WG-206-010-R | IronHorse heavy-duty worm gearbox, 10:1 ratio, 56C-Face input, right hand, 1in diameter output shaft, nominal 1.5hp at 1.0 SF, 935 lb-in mechanical output torque, 2-1/16in center distance, cast iron housing, tapped-base mount. | Stock | 240 | 286
WG-206-015-D | IronHorse heavy-duty worm gearbox, 15:1 ratio, 56C-Face input, dual, 1in diameter output shaft, nominal 1hp at 1.0 SF, 1002 lb-in mechanical output torque, 2-1/16in center distance, cast iron housing, tapped-base mount. | Stock | 240 | 286
WG-206-015-H | IronHorse heavy-duty worm gearbox, 15:1 ratio, 56C-Face input, hollow, 1.125in diameter output shaft, nominal 1hp at 1.0 SF, 1002 lb-in mechanical output torque, 2-1/16in center distance, cast iron housing, tapped-base mount. | Stock | 298 | 355
WG-206-015-L | IronHorse heavy-duty worm gearbox, 15:1 ratio, 56C-Face input, left hand, 1in diameter output shaft, nominal 1hp at 1.0 SF, 1002 lb-in mechanical output torque, 2-1/16in center distance, cast iron housing, tapped-base mount. | Stock | 238 | 283
WG-206-015-R | IronHorse heavy-duty worm gearbox, 15:1 ratio, 56C-Face input, right hand, 1in diameter output shaft, nominal 1hp at 1.0 SF, 1002 lb-in mechanical output torque, 2-1/16in center distance, cast iron housing, tapped-base mount. | Stock | 240 | 286
WG-206-020-D | IronHorse heavy-duty worm gearbox, 20:1 ratio, 56C-Face input, dual, 1in diameter output shaft, nominal 1hp at 1.0 SF, 914 lb-in mechanical output torque, 2-1/16in center distance, cast iron housing, tapped-base mount. | Stock | 226 | 269
WG-206-020-H | IronHorse heavy-duty worm gearbox, 20:1 ratio, 56C-Face input, hollow, 1.125in diameter output shaft, nominal 1hp at 1.0 SF, 914 lb-in mechanical output torque, 2-1/16in center distance, cast iron housing, tapped-base mount. | Stock | 298 | 355
WG-206-020-L | IronHorse heavy-duty worm gearbox, 20:1 ratio, 56C-Face input, left hand, 1in diameter output shaft, nominal 1hp at 1.0 SF, 914 lb-in mechanical output torque, 2-1/16in center distance, cast iron housing, tapped-base mount. | Stock | 240 | 286
WG-206-020-R | IronHorse heavy-duty worm gearbox, 20:1 ratio, 56C-Face input, right hand, 1in diameter output shaft, nominal 1hp at 1.0 SF, 914 lb-in mechanical output torque, 2-1/16in center distance, cast iron housing, tapped-base mount. | Stock | 240 | 286
WG-206-040-D | IronHorse heavy-duty worm gearbox, 40:1 ratio, 56C-Face input, dual, 1in diameter output shaft, nominal 0.5hp at 1.0 SF, 1120 lb-in mechanical output torque, 2-1/16in center distance, cast iron housing, tapped-base mount. | Stock | 228 | 271
WG-206-040-H | IronHorse heavy-duty worm gearbox, 40:1 ratio, 56C-Face input, hollow, 1.125in diameter output shaft, nominal 0.5hp at 1.0 SF, 1120 lb-in mechanical output torque, 2-1/16in center distance, cast iron housing, tapped-base mount. | Stock | 298 | 355
WG-206-040-L | IronHorse heavy-duty worm gearbox, 40:1 ratio, 56C-Face input, left hand, 1in diameter output shaft, nominal 0.5hp at 1.0 SF, 1120 lb-in mechanical output torque, 2-1/16in center distance, cast iron housing, tapped-base mount. | Stock | 240 | 286
WG-206-040-R | IronHorse heavy-duty worm gearbox, 40:1 ratio, 56C-Face input, right hand, 1in diameter output shaft, nominal 0.5hp at 1.0 SF, 1120 lb-in mechanical output torque, 2-1/16in center distance, cast iron housing, tapped-base mount. | Stock | 240 | 286
WG-206-060-D | IronHorse heavy-duty worm gearbox, 60:1 ratio, 56C-Face input, dual, 1in diameter output shaft, nominal 0.33hp at 1.0 SF, 750 lb-in mechanical output torque, 2-1/16in center distance, cast iron housing, tapped-base mount. | Stock | 226 | 269
WG-206-060-H | IronHorse heavy-duty worm gearbox, 60:1 ratio, 56C-Face input, hollow, 1.125in diameter output shaft, nominal 0.33hp at 1.0 SF, 750 lb-in mechanical output torque, 2-1/16in center distance, cast iron housing, tapped-base mount. | Stock | 298 | 355
WG-206-060-L | IronHorse heavy-duty worm gearbox, 60:1 ratio, 56C-Face input, left hand, 1in diameter output shaft, nominal 0.33hp at 1.0 SF, 750 lb-in mechanical output torque, 2-1/16in center distance, cast iron housing, tapped-base mount. | Stock | 240 | 286
WG-206-060-R | IronHorse heavy-duty worm gearbox, 60:1 ratio, 56C-Face input, right hand, 1in diameter output shaft, nominal 0.33hp at 1.0 SF, 750 lb-in mechanical output torque, 2-1/16in center distance, cast iron housing, tapped-base mount. | Stock | 240 | 286
WG-206-BASE | IronHorse mounting base, for use with WG-206 series gearboxes. Mounting hardware included. | Stock | 21.5 | 25.5
WG-237-005-D | IronHorse heavy-duty worm gearbox, 5:1 ratio, 56C-Face input, dual, 1.125in diameter output shaft, nominal 3hp at 1.0 SF, 766 lb-in mechanical output torque, 2-3/8in center distance, cast iron housing, tapped-base mount. | Stock | 272 | 324
WG-237-005-H | IronHorse heavy-duty worm gearbox, 5:1 ratio, 56C-Face input, hollow, 1.25in diameter output shaft, nominal 3hp at 1.0 SF, 766 lb-in mechanical output torque, 2-3/8in center distance, cast iron housing, tapped-base mount. | Stock | 341 | 406
WG-237-005-L | IronHorse heavy-duty worm gearbox, 5:1 ratio, 56C-Face input, left hand, 1.125in diameter output shaft, nominal 3hp at 1.0 SF, 766 lb-in mechanical output torque, 2-3/8in center distance, cast iron housing, tapped-base mount. | Stock | 288 | 343
WG-237-005-R | IronHorse heavy-duty worm gearbox, 5:1 ratio, 56C-Face input, right hand, 1.125in diameter output shaft, nominal 3hp at 1.0 SF, 766 lb-in mechanical output torque, 2-3/8in center distance, cast iron housing, tapped-base mount. | Stock | 288 | 343
WG-237-010-D | IronHorse heavy-duty worm gearbox, 10:1 ratio, 56C-Face input, dual, 1.125in diameter output shaft, nominal 1.5hp at 1.0 SF, 1158 lb-in mechanical output torque, 2-3/8in center distance, cast iron housing, tapped-base mount. | Stock | 272 | 324
WG-237-010-H | IronHorse heavy-duty worm gearbox, 10:1 ratio, 56C-Face input, hollow, 1.25in diameter output shaft, nominal 1.5hp at 1.0 SF, 1158 lb-in mechanical output torque, 2-3/8in center distance, cast iron housing, tapped-base mount. | Stock | 341 | 406
WG-237-010-L | IronHorse heavy-duty worm gearbox, 10:1 ratio, 56C-Face input, left hand, 1.125in diameter output shaft, nominal 1.5hp at 1.0 SF, 1158 lb-in mechanical output torque, 2-3/8in center distance, cast iron housing, tapped-base mount. | Stock | 285 | 339
WG-237-010-R | IronHorse heavy-duty worm gearbox, 10:1 ratio, 56C-Face input, right hand, 1.125in diameter output shaft, nominal 1.5hp at 1.0 SF, 1158 lb-in mechanical output torque, 2-3/8in center distance, cast iron housing, tapped-base mount. | Stock | 288 | 343
WG-237-015-D | IronHorse heavy-duty worm gearbox, 15:1 ratio, 56C-Face input, dual, 1.125in diameter output shaft, nominal 1hp at 1.0 SF, 1249 lb-in mechanical output torque, 2-3/8in center distance, cast iron housing, tapped-base mount. | Stock | 272 | 324
WG-237-015-H | IronHorse heavy-duty worm gearbox, 15:1 ratio, 56C-Face input, hollow, 1.25in diameter output shaft, nominal 1hp at 1.0 SF, 1249 lb-in mechanical output torque, 2-3/8in center distance, cast iron housing, tapped-base mount. | Stock | 341 | 406
WG-237-015-L | IronHorse heavy-duty worm gearbox, 15:1 ratio, 56C-Face input, left hand, 1.125in diameter output shaft, nominal 1hp at 1.0 SF, 1249 lb-in mechanical output torque, 2-3/8in center distance, cast iron housing, tapped-base mount. | Stock | 285 | 339
WG-237-015-R | IronHorse heavy-duty worm gearbox, 15:1 ratio, 56C-Face input, right hand, 1.125in diameter output shaft, nominal 1hp at 1.0 SF, 1249 lb-in mechanical output torque, 2-3/8in center distance, cast iron housing, tapped-base mount. | Stock | 288 | 343
WG-237-020-D | IronHorse heavy-duty worm gearbox, 20:1 ratio, 56C-Face input, dual, 1.125in diameter output shaft, nominal 1hp at 1.0 SF, 1195 lb-in mechanical output torque, 2-3/8in center distance, cast iron housing, tapped-base mount. | Stock | 272 | 324
WG-237-020-H | IronHorse heavy-duty worm gearbox, 20:1 ratio, 56C-Face input, hollow, 1.25in diameter output shaft, nominal 1hp at 1.0 SF, 1195 lb-in mechanical output torque, 2-3/8in center distance, cast iron housing, tapped-base mount. | Stock | 341 | 406
WG-237-020-L | IronHorse heavy-duty worm gearbox, 20:1 ratio, 56C-Face input, left hand, 1.125in diameter output shaft, nominal 1hp at 1.0 SF, 1195 lb-in mechanical output torque, 2-3/8in center distance, cast iron housing, tapped-base mount. | Stock | 285 | 339
WG-237-020-R | IronHorse heavy-duty worm gearbox, 20:1 ratio, 56C-Face input, right hand, 1.125in diameter output shaft, nominal 1hp at 1.0 SF, 1195 lb-in mechanical output torque, 2-3/8in center distance, cast iron housing, tapped-base mount. | Stock | 288 | 343
WG-237-040-D | IronHorse heavy-duty worm gearbox, 40:1 ratio, 56C-Face input, dual, 1.125in diameter output shaft, nominal 0.5hp at 1.0 SF, 1483 lb-in mechanical output torque, 2-3/8in center distance, cast iron housing, tapped-base mount. | Stock | 272 | 324
WG-237-040-H | IronHorse heavy-duty worm gearbox, 40:1 ratio, 56C-Face input, hollow, 1.25in diameter output shaft, nominal 0.5hp at 1.0 SF, 1483 lb-in mechanical output torque, 2-3/8in center distance, cast iron housing, tapped-base mount. | Stock | 341 | 406
WG-237-040-L | IronHorse heavy-duty worm gearbox, 40:1 ratio, 56C-Face input, left hand, 1.125in diameter output shaft, nominal 0.5hp at 1.0 SF, 1483 lb-in mechanical output torque, 2-3/8in center distance, cast iron housing, tapped-base mount. | Stock | 285 | 339
WG-237-040-R | IronHorse heavy-duty worm gearbox, 40:1 ratio, 56C-Face input, right hand, 1.125in diameter output shaft, nominal 0.5hp at 1.0 SF, 1483 lb-in mechanical output torque, 2-3/8in center distance, cast iron housing, tapped-base mount. | Stock | 288 | 343
WG-237-060-D | IronHorse heavy-duty worm gearbox, 60:1 ratio, 56C-Face input, dual, 1.125in diameter output shaft, nominal 0.5hp at 1.0 SF, 1149 lb-in mechanical output torque, 2-3/8in center distance, cast iron housing, tapped-base mount. | Stock | 272 | 324
WG-237-060-H | IronHorse heavy-duty worm gearbox, 60:1 ratio, 56C-Face input, hollow, 1.25in diameter output shaft, nominal 0.5hp at 1.0 SF, 1149 lb-in mechanical output torque, 2-3/8in center distance, cast iron housing, tapped-base mount. | Stock | 341 | 406
WG-237-060-L | IronHorse heavy-duty worm gearbox, 60:1 ratio, 56C-Face input, left hand, 1.125in diameter output shaft, nominal 0.5hp at 1.0 SF, 1149 lb-in mechanical output torque, 2-3/8in center distance, cast iron housing, tapped-base mount. | Stock | 285 | 339
WG-237-060-R | IronHorse heavy-duty worm gearbox, 60:1 ratio, 56C-Face input, right hand, 1.125in diameter output shaft, nominal 0.5hp at 1.0 SF, 1149 lb-in mechanical output torque, 2-3/8in center distance, cast iron housing, tapped-base mount. | Stock | 288 | 343
WG-237-BASE | IronHorse mounting base, for use with WG-237 series gearboxes. Mounting hardware included. | Stock | 25 | 29.5
WG-262-005-D | IronHorse heavy-duty worm gearbox, 5:1 ratio, 182TC-Face input, dual, 1.125in diameter output shaft, nominal 3hp at 1.0 SF, 924 lb-in mechanical output torque, 2-5/8in center distance, cast iron housing, tapped-base mount. | Stock | 291 | 346
WG-262-005-H | IronHorse heavy-duty worm gearbox, 5:1 ratio, 182TC-Face input, hollow, 1.4375in diameter output shaft, nominal 3hp at 1.0 SF, 924 lb-in mechanical output torque, 2-5/8in center distance, cast iron housing, tapped-base mount. | Stock | 420 | 500
WG-262-005-L | IronHorse heavy-duty worm gearbox, 5:1 ratio, 182TC-Face input, left hand, 1.125in diameter output shaft, nominal 3hp at 1.0 SF, 924 lb-in mechanical output torque, 2-5/8in center distance, cast iron housing, tapped-base mount. | Stock | 306 | 364
WG-262-005-R | IronHorse heavy-duty worm gearbox, 5:1 ratio, 182TC-Face input, right hand, 1.125in diameter output shaft, nominal 3hp at 1.0 SF, 924 lb-in mechanical output torque, 2-5/8in center distance, cast iron housing, tapped-base mount. | Stock | 311 | 370
WG-262-010-D | IronHorse heavy-duty worm gearbox, 10:1 ratio, 182TC-Face input, dual, 1.125in diameter output shaft, nominal 2hp at 1.0 SF, 1445 lb-in mechanical output torque, 2-5/8in center distance, cast iron housing, tapped-base mount. | Stock | 291 | 346
WG-262-010-H | IronHorse heavy-duty worm gearbox, 10:1 ratio, 182TC-Face input, hollow, 1.4375in diameter output shaft, nominal 2hp at 1.0 SF, 1445 lb-in mechanical output torque, 2-5/8in center distance, cast iron housing, tapped-base mount. | Stock | 420 | 500
WG-262-010-L | IronHorse heavy-duty worm gearbox, 10:1 ratio, 182TC-Face input, left hand, 1.125in diameter output shaft, nominal 2hp at 1.0 SF, 1445 lb-in mechanical output torque, 2-5/8in center distance, cast iron housing, tapped-base mount. | Stock | 306 | 364
WG-262-010-R | IronHorse heavy-duty worm gearbox, 10:1 ratio, 182TC-Face input, right hand, 1.125in diameter output shaft, nominal 2hp at 1.0 SF, 1445 lb-in mechanical output torque, 2-5/8in center distance, cast iron housing, tapped-base mount. | Stock | 311 | 370
WG-262-015-D | IronHorse heavy-duty worm gearbox, 15:1 ratio, 56C-Face input, dual, 1.125in diameter output shaft, nominal 2hp at 1.0 SF, 1577 lb-in mechanical output torque, 2-5/8in center distance, cast iron housing, tapped-base mount. | Stock | 291 | 346
WG-262-015-H | IronHorse heavy-duty worm gearbox, 15:1 ratio, 56C-Face input, hollow, 1.4375in diameter output shaft, nominal 2hp at 1.0 SF, 1577 lb-in mechanical output torque, 2-5/8in center distance, cast iron housing, tapped-base mount. | Stock | 420 | 500
WG-262-015-L | IronHorse heavy-duty worm gearbox, 15:1 ratio, 56C-Face input, left hand, 1.125in diameter output shaft, nominal 2hp at 1.0 SF, 1577 lb-in mechanical output torque, 2-5/8in center distance, cast iron housing, tapped-base mount. | Stock | 306 | 364
WG-262-015-R | IronHorse heavy-duty worm gearbox, 15:1 ratio, 56C-Face input, right hand, 1.125in diameter output shaft, nominal 2hp at 1.0 SF, 1577 lb-in mechanical output torque, 2-5/8in center distance, cast iron housing, tapped-base mount. | Stock | 311 | 370
WG-262-020-D | IronHorse heavy-duty worm gearbox, 20:1 ratio, 56C-Face input, dual, 1.125in diameter output shaft, nominal 1.5hp at 1.0 SF, 1563 lb-in mechanical output torque, 2-5/8in center distance, cast iron housing, tapped-base mount. | Stock | 291 | 346
WG-262-020-H | IronHorse heavy-duty worm gearbox, 20:1 ratio, 56C-Face input, hollow, 1.4375in diameter output shaft, nominal 1.5hp at 1.0 SF, 1563 lb-in mechanical output torque, 2-5/8in center distance, cast iron housing, tapped-base mount. | Stock | 420 | 500
WG-262-020-L | IronHorse heavy-duty worm gearbox, 20:1 ratio, 56C-Face input, left hand, 1.125in diameter output shaft, nominal 1.5hp at 1.0 SF, 1563 lb-in mechanical output torque, 2-5/8in center distance, cast iron housing, tapped-base mount. | Stock | 306 | 364
WG-262-020-R | IronHorse heavy-duty worm gearbox, 20:1 ratio, 56C-Face input, right hand, 1.125in diameter output shaft, nominal 1.5hp at 1.0 SF, 1563 lb-in mechanical output torque, 2-5/8in center distance, cast iron housing, tapped-base mount. | Stock | 311 | 370
WG-262-040-D | IronHorse heavy-duty worm gearbox, 40:1 ratio, 56C-Face input, dual, 1.125in diameter output shaft, nominal 0.75hp at 1.0 SF, 1919 lb-in mechanical output torque, 2-5/8in center distance, cast iron housing, tapped-base mount. | Stock | 291 | 346
WG-262-040-H | IronHorse heavy-duty worm gearbox, 40:1 ratio, 56C-Face input, hollow, 1.4375in diameter output shaft, nominal 0.75hp at 1.0 SF, 1919 lb-in mechanical output torque, 2-5/8in center distance, cast iron housing, tapped-base mount. | Stock | 420 | 500
WG-262-040-L | IronHorse heavy-duty worm gearbox, 40:1 ratio, 56C-Face input, left hand, 1.125in diameter output shaft, nominal 0.75hp at 1.0 SF, 1919 lb-in mechanical output torque, 2-5/8in center distance, cast iron housing, tapped-base mount. | Stock | 306 | 364
WG-262-040-R | IronHorse heavy-duty worm gearbox, 40:1 ratio, 56C-Face input, right hand, 1.125in diameter output shaft, nominal 0.75hp at 1.0 SF, 1919 lb-in mechanical output torque, 2-5/8in center distance, cast iron housing, tapped-base mount. | Stock | 311 | 370
WG-262-060-D | IronHorse heavy-duty worm gearbox, 60:1 ratio, 56C-Face input, dual, 1.125in diameter output shaft, nominal 0.75hp at 1.0 SF, 1670 lb-in mechanical output torque, 2-5/8in center distance, cast iron housing, tapped-base mount. | Stock | 291 | 346
WG-262-060-H | IronHorse heavy-duty worm gearbox, 60:1 ratio, 56C-Face input, hollow, 1.4375in diameter output shaft, nominal 0.75hp at 1.0 SF, 1670 lb-in mechanical output torque, 2-5/8in center distance, cast iron housing, tapped-base mount. | Stock | 420 | 500
WG-262-060-L | IronHorse heavy-duty worm gearbox, 60:1 ratio, 56C-Face input, left hand, 1.125in diameter output shaft, nominal 0.75hp at 1.0 SF, 1670 lb-in mechanical output torque, 2-5/8in center distance, cast iron housing, tapped-base mount. | Stock | 306 | 364
WG-262-060-R | IronHorse heavy-duty worm gearbox, 60:1 ratio, 56C-Face input, right hand, 1.125in diameter output shaft, nominal 0.75hp at 1.0 SF, 1670 lb-in mechanical output torque, 2-5/8in center distance, cast iron housing, tapped-base mount. | Stock | 311 | 370
WG-262-BASE | IronHorse mounting base, for use with WG-262 series gearboxes. Mounting hardware included. | Stock | 29.5 | 35
WG-325-010-DC | IronHorse heavy-duty worm gearbox, 10:1 ratio, 182/4TC-Face input, dual, 1.375in diameter output shaft, nominal 5hp at 1.0 SF, 2419 lb-in mechanical output torque, 3-1/4in center distance, cast iron housing, tapped-base mount. | Stock | 459 | 546
WG-325-010-HC | IronHorse heavy-duty worm gearbox, 10:1 ratio, 182/4TC-Face input, hollow, 1.937in diameter output shaft, nominal 5hp at 1.0 SF, 2419 lb-in mechanical output torque, 3-1/4in center distance, cast iron housing, tapped-base mount. | Stock | 602 | 716
WG-325-010-LC | IronHorse heavy-duty worm gearbox, 10:1 ratio, 182/4TC-Face input, left hand, 1.375in diameter output shaft, nominal 5hp at 1.0 SF, 2419 lb-in mechanical output torque, 3-1/4in center distance, cast iron housing, tapped-base mount. | Stock | 459 | 546
WG-325-010-RC | IronHorse heavy-duty worm gearbox, 10:1 ratio, 182/4TC-Face input, right hand, 1.375in diameter output shaft, nominal 5hp at 1.0 SF, 2419 lb-in mechanical output torque, 3-1/4in center distance, cast iron housing, tapped-base mount. | Stock | 459 | 546
WG-325-015-DC | IronHorse heavy-duty worm gearbox, 15:1 ratio, 182/4TC-Face input, dual, 1.375in diameter output shaft, nominal 5hp at 1.0 SF, 2611 lb-in mechanical output torque, 3-1/4in center distance, cast iron housing, tapped-base mount. | Stock | 459 | 546
WG-325-015-HC | IronHorse heavy-duty worm gearbox, 15:1 ratio, 182/4TC-Face input, hollow, 1.937in diameter output shaft, nominal 5hp at 1.0 SF, 2611 lb-in mechanical output torque, 3-1/4in center distance, cast iron housing, tapped-base mount. | Stock | 602 | 716
WG-325-015-LC | IronHorse heavy-duty worm gearbox, 15:1 ratio, 182/4TC-Face input, left hand, 1.375in diameter output shaft, nominal 5hp at 1.0 SF, 2611 lb-in mechanical output torque, 3-1/4in center distance, cast iron housing, tapped-base mount. | Stock | 459 | 546
WG-325-015-RC | IronHorse heavy-duty worm gearbox, 15:1 ratio, 182/4TC-Face input, right hand, 1.375in diameter output shaft, nominal 5hp at 1.0 SF, 2611 lb-in mechanical output torque, 3-1/4in center distance, cast iron housing, tapped-base mount. | Stock | 459 | 546
WG-325-020-DC | IronHorse heavy-duty worm gearbox, 20:1 ratio, 182TC-Face input, dual, 1.375in diameter output shaft, nominal 3hp at 1.0 SF, 2875 lb-in mechanical output torque, 3-1/4in center distance, cast iron housing, tapped-base mount. | Stock | 459 | 546
WG-325-020-HC | IronHorse heavy-duty worm gearbox, 20:1 ratio, 182TC-Face input, hollow, 1.937in diameter output shaft, nominal 3hp at 1.0 SF, 2875 lb-in mechanical output torque, 3-1/4in center distance, cast iron housing, tapped-base mount. | Stock | 602 | 716
WG-325-020-LC | IronHorse heavy-duty worm gearbox, 20:1 ratio, 182TC-Face input, left hand, 1.375in diameter output shaft, nominal 3hp at 1.0 SF, 2875 lb-in mechanical output torque, 3-1/4in center distance, cast iron housing, tapped-base mount. | Stock | 459 | 546
WG-325-020-RC | IronHorse heavy-duty worm gearbox, 20:1 ratio, 182TC-Face input, right hand, 1.375in diameter output shaft, nominal 3hp at 1.0 SF, 2875 lb-in mechanical output torque, 3-1/4in center distance, cast iron housing, tapped-base mount. | Stock | 459 | 546
WG-325-030-DA | IronHorse heavy-duty worm gearbox, 30:1 ratio, 56C-Face input, dual, 1.375in diameter output shaft, nominal 2hp at 1.0 SF, 3045 lb-in mechanical output torque, 3-1/4in center distance, cast iron housing, tapped-base mount. | Stock | 459 | 546
WG-325-030-DB | IronHorse heavy-duty worm gearbox, 30:1 ratio, 145TC-Face input, dual, 1.375in diameter output shaft, nominal 2hp at 1.0 SF, 3045 lb-in mechanical output torque, 3-1/4in center distance, cast iron housing, tapped-base mount. | Stock | 459 | 546
WG-325-030-HA | IronHorse heavy-duty worm gearbox, 30:1 ratio, 56C-Face input, hollow, 1.937in diameter output shaft, nominal 2hp at 1.0 SF, 3045 lb-in mechanical output torque, 3-1/4in center distance, cast iron housing, tapped-base mount. | Stock | 602 | 716
WG-325-030-HB | IronHorse heavy-duty worm gearbox, 30:1 ratio, 145TC-Face input, hollow, 1.937in diameter output shaft, nominal 2hp at 1.0 SF, 3045 lb-in mechanical output torque, 3-1/4in center distance, cast iron housing, tapped-base mount. | Stock | 602 | 716
WG-325-030-LA | IronHorse heavy-duty worm gearbox, 30:1 ratio, 56C-Face input, left hand, 1.375in diameter output shaft, nominal 2hp at 1.0 SF, 3045 lb-in mechanical output torque, 3-1/4in center distance, cast iron housing, tapped-base mount. | Stock | 459 | 546
WG-325-030-LB | IronHorse heavy-duty worm gearbox, 30:1 ratio, 145TC-Face input, left hand, 1.375in diameter output shaft, nominal 2hp at 1.0 SF, 3045 lb-in mechanical output torque, 3-1/4in center distance, cast iron housing, tapped-base mount. | Stock | 459 | 546
WG-325-030-LC | IronHorse heavy-duty worm gearbox, 30:1 ratio, 182TC-Face input, left hand, 1.375in diameter output shaft, nominal 3hp at 1.0 SF, 3045 lb-in mechanical output torque, 3-1/4in center distance, cast iron housing, tapped-base mount. | Stock | 459 | 546
WG-325-030-RA | IronHorse heavy-duty worm gearbox, 30:1 ratio, 56C-Face input, right hand, 1.375in diameter output shaft, nominal 2hp at 1.0 SF, 3045 lb-in mechanical output torque, 3-1/4in center distance, cast iron housing, tapped-base mount. | Stock | 459 | 546
WG-325-030-RB | IronHorse heavy-duty worm gearbox, 30:1 ratio, 145TC-Face input, right hand, 1.375in diameter output shaft, nominal 2hp at 1.0 SF, 3045 lb-in mechanical output torque, 3-1/4in center distance, cast iron housing, tapped-base mount. | Stock | 459 | 546
WG-325-030-RC | IronHorse heavy-duty worm gearbox, 30:1 ratio, 182TC-Face input, right hand, 1.375in diameter output shaft, nominal 3hp at 1.0 SF, 3045 lb-in mechanical output torque, 3-1/4in center distance, cast iron housing, tapped-base mount. | Stock | 459 | 546
WG-325-040-DA | IronHorse heavy-duty worm gearbox, 40:1 ratio, 56C-Face input, dual, 1.375in diameter output shaft, nominal 2hp at 1.0 SF, 3692 lb-in mechanical output torque, 3-1/4in center distance, cast iron housing, tapped-base mount. | Stock | 459 | 546
WG-325-040-DB | IronHorse heavy-duty worm gearbox, 40:1 ratio, 145TC-Face input, dual, 1.375in diameter output shaft, nominal 2hp at 1.0 SF, 3692 lb-in mechanical output torque, 3-1/4in center distance, cast iron housing, tapped-base mount. | Stock | 459 | 546
WG-325-040-HA | IronHorse heavy-duty worm gearbox, 40:1 ratio, 56C-Face input, hollow, 1.937in diameter output shaft, nominal 2hp at 1.0 SF, 3692 lb-in mechanical output torque, 3-1/4in center distance, cast iron housing, tapped-base mount. | Stock | 602 | 716
WG-325-040-HB | IronHorse heavy-duty worm gearbox, 40:1 ratio, 145TC-Face input, hollow, 1.937in diameter output shaft, nominal 2hp at 1.0 SF, 3692 lb-in mechanical output torque, 3-1/4in center distance, cast iron housing, tapped-base mount. | Stock | 602 | 716
WG-325-040-LA | IronHorse heavy-duty worm gearbox, 40:1 ratio, 56C-Face input, left hand, 1.375in diameter output shaft, nominal 2hp at 1.0 SF, 3692 lb-in mechanical output torque, 3-1/4in center distance, cast iron housing, tapped-base mount. | Stock | 459 | 546
WG-325-040-LB | IronHorse heavy-duty worm gearbox, 40:1 ratio, 145TC-Face input, left hand, 1.375in diameter output shaft, nominal 2hp at 1.0 SF, 3692 lb-in mechanical output torque, 3-1/4in center distance, cast iron housing, tapped-base mount. | Stock | 459 | 546
WG-325-040-RA | IronHorse heavy-duty worm gearbox, 40:1 ratio, 56C-Face input, right hand, 1.375in diameter output shaft, nominal 2hp at 1.0 SF, 3692 lb-in mechanical output torque, 3-1/4in center distance, cast iron housing, tapped-base mount. | Stock | 459 | 546
WG-325-040-RB | IronHorse heavy-duty worm gearbox, 40:1 ratio, 145TC-Face input, right hand, 1.375in diameter output shaft, nominal 2hp at 1.0 SF, 3692 lb-in mechanical output torque, 3-1/4in center distance, cast iron housing, tapped-base mount. | Stock | 459 | 546
WG-325-060-DA | IronHorse heavy-duty worm gearbox, 60:1 ratio, 56C-Face input, dual, 1.375in diameter output shaft, nominal 2hp at 1.0 SF, 3127 lb-in mechanical output torque, 3-1/4in center distance, cast iron housing, tapped-base mount. | Stock | 459 | 546
WG-325-060-DB | IronHorse heavy-duty worm gearbox, 60:1 ratio, 145TC-Face input, dual, 1.375in diameter output shaft, nominal 2hp at 1.0 SF, 3127 lb-in mechanical output torque, 3-1/4in center distance, cast iron housing, tapped-base mount. | Stock | 459 | 546
WG-325-060-HA | IronHorse heavy-duty worm gearbox, 60:1 ratio, 56C-Face input, hollow, 1.937in diameter output shaft, nominal 2hp at 1.0 SF, 3127 lb-in mechanical output torque, 3-1/4in center distance, cast iron housing, tapped-base mount. | Stock | 602 | 716
WG-325-060-HB | IronHorse heavy-duty worm gearbox, 60:1 ratio, 145TC-Face input, hollow, 1.937in diameter output shaft, nominal 2hp at 1.0 SF, 3127 lb-in mechanical output torque, 3-1/4in center distance, cast iron housing, tapped-base mount. | Stock | 602 | 716
WG-325-060-LA | IronHorse heavy-duty worm gearbox, 60:1 ratio, 56C-Face input, left hand, 1.375in diameter output shaft, nominal 2hp at 1.0 SF, 3127 lb-in mechanical output torque, 3-1/4in center distance, cast iron housing, tapped-base mount. | Stock | 459 | 546
WG-325-060-LB | IronHorse heavy-duty worm gearbox, 60:1 ratio, 145TC-Face input, left hand, 1.375in diameter output shaft, nominal 2hp at 1.0 SF, 3127 lb-in mechanical output torque, 3-1/4in center distance, cast iron housing, tapped-base mount. | Stock | 459 | 546
WG-325-060-RA | IronHorse heavy-duty worm gearbox, 60:1 ratio, 56C-Face input, right hand, 1.375in diameter output shaft, nominal 2hp at 1.0 SF, 3127 lb-in mechanical output torque, 3-1/4in center distance, cast iron housing, tapped-base mount. | Stock | 459 | 546
WG-325-060-RB | IronHorse heavy-duty worm gearbox, 60:1 ratio, 145TC-Face input, right hand, 1.375in diameter output shaft, nominal 2hp at 1.0 SF, 3127 lb-in mechanical output torque, 3-1/4in center distance, cast iron housing, tapped-base mount. | Stock | 459 | 546
WG-325-BASE | IronHorse mounting base, for use with WG-325 series gearboxes. Mounting hardware included. | Stock | 42 | 50
WGA-30M-010-H1 | IronHorse medium-duty worm gearbox, 10:1 ratio, 56C-Face input, hollow, 0.625in diameter output shaft, nominal 0.5hp at 1.0 SF, 150 lb-in mechanical output torque, 30mm center distance, cast aluminum housing, top and bottom mount. | Stock | 113 | 134
WGA-30M-020-H1 | IronHorse medium-duty worm gearbox, 20:1 ratio, 56C-Face input, hollow, 0.625in diameter output shaft, nominal 0.25hp at 1.0 SF, 150 lb-in mechanical output torque, 30mm center distance, cast aluminum housing, top and bottom mount. | Stock | 113 | 134
WGA-30M-030-H1 | IronHorse medium-duty worm gearbox, 30:1 ratio, 56C-Face input, hollow, 0.625in diameter output shaft, nominal 0.25hp at 1.0 SF, 177 lb-in mechanical output torque, 30mm center distance, cast aluminum housing, top and bottom mount. | Stock | 113 | 134
WGA-30M-040-H1 | IronHorse medium-duty worm gearbox, 40:1 ratio, 56C-Face input, hollow, 0.625in diameter output shaft, nominal 0.2hp at 1.0 SF, 150 lb-in mechanical output torque, 30mm center distance, cast aluminum housing, top and bottom mount. | Stock | 113 | 134
WGA-30M-060-H1 | IronHorse medium-duty worm gearbox, 60:1 ratio, 56C-Face input, hollow, 0.625in diameter output shaft, nominal 0.12hp at 1.0 SF, 142 lb-in mechanical output torque, 30mm center distance, cast aluminum housing, top and bottom mount. | Stock | 113 | 134
WGA-30M-ACC1 | IronHorse output flange, for use with aluminum WGA-30M series gearboxes. Mounting hardware included. | Stock | 10 | 12
WGA-30M-ACC2 | IronHorse torque arm, for use with aluminum WGA-30M series gearboxes. Mounting hardware included. | Stock | 13.25 | 16
WGA-30M-ACC3 | IronHorse gearbox single output shaft, 0.625in. For use with aluminum WGA-30M series gearboxes. (3) keys, (1) spacer and (1) retaining ring included. | Stock | 13.25 | 16
WGA-30M-ACC4 | IronHorse gearbox double output shaft, 0.625in. For use with aluminum WGA-30M series gearboxes. (4) keys, (2) spacers and (2) retaining rings included. | Stock | 17.5 | 21
WGA-30M-ACC5 | IronHorse output cover, for use with aluminum WGA-30M series gearboxes. Mounting hardware included. | Stock | 5.5 | 6.5
WGA-40M-010-H1 | IronHorse medium-duty worm gearbox, 10:1 ratio, 56C-Face input, hollow, 0.75in diameter output shaft, nominal 1hp at 1.0 SF, 354 lb-in mechanical output torque, 40mm center distance, cast aluminum housing, top and bottom mount. | Stock | 140 | 167
WGA-40M-020-H1 | IronHorse medium-duty worm gearbox, 20:1 ratio, 56C-Face input, hollow, 0.75in diameter output shaft, nominal 0.5hp at 1.0 SF, 345 lb-in mechanical output torque, 40mm center distance, cast aluminum housing, top and bottom mount. | Stock | 140 | 167
WGA-40M-030-H1 | IronHorse medium-duty worm gearbox, 30:1 ratio, 56C-Face input, hollow, 0.75in diameter output shaft, nominal 0.5hp at 1.0 SF, 389 lb-in mechanical output torque, 40mm center distance, cast aluminum housing, top and bottom mount. | Stock | 140 | 167
WGA-40M-040-H1 | IronHorse medium-duty worm gearbox, 40:1 ratio, 56C-Face input, hollow, 0.75in diameter output shaft, nominal 0.33hp at 1.0 SF, 363 lb-in mechanical output torque, 40mm center distance, cast aluminum housing, top and bottom mount. | Stock | 140 | 167
WGA-40M-060-H1 | IronHorse medium-duty worm gearbox, 60:1 ratio, 56C-Face input, hollow, 0.75in diameter output shaft, nominal 0.25hp at 1.0 SF, 319 lb-in mechanical output torque, 40mm center distance, cast aluminum housing, top and bottom mount. | Stock | 140 | 167
WGA-40M-080-H1 | IronHorse medium-duty worm gearbox, 80:1 ratio, 56C-Face input, hollow, 0.75in diameter output shaft, nominal 0.12hp at 1.0 SF, 283 lb-in mechanical output torque, 40mm center distance, cast aluminum housing, top and bottom mount. | Stock | 140 | 167
WGA-40M-100-H1 | IronHorse medium-duty worm gearbox, 100:1 ratio, 56C-Face input, hollow, 0.75in diameter output shaft, nominal 0.12hp at 1.0 SF, 257 lb-in mechanical output torque, 40mm center distance, cast aluminum housing, top and bottom mount. | Stock | 140 | 167
WGA-40M-ACC1 | IronHorse output flange, for use with aluminum WGA-40M series gearboxes. Mounting hardware included. | Stock | 11.25 | 13.5
WGA-40M-ACC2 | IronHorse torque arm, for use with aluminum WGA-40M series gearboxes. Mounting hardware included. | Stock | 15 | 18
WGA-40M-ACC3 | IronHorse gearbox single output shaft, 0.75in. For use with aluminum WGA-40M series gearboxes. (3) keys, (1) spacer and (1) retaining ring included. | Stock | 15.5 | 18.5
WGA-40M-ACC4 | IronHorse gearbox double output shaft, 0.75in. For use with aluminum WGA-40M series gearboxes. (4) keys, (2) spacers and (2) retaining rings included. | Stock | 21 | 25
WGA-40M-ACC5 | IronHorse output cover, for use with aluminum WGA-40M series gearboxes. Mounting hardware included. | Stock | 5.5 | 6.5
WGA-50M-010-H1 | IronHorse medium-duty worm gearbox, 10:1 ratio, 56C-Face input, hollow, 1in diameter output shaft, nominal 2hp at 1.0 SF, 628 lb-in mechanical output torque, 50mm center distance, cast aluminum housing, top and bottom mount. | Stock | 193 | 230
WGA-50M-020-H1 | IronHorse medium-duty worm gearbox, 20:1 ratio, 56C-Face input, hollow, 1in diameter output shaft, nominal 1hp at 1.0 SF, 646 lb-in mechanical output torque, 50mm center distance, cast aluminum housing, top and bottom mount. | Stock | 193 | 230
WGA-50M-030-H1 | IronHorse medium-duty worm gearbox, 30:1 ratio, 56C-Face input, hollow, 1in diameter output shaft, nominal 0.75hp at 1.0 SF, 734 lb-in mechanical output torque, 50mm center distance, cast aluminum housing, top and bottom mount. | Stock | 193 | 230
WGA-50M-040-H1 | IronHorse medium-duty worm gearbox, 40:1 ratio, 56C-Face input, hollow, 1in diameter output shaft, nominal 0.75hp at 1.0 SF, 664 lb-in mechanical output torque, 50mm center distance, cast aluminum housing, top and bottom mount. | Stock | 193 | 230
WGA-50M-060-H1 | IronHorse medium-duty worm gearbox, 60:1 ratio, 56C-Face input, hollow, 1in diameter output shaft, nominal 0.33hp at 1.0 SF, 602 lb-in mechanical output torque, 50mm center distance, cast aluminum housing, top and bottom mount. | Stock | 193 | 230
WGA-50M-080-H1 | IronHorse medium-duty worm gearbox, 80:1 ratio, 56C-Face input, hollow, 1in diameter output shaft, nominal 0.33hp at 1.0 SF, 566 lb-in mechanical output torque, 50mm center distance, cast aluminum housing, top and bottom mount. | Stock | 193 | 230
WGA-50M-100-H1 | IronHorse medium-duty worm gearbox, 100:1 ratio, 56C-Face input, hollow, 1in diameter output shaft, nominal 0.25hp at 1.0 SF, 487 lb-in mechanical output torque, 50mm center distance, cast aluminum housing, top and bottom mount. | Stock | 193 | 230
WGA-50M-ACC1 | IronHorse output flange, for use with aluminum WGA-50M series gearboxes. Mounting hardware included. | Stock | 12.25 | 14.5
WGA-50M-ACC2 | IronHorse torque arm, for use with aluminum WGA-50M series gearboxes. Mounting hardware included. | Stock | 16 | 19
WGA-50M-ACC3 | IronHorse gearbox single output shaft, 1in. For use with aluminum WGA-50M series gearboxes. (3) keys, (1) spacer and (1) retaining ring included. | Stock | 18.25 | 21.5
WGA-50M-ACC4 | IronHorse gearbox double output shaft, 1in. For use with aluminum WGA-50M series gearboxes. (4) keys, (2) spacers and (2) retaining rings included. | Stock | 23.5 | 28
WGA-50M-ACC5 | IronHorse output cover, for use with aluminum WGA-50M series gearboxes. Mounting hardware included. | Stock | 10 | 12
WGA-63M-010-H1 | IronHorse medium-duty worm gearbox, 10:1 ratio, 56C-Face input, hollow, 1.125in diameter output shaft, nominal 3hp at 1.0 SF, 1141 lb-in mechanical output torque, 63mm center distance, cast aluminum housing, top and bottom mount. | Stock | 248 | 295
WGA-63M-010-H2 | IronHorse medium-duty worm gearbox, 10:1 ratio, 145TC-Face input, hollow, 1.125in diameter output shaft, nominal 3hp at 1.0 SF, 1141 lb-in mechanical output torque, 63mm center distance, cast aluminum housing, top and bottom mount. | Stock | 248 | 295
WGA-63M-020-H1 | IronHorse medium-duty worm gearbox, 20:1 ratio, 56C-Face input, hollow, 1.125in diameter output shaft, nominal 2hp at 1.0 SF, 1186 lb-in mechanical output torque, 63mm center distance, cast aluminum housing, top and bottom mount. | Stock | 248 | 295
WGA-63M-020-H2 | IronHorse medium-duty worm gearbox, 20:1 ratio, 145TC-Face input, hollow, 1.125in diameter output shaft, nominal 2hp at 1.0 SF, 1186 lb-in mechanical output torque, 63mm center distance, cast aluminum housing, top and bottom mount. | Stock | 248 | 295
WGA-63M-030-H1 | IronHorse medium-duty worm gearbox, 30:1 ratio, 56C-Face input, hollow, 1.125in diameter output shaft, nominal 1.5hp at 1.0 SF, 1416 lb-in mechanical output torque, 63mm center distance, cast aluminum housing, top and bottom mount. | Stock | 248 | 295
WGA-63M-040-H1 | IronHorse medium-duty worm gearbox, 40:1 ratio, 56C-Face input, hollow, 1.125in diameter output shaft, nominal 1hp at 1.0 SF, 1274 lb-in mechanical output torque, 63mm center distance, cast aluminum housing, top and bottom mount. | Stock | 248 | 295
WGA-63M-060-H1 | IronHorse medium-duty worm gearbox, 60:1 ratio, 56C-Face input, hollow, 1.125in diameter output shaft, nominal 0.75hp at 1.0 SF, 1141 lb-in mechanical output torque, 63mm center distance, cast aluminum housing, top and bottom mount. | Stock | 248 | 295
WGA-63M-080-H1 | IronHorse medium-duty worm gearbox, 80:1 ratio, 56C-Face input, hollow, 1.125in diameter output shaft, nominal 0.5hp at 1.0 SF, 1071 lb-in mechanical output torque, 63mm center distance, cast aluminum housing, top and bottom mount. | Stock | 248 | 295
WGA-63M-100-H1 | IronHorse medium-duty worm gearbox, 100:1 ratio, 56C-Face input, hollow, 1.125in diameter output shaft, nominal 0.5hp at 1.0 SF, 1035 lb-in mechanical output torque, 63mm center distance, cast aluminum housing, top and bottom mount. | Stock | 248 | 295
WGA-63M-ACC1 | IronHorse output flange, for use with aluminum WGA-63M series gearboxes. Mounting hardware included. | Stock | 16 | 19
WGA-63M-ACC2 | IronHorse torque arm, for use with aluminum WGA-63M series gearboxes. Mounting hardware included. | Stock | 25.5 | 30.5
WGA-63M-ACC3 | IronHorse gearbox single output shaft, 1.125in. For use with aluminum WGA-63M series gearboxes. (3) keys, (1) spacer and (1) retaining ring included. | Stock | 23.5 | 28
WGA-63M-ACC4 | IronHorse gearbox double output shaft, 1.125in. For use with aluminum WGA-63M series gearboxes. (4) keys, (2) spacers and (2) retaining rings included. | Stock | 32.5 | 38.5
WGA-63M-ACC5 | IronHorse output cover, for use with aluminum WGA-63M series gearboxes. Mounting hardware included. | Stock | 10 | 12
WGA-75M-010-H1 | IronHorse medium-duty worm gearbox, 10:1 ratio, 56C-Face input, hollow, 1.25in diameter output shaft, nominal 5hp at 1.0 SF, 1717 lb-in mechanical output torque, 75mm center distance, cast aluminum housing, top and bottom mount. | Stock | 361 | 430
WGA-75M-010-H2 | IronHorse medium-duty worm gearbox, 10:1 ratio, 145TC-Face input, hollow, 1.25in diameter output shaft, nominal 5hp at 1.0 SF, 1717 lb-in mechanical output torque, 75mm center distance, cast aluminum housing, top and bottom mount. | Stock | 361 | 430
WGA-75M-010-H3 | IronHorse medium-duty worm gearbox, 10:1 ratio, 182/4TC-Face input, hollow, 1.25in diameter output shaft, nominal 5hp at 1.0 SF, 1717 lb-in mechanical output torque, 75mm center distance, cast aluminum housing, top and bottom mount. | Stock | 361 | 430
WGA-75M-020-H1 | IronHorse medium-duty worm gearbox, 20:1 ratio, 56C-Face input, hollow, 1.25in diameter output shaft, nominal 3hp at 1.0 SF, 1849 lb-in mechanical output torque, 75mm center distance, cast aluminum housing, top and bottom mount. | Stock | 361 | 430
WGA-75M-020-H2 | IronHorse medium-duty worm gearbox, 20:1 ratio, 145TC-Face input, hollow, 1.25in diameter output shaft, nominal 3hp at 1.0 SF, 1849 lb-in mechanical output torque, 75mm center distance, cast aluminum housing, top and bottom mount. | Stock | 361 | 430
WGA-75M-030-H1 | IronHorse medium-duty worm gearbox, 30:1 ratio, 56C-Face input, hollow, 1.25in diameter output shaft, nominal 2hp at 1.0 SF, 2026 lb-in mechanical output torque, 75mm center distance, cast aluminum housing, top and bottom mount. | Stock | 361 | 430
WGA-75M-040-H1 | IronHorse medium-duty worm gearbox, 40:1 ratio, 56C-Face input, hollow, 1.25in diameter output shaft, nominal 1.5hp at 1.0 SF, 1947 lb-in mechanical output torque, 75mm center distance, cast aluminum housing, top and bottom mount. | Stock | 361 | 430
WGA-75M-060-H1 | IronHorse medium-duty worm gearbox, 60:1 ratio, 56C-Face input, hollow, 1.25in diameter output shaft, nominal 1hp at 1.0 SF, 1770 lb-in mechanical output torque, 75mm center distance, cast aluminum housing, top and bottom mount. | Stock | 361 | 430
WGA-75M-080-H1 | IronHorse medium-duty worm gearbox, 80:1 ratio, 56C-Face input, hollow, 1.25in diameter output shaft, nominal 0.75hp at 1.0 SF, 1672 lb-in mechanical output torque, 75mm center distance, cast aluminum housing, top and bottom mount. | Stock | 361 | 430
WGA-75M-100-H1 | IronHorse medium-duty worm gearbox, 100:1 ratio, 56C-Face input, hollow, 1.25in diameter output shaft, nominal 0.75hp at 1.0 SF, 1593 lb-in mechanical output torque, 75mm center distance, cast aluminum housing, top and bottom mount. | Stock | 361 | 430
WGA-75M-ACC1 | IronHorse output flange, for use with aluminum WGA-75M series gearboxes. Mounting hardware included. | Stock | 25 | 29.5
WGA-75M-ACC2 | IronHorse torque arm, for use with aluminum WGA-75M series gearboxes. Mounting hardware included. | Stock | 43.5 | 52
WGA-75M-ACC3 | IronHorse gearbox single output shaft, 1.25in. For use with aluminum WGA-75M series gearboxes. (3) keys, (1) spacer and (1) retaining ring included. | Stock | 31 | 37
WGA-75M-ACC4 | IronHorse gearbox double output shaft, 1.25in. For use with aluminum WGA-75M series gearboxes. (4) keys, (2) spacers and (2) retaining rings included. | Stock | 40 | 47.5
WGA-75M-ACC5 | IronHorse output cover, for use with aluminum WGA-75M series gearboxes. Mounting hardware included. | Stock | 10 | 12
WGAS3834 | Wiegmann strip gasket, replacement, self-adhesive, closed cell sponge rubber, 3/8in thick x 3/4in wide x 10ft long roll. For use with floor-mount and freestanding NEMA 12, 4 & 4X enclosures. | Stock | 17 | 17.25
WGAS51634 | Wiegmann strip gasket, replacement, self-adhesive, microcell urethane foam, 5/16in thick x 3/4in wide x 10ft long roll. For use with wall-mount NEMA 12, 4 & 4X enclosures. | Stock | 16.5 | 17
WGNDKT | Wiegmann field grounding kit, required for CSA certification on RSC (NEMA 3R) and SC (NEMA 1) series enclosures, includes aluminum grounding lug and mounting hardware. | from vendor up to 0 business day | 2.75
WGS1008 | Wiegmann enclosure grounding strap, 8in length. | from vendor up to 0 business day | 10.5
WGS1016 | Wiegmann enclosure grounding strap, 16in length. | from vendor up to 0 business day | 10.5 | 10.75
WH-M1008HPL | AttaBox MachoBox series enclosure, NEMA 1/3R/4X/6P/12, 10 x 8 x 4in (HxWxD), wall mount, fiberglass reinforced polyester, white, single-door, (2) quick-release latches, padlock hasp and staple. | from vendor up to 5 business days | 151 | 178
WH-M1008HW | AttaBox MachoBox series enclosure, NEMA 1/3R/4X/6P/12, 10 x 8 x 4in (HxWxD), wall mount, fiberglass reinforced polyester, white, hinged screw cover. | from vendor up to 15 business days | 154 | 181
WH-M1210HPL | AttaBox MachoBox series enclosure, NEMA 1/3R/4X/6P/12, 12 x 10 x 5in (HxWxD), wall mount, fiberglass reinforced polyester, white, single-door, (2) quick-release latches, padlock hasp and staple. | from vendor up to 5 business days | 172 | 203
WH-M1210HW | AttaBox MachoBox series enclosure, NEMA 1/3R/4X/6P/12, 12 x 10 x 5in (HxWxD), wall mount, fiberglass reinforced polyester, white, hinged screw cover. | from vendor up to 15 business days | 180 | 212
WH-M1412HPL | AttaBox MachoBox series enclosure, NEMA 1/3R/4X/6P/12, 14 x 12 x 6in (HxWxD), wall mount, fiberglass reinforced polyester, white, single-door, (2) quick-release latches, padlock hasp and staple. | from vendor up to 5 business days | 218 | 257
WH-M1412HW | AttaBox MachoBox series enclosure, NEMA 1/3R/4X/6P/12, 14 x 12 x 6in (HxWxD), wall mount, fiberglass reinforced polyester, white, hinged screw cover. | from vendor up to 15 business days | 209 | 246
WH-M1614HPL | AttaBox MachoBox series enclosure, NEMA 1/3R/4X/6P/12, 16 x 14 x 6in (HxWxD), wall mount, fiberglass reinforced polyester, white, single-door, (2) quick-release latches, padlock hasp and staple. | from vendor up to 5 business days | 237 | 279
WH-M1614HW | AttaBox MachoBox series enclosure, NEMA 1/3R/4X/6P/12, 16 x 14 x 6in (HxWxD), wall mount, fiberglass reinforced polyester, white, hinged screw cover. | from vendor up to 15 business days | 240 | 282
WH-M1816HPL | AttaBox MachoBox series enclosure, NEMA 1/3R/4X/6P/12, 18 x 16 x 8in (HxWxD), wall mount, fiberglass reinforced polyester, white, single-door, (2) quick-release latches, padlock hasp and staple. | from vendor up to 5 business days | 308 | 362
WH-M1816HW | AttaBox MachoBox series enclosure, NEMA 1/3R/4X/6P/12, 18 x 16 x 8in (HxWxD), wall mount, fiberglass reinforced polyester, white, hinged screw cover. | from vendor up to 15 business days | 317 | 374
WH-M2016HPL | AttaBox MachoBox series enclosure, NEMA 1/3R/4X/6P/12, 20 x 16 x 8in (HxWxD), wall mount, fiberglass reinforced polyester, white, single-door, (2) quick-release latches, padlock hasp and staple. | from vendor up to 5 business days | 487 | 574
WH-M2016HW | AttaBox MachoBox series enclosure, NEMA 1/3R/4X/6P/12, 20 x 16 x 8in (HxWxD), wall mount, fiberglass reinforced polyester, white, hinged screw cover. | from vendor up to 15 business days | 548 | 645
WH-M604HPL | AttaBox MachoBox series enclosure, NEMA 1/3R/4X/6P/12, 6 x 4 x 4in (HxWxD), wall mount, fiberglass reinforced polyester, white, single-door, (1) quick-release latch, padlock hasp and staple. | from vendor up to 5 business days | 126 | 148
WH-M604HW | AttaBox MachoBox series enclosure, NEMA 1/3R/4X/6P/12, 6 x 4 x 4in (HxWxD), wall mount, fiberglass reinforced polyester, white, hinged screw cover. | from vendor up to 15 business days | 105 | 124
WH-M606HPL | AttaBox MachoBox series enclosure, NEMA 1/3R/4X/6P/12, 6 x 6 x 4in (HxWxD), wall mount, fiberglass reinforced polyester, white, single-door, (1) quick-release latch, padlock hasp and staple. | from vendor up to 5 business days | 137 | 161
WH-M606HW | AttaBox MachoBox series enclosure, NEMA 1/3R/4X/6P/12, 6 x 6 x 4in (HxWxD), wall mount, fiberglass reinforced polyester, white, hinged screw cover. | from vendor up to 15 business days | 121 | 142
WH-M806HPL | AttaBox MachoBox series enclosure, NEMA 1/3R/4X/6P/12, 8 x 6 x 4in (HxWxD), wall mount, fiberglass reinforced polyester, white, single-door, (1) quick-release latch, padlock hasp and staple. | from vendor up to 5 business days | 139 | 163
WH-M806HW | AttaBox MachoBox series enclosure, NEMA 1/3R/4X/6P/12, 8 x 6 x 4in (HxWxD), wall mount, fiberglass reinforced polyester, white, hinged screw cover. | from vendor up to 15 business days | 125 | 147
WKE-AP-3F | AutomationDirect inductive proximity sensor, tubular, 8mm diameter x 40mm body, weld coated 316 stainless steel housing, PNP, N.O. output, 3mm sensing distance, flush, 2 kHz switching frequency, IP65 IP66 IP67 IP68 IP69K, 3-pin M8 quick-disconnect. | Stock | 29 | 31
WKE-AP-4F | AutomationDirect inductive proximity sensor, tubular, 8mm diameter x 40mm body, weld coated 316 stainless steel housing, PNP, N.O. output, 6mm sensing distance, non-flush, 2 kHz switching frequency, IP65 IP66 IP67 IP68 IP69K, 3-pin M8 quick-disconnect. | Stock | 29 | 31
WKK-AP-3H | AutomationDirect inductive proximity sensor, tubular, 18mm diameter x 65mm body, weld coated brass housing, PNP, N.O. output, 8mm sensing distance, flush, 2 kHz switching frequency, IP65 IP66 IP67 IP68 IP69K, 4-pin M12 quick-disconnect. | Stock | 35 | 37.5
WKK-AP-4H | AutomationDirect inductive proximity sensor, tubular, 18mm diameter x 65mm body, weld coated brass housing, PNP, N.O. output, 12mm sensing distance, non-flush, 2 kHz switching frequency, IP67, 4-pin M12 quick-disconnect. | Stock | 45.5 | 49
WKM-AP-3H | AutomationDirect inductive proximity sensor, tubular, 12mm diameter x 65mm body, weld coated brass housing, PNP, N.O. output, 4mm sensing distance, flush, 2 kHz switching frequency, IP65 IP66 IP67 IP68 IP69K, 4-pin M12 quick-disconnect. | Stock | 29 | 31
WKM-AP-4H | AutomationDirect inductive proximity sensor, tubular, 12mm diameter x 65mm body, weld coated brass housing, PNP, N.O. output, 8mm sensing distance, non-flush, 2 kHz switching frequency, IP67, 4-pin M12 quick-disconnect. | Stock | 38 | 41
WKT-AP-3H | AutomationDirect inductive proximity sensor, tubular, 30mm diameter x 65mm body, weld coated brass housing, PNP, N.O. output, 15mm sensing distance, flush, 2 kHz switching frequency, IP65 IP66 IP67 IP68 IP69K, 4-pin M12 quick-disconnect. | Stock | 40.5 | 43.5
WMR-136008 | IDEM safety switch set, non-contact magnetic, (2) N.C. safety output(s), (1) N.O. monitoring output(s), 316 stainless steel housing, 75 x 29mm, 8-pin M12 quick-disconnect, 9.8in/250mm cable length. | Stock | 207 | 219
WPBA1 | Wiegmann pushbutton consolet, 1 hole, 30mm, NEMA 12/13, 4 x 3 x 5in (HxWxD), wall mount, carbon steel, ANSI 61 gray, powder coat finish, screw cover. | Stock | 89 | 91
WPBA10 | Wiegmann pushbutton consolet, 10 holes, 30mm, NEMA 12/13, 7 x 13 x 7in (HxWxD), wall mount, carbon steel, ANSI 61 gray, powder coat finish, screw cover. | Stock | 216 | 222
WPBA12 | Wiegmann pushbutton consolet, 12 holes, 30mm, NEMA 12/13, 7 x 15 x 7in (HxWxD), wall mount, carbon steel, ANSI 61 gray, powder coat finish, screw cover. | from vendor up to 0 business day | 236 | 242
WPBA12S | Wiegmann pushbutton consolet, 12 holes, 30mm, NEMA 12/13, 12 x 9 x 9in (HxWxD), wall mount, carbon steel, ANSI 61 gray, powder coat finish, screw cover. | from vendor up to 0 business day | 227 | 232
WPBA16 | Wiegmann pushbutton consolet, 16 holes, 30mm, NEMA 12/13, 7 x 20 x 7in (HxWxD), wall mount, carbon steel, ANSI 61 gray, powder coat finish, screw cover. | Stock | 253 | 259
WPBA16S | Wiegmann pushbutton consolet, 16 holes, 30mm, NEMA 12/13, 12 x 9 x 9in (HxWxD), wall mount, carbon steel, ANSI 61 gray, powder coat finish, screw cover. | from vendor up to 0 business day | 293 | 300
WPBA2 | Wiegmann pushbutton consolet, 2 holes, 30mm, NEMA 12/13, 4 x 6 x 5in (HxWxD), wall mount, carbon steel, ANSI 61 gray, powder coat finish, screw cover. | Stock | 103 | 106
WPBA20 | Wiegmann pushbutton consolet, 20 holes, 30mm, NEMA 12/13, 12 x 13 x 9in (HxWxD), wall mount, carbon steel, ANSI 61 gray, powder coat finish, screw cover. | from vendor up to 0 business day | 292 | 299
WPBA25 | Wiegmann pushbutton consolet, 25 holes, 30mm, NEMA 12/13, 14 x 13 x 10in (HxWxD), wall mount, carbon steel, ANSI 61 gray, powder coat finish, screw cover. | from vendor up to 0 business day | 332 | 340
WPBA3 | Wiegmann pushbutton consolet, 3 holes, 30mm, NEMA 12/13, 4 x 8 x 5in (HxWxD), wall mount, carbon steel, ANSI 61 gray, powder coat finish, screw cover. | Stock | 118 | 120
WPBA30 | Wiegmann pushbutton consolet, 30 holes, 30mm, NEMA 12/13, 14 x 15 x 10in (HxWxD), wall mount, carbon steel, ANSI 61 gray, powder coat finish, screw cover. | from vendor up to 0 business day | 362 | 371
WPBA4 | Wiegmann pushbutton consolet, 4 holes, 30mm, NEMA 12/13, 4 x 10 x 5in (HxWxD), wall mount, carbon steel, ANSI 61 gray, powder coat finish, screw cover. | Stock | 132 | 135
WPBA4S | Wiegmann pushbutton consolet, 4 holes, 30mm, NEMA 12/13, 7 x 6 x 7in (HxWxD), wall mount, carbon steel, ANSI 61 gray, powder coat finish, screw cover. | Stock | 149 | 152
WPBA6 | Wiegmann pushbutton consolet, 6 holes, 30mm, NEMA 12/13, 7 x 9 x 7in (HxWxD), wall mount, carbon steel, ANSI 61 gray, powder coat finish, screw cover. | Stock | 172 | 176
WPBA8 | Wiegmann pushbutton consolet, 8 holes, 30mm, NEMA 12/13, 7 x 11 x 7in (HxWxD), wall mount, carbon steel, ANSI 61 gray, powder coat finish, screw cover. | Stock | 195 | 200
WPBA9 | Wiegmann pushbutton consolet, 9 holes, 30mm, NEMA 12/13, 10 x 9 x 8in (HxWxD), wall mount, carbon steel, ANSI 61 gray, powder coat finish, screw cover. | from vendor up to 0 business day | 204 | 209
WPC-112017 | IDEM safety switch set, non-contact coded magnetic, (2) N.C. safety output(s), (1) N.O. monitoring output(s), plastic housing, 75 x 29mm, pigtail, 6.5ft/2m cable length. | Stock | 94 | 102
WPC-112018 | IDEM safety switch set, non-contact coded magnetic, (2) N.C. safety output(s), (1) N.O. monitoring output(s), plastic housing, 75 x 29mm, pigtail, 16.4ft/5m cable length. | Stock | 102 | 111
WPC-112020 | IDEM safety switch set, non-contact coded magnetic, (2) N.C. safety output(s), (1) N.O. monitoring output(s), plastic housing, 75 x 29mm, 8-pin M12 quick-disconnect, 9.8in/250mm cable length. | Stock | 122 | 131
WPG-A-M-0050-E | Gefran magnetostrictive linear position sensor, slide, 50mm stroke, 4-20 mA output, 33 x 16.3 x 204mm, channel mount, 18mm DIN 43650 Form A. | Stock | 222
WPG-A-M-0050-N | Gefran magnetostrictive linear position sensor, slide, 50mm stroke, 0-10 VDC output, 33 x 16.3 x 204mm, channel mount, 18mm DIN 43650 Form A. | Stock | 222
WPG-A-M-0100-E | Gefran magnetostrictive linear position sensor, slide, 100mm stroke, 4-20 mA output, 33 x 16.3 x 254mm, channel mount, 18mm DIN 43650 Form A. | Stock | 224
WPG-A-M-0100-N | Gefran magnetostrictive linear position sensor, slide, 100mm stroke, 0-10 VDC output, 33 x 16.3 x 254mm, channel mount, 18mm DIN 43650 Form A. | Stock | 224
WPG-A-M-0150-E | Gefran magnetostrictive linear position sensor, slide, 150mm stroke, 4-20 mA output, 33 x 16.3 x 304mm, channel mount, 18mm DIN 43650 Form A. | Stock | 225
WPG-A-M-0150-N | Gefran magnetostrictive linear position sensor, slide, 150mm stroke, 0-10 VDC output, 33 x 16.3 x 304mm, channel mount, 18mm DIN 43650 Form A. | Stock | 225
WPG-A-M-0200-E | Gefran magnetostrictive linear position sensor, slide, 200mm stroke, 4-20 mA output, 33 x 16.3 x 354mm, channel mount, 18mm DIN 43650 Form A. | Stock | 226
WPG-A-M-0200-N | Gefran magnetostrictive linear position sensor, slide, 200mm stroke, 0-10 VDC output, 33 x 16.3 x 354mm, channel mount, 18mm DIN 43650 Form A. | Stock | 226
WPG-A-M-0250-E | Gefran magnetostrictive linear position sensor, slide, 250mm stroke, 4-20 mA output, 33 x 16.3 x 404mm, channel mount, 18mm DIN 43650 Form A. | Stock | 227
WPG-A-M-0250-N | Gefran magnetostrictive linear position sensor, slide, 250mm stroke, 0-10 VDC output, 33 x 16.3 x 404mm, channel mount, 18mm DIN 43650 Form A. | Stock | 227
WPG-A-M-0300-E | Gefran magnetostrictive linear position sensor, slide, 300mm stroke, 4-20 mA output, 33 x 16.3 x 454mm, channel mount, 18mm DIN 43650 Form A. | Stock | 228
WPG-A-M-0300-N | Gefran magnetostrictive linear position sensor, slide, 300mm stroke, 0-10 VDC output, 33 x 16.3 x 454mm, channel mount, 18mm DIN 43650 Form A. | Stock | 228
WPG-A-M-0400-E | Gefran magnetostrictive linear position sensor, slide, 400mm stroke, 4-20 mA output, 33 x 16.3 x 554mm, channel mount, 18mm DIN 43650 Form A. | Stock | 241
WPG-A-M-0400-N | Gefran magnetostrictive linear position sensor, slide, 400mm stroke, 0-10 VDC output, 33 x 16.3 x 554mm, channel mount, 18mm DIN 43650 Form A. | Stock | 241
WPG-A-M-0500-E | Gefran magnetostrictive linear position sensor, slide, 500mm stroke, 4-20 mA output, 33 x 16.3 x 654mm, channel mount, 18mm DIN 43650 Form A. | Stock | 248
WPG-A-M-0500-N | Gefran magnetostrictive linear position sensor, slide, 500mm stroke, 0-10 VDC output, 33 x 16.3 x 654mm, channel mount, 18mm DIN 43650 Form A. | Stock | 248
WPP-A-H-0050-E | Gefran magnetostrictive linear position sensor, slide, 50mm stroke, 4-20 and 20-4 mA output, 28.3 x 32 x 204mm, channel mount, 8-pin M12 quick-disconnect. | Stock | 337
WPP-A-H-0050-N | Gefran magnetostrictive linear position sensor, slide, 50mm stroke, 0-10 and 10-0 VDC output, 28.3 x 32 x 204mm, channel mount, 8-pin M12 quick-disconnect. | Stock | 337
WPP-A-H-0100-E | Gefran magnetostrictive linear position sensor, slide, 100mm stroke, 4-20 and 20-4 mA output, 28.3 x 32 x 254mm, channel mount, 8-pin M12 quick-disconnect. | Stock | 339
WPP-A-H-0100-N | Gefran magnetostrictive linear position sensor, slide, 100mm stroke, 0-10 and 10-0 VDC output, 28.3 x 32 x 254mm, channel mount, 8-pin M12 quick-disconnect. | Stock | 339
WPP-A-H-0150-E | Gefran magnetostrictive linear position sensor, slide, 150mm stroke, 4-20 and 20-4 mA output, 28.3 x 32 x 304mm, channel mount, 8-pin M12 quick-disconnect. | Stock | 341
WPP-A-H-0150-N | Gefran magnetostrictive linear position sensor, slide, 150mm stroke, 0-10 and 10-0 VDC output, 28.3 x 32 x 304mm, channel mount, 8-pin M12 quick-disconnect. | Stock | 341
WPP-A-H-0200-E | Gefran magnetostrictive linear position sensor, slide, 200mm stroke, 4-20 and 20-4 mA output, 28.3 x 32 x 354mm, channel mount, 8-pin M12 quick-disconnect. | Stock | 342
WPP-A-H-0200-N | Gefran magnetostrictive linear position sensor, slide, 200mm stroke, 0-10 and 10-0 VDC output, 28.3 x 32 x 354mm, channel mount, 8-pin M12 quick-disconnect. | Stock | 342
WPP-A-H-0250-E | Gefran magnetostrictive linear position sensor, slide, 250mm stroke, 4-20 and 20-4 mA output, 28.3 x 32 x 404mm, channel mount, 8-pin M12 quick-disconnect. | Stock | 344
WPP-A-H-0250-N | Gefran magnetostrictive linear position sensor, slide, 250mm stroke, 0-10 and 10-0 VDC output, 28.3 x 32 x 404mm, channel mount, 8-pin M12 quick-disconnect. | Stock | 344
WPP-A-H-0300-E | Gefran magnetostrictive linear position sensor, slide, 300mm stroke, 4-20 and 20-4 mA output, 28.3 x 32 x 454mm, channel mount, 8-pin M12 quick-disconnect. | Stock | 345
WPP-A-H-0300-N | Gefran magnetostrictive linear position sensor, slide, 300mm stroke, 0-10 and 10-0 VDC output, 28.3 x 32 x 454mm, channel mount, 8-pin M12 quick-disconnect. | Stock | 345
WPP-A-H-0400-E | Gefran magnetostrictive linear position sensor, slide, 400mm stroke, 4-20 and 20-4 mA output, 28.3 x 32 x 554mm, channel mount, 8-pin M12 quick-disconnect. | Stock | 361
WPP-A-H-0400-N | Gefran magnetostrictive linear position sensor, slide, 400mm stroke, 0-10 and 10-0 VDC output, 28.3 x 32 x 554mm, channel mount, 8-pin M12 quick-disconnect. | Stock | 361
WPP-A-H-0500-E | Gefran magnetostrictive linear position sensor, slide, 500mm stroke, 4-20 and 20-4 mA output, 28.3 x 32 x 654mm, channel mount, 8-pin M12 quick-disconnect. | Stock | 380
WPP-A-H-0500-N | Gefran magnetostrictive linear position sensor, slide, 500mm stroke, 0-10 and 10-0 VDC output, 28.3 x 32 x 654mm, channel mount, 8-pin M12 quick-disconnect. | Stock | 380
WPR-112005 | IDEM safety switch set, non-contact magnetic, (2) N.C. safety output(s), (1) N.O. monitoring output(s), plastic housing, 75 x 29mm, pigtail, 6.5ft/2m cable length. | Stock | 131 | 143
WPR-112006 | IDEM safety switch set, non-contact magnetic, (2) N.C. safety output(s), (1) N.O. monitoring output(s), plastic housing, 75 x 29mm, pigtail, 16.4ft/5m cable length. | Stock | 139 | 152
WPR-112008 | IDEM safety switch set, non-contact magnetic, (2) N.C. safety output(s), (1) N.O. monitoring output(s), plastic housing, 75 x 29mm, 8-pin M12 quick-disconnect, 9.8in/250mm cable length. | Stock | 163 | 172
W-Q0140-1 | Test Verson of Q0140-1 | Stock | 0.27 | 0.2808
W-Q5090-1 | Test Verson of Q5090-1 | Stock | 1.02 | 1.0608
WRD602418FS4 | Wiegmann KwikHinge series enclosure, NEMA 3R/4/12, 60 x 24 x 18in (HxWxD), freestanding, carbon steel, ANSI 61 gray, powder coat finish, single-door, 3-point keylocking/padlocking combo handle. | from vendor up to 20 business days | 1445 | 1480
WRD602418SSFSN4 | Wiegmann KwikHinge series enclosure, NEMA 3R/4/4X/12, 60 x 24 x 18in (HxWxD), freestanding mount, 304 stainless steel, No. 3 intermediate polished finish, single-door, 3-point keylocking/padlocking combo handle. | from vendor up to 20 business days | 5145 | 5269
WRD603624FS4 | Wiegmann KwikHinge series enclosure, NEMA 3R/4/12, 60 x 36 x 24in (HxWxD), freestanding, carbon steel, ANSI 61 gray, powder coat finish, single-door, 3-point keylocking/padlocking combo handle. | from vendor up to 20 business days | 1886 | 1932
WRD603624SSFSN4 | Wiegmann KwikHinge series enclosure, NEMA 3R/4/4X/12, 60 x 36 x 24in (HxWxD), freestanding mount, 304 stainless steel, No. 3 intermediate polished finish, single-door, 3-point keylocking/padlocking combo handle. | from vendor up to 20 business days | 6821 | 6985
WRD604818FSD4 | Wiegmann KwikHinge series enclosure, NEMA 3R/4/12, 60 x 48 x 18in (HxWxD), freestanding, carbon steel, ANSI 61 gray, powder coat finish, 2-door, 3-point keylocking/padlocking combo handle. | from vendor up to 20 business days | 2414 | 2472
WRD604818SSFSDN4 | Wiegmann KwikHinge series enclosure, NEMA 3R/4/4X/12, 60 x 48 x 18in (HxWxD), freestanding mount, 304 stainless steel, No. 3 intermediate polished finish, 2-door, 3-point keylocking/padlocking combo handle. | from vendor up to 20 business days | 9108 | 9326
WRD624810N4D3PT | Wiegmann KwikHinge series enclosure, NEMA 3R/4/12, 62 x 48 x 10in (HxWxD), floor mount, carbon steel, ANSI 61 gray, powder coat finish, 2-door, 3-point keylocking/padlocking combo handle. | from vendor up to 20 business days | 2555 | 2616
WRD626012N4D3PT | Wiegmann KwikHinge series enclosure, NEMA 3R/4/12, 62 x 60 x 12in (HxWxD), floor mount, carbon steel, ANSI 61 gray, powder coat finish, 2-door, 3-point keylocking/padlocking combo handle. | from vendor up to 20 business days | 2954 | 3025
WRD722418FS4 | Wiegmann KwikHinge series enclosure, NEMA 3R/4/12, 72 x 24 x 18in (HxWxD), freestanding, carbon steel, ANSI 61 gray, powder coat finish, single-door, 3-point keylocking/padlocking combo handle. | from vendor up to 20 business days | 1648 | 1688
WRD722418SSFSN4 | Wiegmann KwikHinge series enclosure, NEMA 3R/4/4X/12, 72 x 24 x 18in (HxWxD), freestanding mount, 304 stainless steel, No. 3 intermediate polished finish, single-door, 3-point keylocking/padlocking combo handle. | from vendor up to 20 business days | 5705 | 5842
WRD722424FS4 | Wiegmann KwikHinge series enclosure, NEMA 3R/4/12, 72 x 24 x 24in (HxWxD), freestanding, carbon steel, ANSI 61 gray, powder coat finish, single-door, 3-point keylocking/padlocking combo handle. | from vendor up to 20 business days | 1879 | 1924
WRD722424SSFSN4 | Wiegmann KwikHinge series enclosure, NEMA 3R/4/4X/12, 72 x 24 x 24in (HxWxD), freestanding mount, 304 stainless steel, No. 3 intermediate polished finish, single-door, 3-point keylocking/padlocking combo handle. | from vendor up to 20 business days | 6341 | 6493
WRD723018FS4 | Wiegmann KwikHinge series enclosure, NEMA 3R/4/12, 72 x 30 x 18in (HxWxD), freestanding, carbon steel, ANSI 61 gray, powder coat finish, single-door, 3-point keylocking/padlocking combo handle. | from vendor up to 20 business days | 1770 | 1812
WRD723018SSFSN4 | Wiegmann KwikHinge series enclosure, NEMA 3R/4/4X/12, 72 x 30 x 18in (HxWxD), freestanding mount, 304 stainless steel, No. 3 intermediate polished finish, single-door, 3-point keylocking/padlocking combo handle. | from vendor up to 20 business days | 6301 | 6453
WRD723024FS4 | Wiegmann KwikHinge series enclosure, NEMA 3R/4/12, 72 x 30 x 24in (HxWxD), freestanding, carbon steel, ANSI 61 gray, powder coat finish, single-door, 3-point keylocking/padlocking combo handle. | from vendor up to 20 business days | 2011 | 2059
WRD723024SSFSN4 | Wiegmann KwikHinge series enclosure, NEMA 3R/4/4X/12, 72 x 30 x 24in (HxWxD), freestanding mount, 304 stainless steel, No. 3 intermediate polished finish, single-door, 3-point keylocking/padlocking combo handle. | from vendor up to 20 business days | 6985 | 7152
WRD723618FS4 | Wiegmann KwikHinge series enclosure, NEMA 3R/4/12, 72 x 36 x 18in (HxWxD), freestanding, carbon steel, ANSI 61 gray, powder coat finish, single-door, 3-point keylocking/padlocking combo handle. | from vendor up to 20 business days | 1938 | 1984
WRD723618SSFSN4 | Wiegmann KwikHinge series enclosure, NEMA 3R/4/4X/12, 72 x 36 x 18in (HxWxD), freestanding mount, 304 stainless steel, No. 3 intermediate polished finish, single-door, 3-point keylocking/padlocking combo handle. | from vendor up to 20 business days | 6903 | 7068
WRD723624FS4 | Wiegmann KwikHinge series enclosure, NEMA 3R/4/12, 72 x 36 x 24in (HxWxD), freestanding, carbon steel, ANSI 61 gray, powder coat finish, single-door, 3-point keylocking/padlocking combo handle. | from vendor up to 20 business days | 2195 | 2248
WRD723624SSFSN4 | Wiegmann KwikHinge series enclosure, NEMA 3R/4/4X/12, 72 x 36 x 24in (HxWxD), freestanding mount, 304 stainless steel, No. 3 intermediate polished finish, single-door, 3-point keylocking/padlocking combo handle. | from vendor up to 20 business days | 7622 | 7805
WRD723630FS4 | Wiegmann KwikHinge series enclosure, NEMA 3R/4/12, 72 x 36 x 30in (HxWxD), freestanding, carbon steel, ANSI 61 gray, powder coat finish, single-door, 3-point keylocking/padlocking combo handle. | from vendor up to 20 business days | 2408 | 2465
WRD723630SSFSN4 | Wiegmann KwikHinge series enclosure, NEMA 3R/4/4X/12, 72 x 36 x 30in (HxWxD), freestanding mount, 304 stainless steel, No. 3 intermediate polished finish, single-door, 3-point keylocking/padlocking combo handle. | from vendor up to 20 business days | 8341 | 8541
WRD723636FS4 | Wiegmann KwikHinge series enclosure, NEMA 3R/4/12, 72 x 36 x 36in (HxWxD), freestanding, carbon steel, ANSI 61 gray, powder coat finish, single-door, 3-point keylocking/padlocking combo handle. | from vendor up to 20 business days | 2683 | 2748
WRD723636SSFSN4 | Wiegmann KwikHinge series enclosure, NEMA 3R/4/4X/12, 72 x 36 x 36in (HxWxD), freestanding mount, 304 stainless steel, No. 3 intermediate polished finish, single-door, 3-point keylocking/padlocking combo handle. | from vendor up to 20 business days | 9067 | 9284
WRD724818FSD4 | Wiegmann KwikHinge series enclosure, NEMA 3R/4/12, 72 x 48 x 18in (HxWxD), freestanding, carbon steel, ANSI 61 gray, powder coat finish, 2-door, 3-point keylocking/padlocking combo handle. | from vendor up to 20 business days | 2584 | 2646
WRD724818SSFSDN4 | Wiegmann KwikHinge series enclosure, NEMA 3R/4/4X/12, 72 x 48 x 18in (HxWxD), freestanding mount, 304 stainless steel, No. 3 intermediate polished finish, 2-door, 3-point keylocking/padlocking combo handle. | from vendor up to 20 business days | 10025 | 10266
WRD724824FSD4 | Wiegmann KwikHinge series enclosure, NEMA 3R/4/12, 72 x 48 x 24in (HxWxD), freestanding, carbon steel, ANSI 61 gray, powder coat finish, 2-door, 3-point keylocking/padlocking combo handle. | from vendor up to 20 business days | 2880 | 2949
WRD724824SSFSDN4 | Wiegmann KwikHinge series enclosure, NEMA 3R/4/4X/12, 72 x 48 x 24in (HxWxD), freestanding mount, 304 stainless steel, No. 3 intermediate polished finish, 2-door, 3-point keylocking/padlocking combo handle. | from vendor up to 20 business days | 10874 | 11135
WRD726018FSD4 | Wiegmann KwikHinge series enclosure, NEMA 3R/4/12, 72 x 60 x 18in (HxWxD), freestanding, carbon steel, ANSI 61 gray, powder coat finish, 2-door, 3-point keylocking/padlocking combo handle. | from vendor up to 20 business days | 2908 | 2978
WRD726018SSFSDN4 | Wiegmann KwikHinge series enclosure, NEMA 3R/4/4X/12, 72 x 60 x 18in (HxWxD), freestanding mount, 304 stainless steel, No. 3 intermediate polished finish, 2-door, 3-point keylocking/padlocking combo handle. | from vendor up to 20 business days | 11292 | 11563
WRD726024FSD4 | Wiegmann KwikHinge series enclosure, NEMA 3R/4/12, 72 x 60 x 24in (HxWxD), freestanding, carbon steel, ANSI 61 gray, powder coat finish, 2-door, 3-point keylocking/padlocking combo handle. | from vendor up to 20 business days | 3320 | 3400
WRD726024SSFSDN4 | Wiegmann KwikHinge series enclosure, NEMA 3R/4/4X/12, 72 x 60 x 24in (HxWxD), freestanding mount, 304 stainless steel, No. 3 intermediate polished finish, 2-door, 3-point keylocking/padlocking combo handle. | from vendor up to 20 business days | 12210 | 12503
WRD726036FSD4 | Wiegmann KwikHinge series enclosure, NEMA 3R/4/12, 72 x 60 x 36in (HxWxD), freestanding, carbon steel, ANSI 61 gray, powder coat finish, 2-door, 3-point keylocking/padlocking combo handle. | from vendor up to 20 business days | 3723 | 3813
WRD726036SSFSDN4 | Wiegmann KwikHinge series enclosure, NEMA 3R/4/4X/12, 72 x 60 x 36in (HxWxD), freestanding mount, 304 stainless steel, No. 3 intermediate polished finish, 2-door, 3-point keylocking/padlocking combo handle. | from vendor up to 20 business days | 14079 | 14417
WRD727218FSD4 | Wiegmann KwikHinge series enclosure, NEMA 3R/4/12, 72 x 72 x 18in (HxWxD), freestanding, carbon steel, ANSI 61 gray, powder coat finish, 2-door, 3-point keylocking/padlocking combo handle. | from vendor up to 20 business days | 3316 | 3395
WRD727218SSFSDN4 | Wiegmann KwikHinge series enclosure, NEMA 3R/4/4X/12, 72 x 72 x 18in (HxWxD), freestanding mount, 304 stainless steel, No. 3 intermediate polished finish, 2-door, 3-point keylocking/padlocking combo handle. | from vendor up to 20 business days | 12552 | 12853
WRD727224FSD4 | Wiegmann KwikHinge series enclosure, NEMA 3R/4/12, 72 x 72 x 24in (HxWxD), freestanding, carbon steel, ANSI 61 gray, powder coat finish, 2-door, 3-point keylocking/padlocking combo handle. | from vendor up to 20 business days | 3580 | 3666
WRD727224SSFSDN4 | Wiegmann KwikHinge series enclosure, NEMA 3R/4/4X/12, 72 x 72 x 24in (HxWxD), freestanding mount, 304 stainless steel, No. 3 intermediate polished finish, 2-door, 3-point keylocking/padlocking combo handle. | from vendor up to 20 business days | 13566 | 13891
WRD72XM2718FS4 | Wiegmann KwikHinge series disconnect enclosure, NEMA 3R/4/12, right flange, 72 x 27 x 18in (HxWxD), freestanding, carbon steel, ANSI 61 gray, powder coat finish, single-door, 3-point keylocking/padlocking combo handle, subpanel included. | from vendor up to 20 business days | 2386 | 2443
WRD72XM3318FS4 | Wiegmann KwikHinge series disconnect enclosure, NEMA 3R/4/12, right flange, 72 x 33 x 18in (HxWxD), freestanding, carbon steel, ANSI 61 gray, powder coat finish, single-door, 3-point keylocking/padlocking combo handle, subpanel included. | from vendor up to 20 business days | 2646 | 2709
WRD72XM3918FS4 | Wiegmann KwikHinge series disconnect enclosure, NEMA 3R/4/12, right flange, 72 x 39 x 18in (HxWxD), freestanding, carbon steel, ANSI 61 gray, powder coat finish, single-door, 3-point keylocking/padlocking combo handle, subpanel included. | from vendor up to 20 business days | 2979 | 3051
WRD72XM5318FSD4 | Wiegmann KwikHinge series disconnect enclosure, NEMA 3R/4/12, right flange, 72 x 53 x 18in (HxWxD), freestanding, carbon steel, ANSI 61 gray, powder coat finish, 2-door, 3-point keylocking/padlocking combo handle, subpanel included. | from vendor up to 20 business days | 4190 | 4290
WRD72XM6518FSD4 | Wiegmann KwikHinge series disconnect enclosure, NEMA 3R/4/12, right flange, 72 x 65 x 18in (HxWxD), freestanding, carbon steel, ANSI 61 gray, powder coat finish, 2-door, 3-point keylocking/padlocking combo handle, subpanel included. | from vendor up to 20 business days | 4720 | 4833
WRD72XM7718FSD4 | Wiegmann KwikHinge series disconnect enclosure, NEMA 3R/4/12, right flange, 72 x 77 x 18in (HxWxD), freestanding, carbon steel, ANSI 61 gray, powder coat finish, 2-door, 3-point keylocking/padlocking combo handle, subpanel included. | from vendor up to 20 business days | 5250 | 5376
WRD72XM7724FSD4 | Wiegmann KwikHinge series disconnect enclosure, NEMA 3R/4/12, right flange, 72 x 77 x 24in (HxWxD), freestanding, carbon steel, ANSI 61 gray, powder coat finish, 2-door, 3-point keylocking/padlocking combo handle, subpanel included. | from vendor up to 20 business days | 5941 | 6083
WRD746012N4D3PT | Wiegmann KwikHinge series enclosure, NEMA 3R/4/12, 74 x 60 x 12in (HxWxD), floor mount, carbon steel, ANSI 61 gray, powder coat finish, 2-door, 3-point keylocking/padlocking combo handle. | from vendor up to 20 business days | 3364 | 3445
WRD746018N4D3PT | Wiegmann KwikHinge series enclosure, NEMA 3R/4/12, 74 x 60 x 18in (HxWxD), floor mount, carbon steel, ANSI 61 gray, powder coat finish, 2-door, 3-point keylocking/padlocking combo handle. | from vendor up to 20 business days | 3882 | 3975
WRD746024N4D3PT | Wiegmann KwikHinge series enclosure, NEMA 3R/4/12, 74 x 60 x 24in (HxWxD), floor mount, carbon steel, ANSI 61 gray, powder coat finish, 2-door, 3-point keylocking/padlocking combo handle. | from vendor up to 20 business days | 4078 | 4175
WRD747212N4D3PT | Wiegmann KwikHinge series enclosure, NEMA 3R/4/12, 74 x 72 x 12in (HxWxD), floor mount, carbon steel, ANSI 61 gray, powder coat finish, 2-door, 3-point keylocking/padlocking combo handle. | from vendor up to 20 business days | 3748 | 3838
WRD747218N4D3PT | Wiegmann KwikHinge series enclosure, NEMA 3R/4/12, 74 x 72 x 18in (HxWxD), floor mount, carbon steel, ANSI 61 gray, powder coat finish, 2-door, 3-point keylocking/padlocking combo handle. | from vendor up to 20 business days | 3989 | 4084
WRD747224N4D3PT | Wiegmann KwikHinge series enclosure, NEMA 3R/4/12, 74 x 72 x 24in (HxWxD), floor mount, carbon steel, ANSI 61 gray, powder coat finish, 2-door, 3-point keylocking/padlocking combo handle. | from vendor up to 20 business days | 4287 | 4390
WRD84XM3918FS4 | Wiegmann KwikHinge series disconnect enclosure, NEMA 3R/4/12, right flange, 84 x 39 x 18in (HxWxD), freestanding, carbon steel, ANSI 61 gray, powder coat finish, single-door, 3-point keylocking/padlocking combo handle, subpanel included. | from vendor up to 20 business days | 3229 | 3307
WRD84XM7718FSD4 | Wiegmann KwikHinge series disconnect enclosure, NEMA 3R/4/12, right flange, 84 x 77 x 18in (HxWxD), freestanding, carbon steel, ANSI 61 gray, powder coat finish, 2-door, 3-point keylocking/padlocking combo handle, subpanel included. | from vendor up to 20 business days | 5979 | 6122
WRD902420FS4 | Wiegmann KwikHinge series enclosure, NEMA 3R/4/12, 90 x 24 x 20in (HxWxD), freestanding, carbon steel, ANSI 61 gray, powder coat finish, single-door, 3-point keylocking/padlocking combo handle. | from vendor up to 20 business days | 1963 | 2011
WRD902420SSFSN4 | Wiegmann KwikHinge series enclosure, NEMA 3R/4/4X/12, 90 x 24 x 20in (HxWxD), freestanding mount, 304 stainless steel, No. 3 intermediate polished finish, single-door, 3-point keylocking/padlocking combo handle. | from vendor up to 20 business days | 6798 | 6961
WRD903620FS4 | Wiegmann KwikHinge series enclosure, NEMA 3R/4/12, 90 x 36 x 20in (HxWxD), freestanding, carbon steel, ANSI 61 gray, powder coat finish, single-door, 3-point keylocking/padlocking combo handle. | from vendor up to 20 business days | 2317 | 2373
WRD903620SSFSN4 | Wiegmann KwikHinge series enclosure, NEMA 3R/4/4X/12, 90 x 36 x 20in (HxWxD), freestanding mount, 304 stainless steel, No. 3 intermediate polished finish, single-door, 3-point keylocking/padlocking combo handle. | from vendor up to 20 business days | 8265 | 8464
WRD903624FS4 | Wiegmann KwikHinge series enclosure, NEMA 3R/4/12, 90 x 36 x 24in (HxWxD), freestanding, carbon steel, ANSI 61 gray, powder coat finish, single-door, 3-point keylocking/padlocking combo handle. | from vendor up to 20 business days | 2539 | 2600
WRD903624SSFSN4 | Wiegmann KwikHinge series enclosure, NEMA 3R/4/4X/12, 90 x 36 x 24in (HxWxD), freestanding mount, 304 stainless steel, No. 3 intermediate polished finish, single-door, 3-point keylocking/padlocking combo handle. | from vendor up to 20 business days | 8834 | 9046
WRD903636FS4 | Wiegmann KwikHinge series enclosure, NEMA 3R/4/12, 90 x 36 x 36in (HxWxD), freestanding, carbon steel, ANSI 61 gray, powder coat finish, single-door, 3-point keylocking/padlocking combo handle. | from vendor up to 20 business days | 3110 | 3185
WRD903636SSFSN4 | Wiegmann KwikHinge series enclosure, NEMA 3R/4/4X/12, 90 x 36 x 36in (HxWxD), freestanding mount, 304 stainless steel, No. 3 intermediate polished finish, single-door, 3-point keylocking/padlocking combo handle. | from vendor up to 20 business days | 10511 | 10764
WRD904820FSD4 | Wiegmann KwikHinge series enclosure, NEMA 3R/4/12, 90 x 48 x 20in (HxWxD), freestanding, carbon steel, ANSI 61 gray, powder coat finish, 2-door, 3-point keylocking/padlocking combo handle. | from vendor up to 20 business days | 3023 | 3096
WRD904820SSFSDN4 | Wiegmann KwikHinge series enclosure, NEMA 3R/4/4X/12, 90 x 48 x 20in (HxWxD), freestanding mount, 304 stainless steel, No. 3 intermediate polished finish, 2-door, 3-point keylocking/padlocking combo handle. | from vendor up to 20 business days | 11737 | 12019
WRD907220FSD4 | Wiegmann KwikHinge series enclosure, NEMA 3R/4/12, 90 x 72 x 20in (HxWxD), freestanding, carbon steel, ANSI 61 gray, powder coat finish, 2-door, 3-point keylocking/padlocking combo handle. | from vendor up to 20 business days | 3912 | 4006
WRD907220SSFSDN4 | Wiegmann KwikHinge series enclosure, NEMA 3R/4/4X/12, 90 x 72 x 20in (HxWxD), freestanding mount, 304 stainless steel, No. 3 intermediate polished finish, 2-door, 3-point keylocking/padlocking combo handle. | from vendor up to 20 business days | 14819 | 15174
WRD907224FSD4 | Wiegmann KwikHinge series enclosure, NEMA 3R/4/12, 90 x 72 x 24in (HxWxD), freestanding, carbon steel, ANSI 61 gray, powder coat finish, 2-door, 3-point keylocking/padlocking combo handle. | from vendor up to 20 business days | 4113 | 4211
WRD907224SSFSDN4 | Wiegmann KwikHinge series enclosure, NEMA 3R/4/4X/12, 90 x 72 x 24in (HxWxD), freestanding mount, 304 stainless steel, No. 3 intermediate polished finish, 2-door, 3-point keylocking/padlocking combo handle. | from vendor up to 20 business days | 15572 | 15946
WRD907236FSD4 | Wiegmann KwikHinge series enclosure, NEMA 3R/4/12, 90 x 72 x 36in (HxWxD), freestanding, carbon steel, ANSI 61 gray, powder coat finish, 2-door, 3-point keylocking/padlocking combo handle. | from vendor up to 20 business days | 4846 | 4963
WRD907236SSFSDN4 | Wiegmann KwikHinge series enclosure, NEMA 3R/4/4X/12, 90 x 72 x 36in (HxWxD), freestanding mount, 304 stainless steel, No. 3 intermediate polished finish, 2-door, 3-point keylocking/padlocking combo handle. | from vendor up to 20 business days | 17839 | 18267
WRD90XM3920FS4 | Wiegmann KwikHinge series disconnect enclosure, NEMA 3R/4/12, right flange, 90 x 39 x 20in (HxWxD), freestanding, carbon steel, ANSI 61 gray, powder coat finish, single-door, 3-point keylocking/padlocking combo handle, subpanel included. | from vendor up to 20 business days | 3689 | 3777
WRD90XM3924FS4 | Wiegmann KwikHinge series disconnect enclosure, NEMA 3R/4/12, right flange, 90 x 39 x 24in (HxWxD), freestanding, carbon steel, ANSI 61 gray, powder coat finish, single-door, 3-point keylocking/padlocking combo handle, subpanel included. | from vendor up to 20 business days | 3907 | 4000
WRD90XM7720FSD4 | Wiegmann KwikHinge series disconnect enclosure, NEMA 3R/4/12, right flange, 90 x 77 x 20in (HxWxD), freestanding, carbon steel, ANSI 61 gray, powder coat finish, 2-door, 3-point keylocking/padlocking combo handle, subpanel included. | from vendor up to 20 business days | 6607 | 6766
WRD90XM7724FSD4 | Wiegmann KwikHinge series disconnect enclosure, NEMA 3R/4/12, right flange, 90 x 77 x 24in (HxWxD), freestanding, carbon steel, ANSI 61 gray, powder coat finish, 2-door, 3-point keylocking/padlocking combo handle, subpanel included. | from vendor up to 20 business days | 6896 | 7061
WSE-A0-3A | AutomationDirect inductive proximity sensor, tubular, 8mm diameter x 45mm body, weld coated 316 stainless steel housing, NPN/PNP, N.O. output, 2mm sensing distance, flush, 150 Hz switching frequency, IP67, pigtail. | Stock | 49.5 | 53
WSE-A0-3E | AutomationDirect inductive proximity sensor, tubular, 8mm diameter x 45mm body, weld coated 316 stainless steel housing, NPN/PNP, N.O. output, 2mm sensing distance, flush, 150 Hz switching frequency, IP67, 4-pin M12 quick-disconnect. | Stock | 49.5 | 53
WSE-AN-3H | AutomationDirect inductive proximity sensor, tubular, 8mm diameter x 60mm body, weld coated 316 stainless steel housing, NPN, N.O. output, 2mm sensing distance, flush, 100 Hz switching frequency, IP67 IP68, 4-pin M12 quick-disconnect. | Stock | 49.5 | 53
WSE-AP-3H | AutomationDirect inductive proximity sensor, tubular, 8mm diameter x 60mm body, weld coated 316 stainless steel housing, PNP, N.O. output, 2mm sensing distance, flush, 100 Hz switching frequency, IP67 IP68, 4-pin M12 quick-disconnect. | Stock | 46.5 | 50
WSK-A0-3A | AutomationDirect inductive proximity sensor, tubular, 18mm diameter x 40mm body, weld coated 316 stainless steel housing, NPN/PNP, N.O. output, 6mm sensing distance, flush, 50 Hz switching frequency, IP67, pigtail. | Stock | 48.5 | 52
WSK-A0-3E | AutomationDirect inductive proximity sensor, tubular, 18mm diameter x 40mm body, weld coated 316 stainless steel housing, NPN/PNP, N.O. output, 6mm sensing distance, flush, 50 Hz switching frequency, IP67, 4-pin M12 quick-disconnect. | Stock | 48.5 | 52
WSK-AP-3H | AutomationDirect inductive proximity sensor, tubular, 18mm diameter x 45mm body, weld coated 316 stainless steel housing, PNP, N.O. output, 8mm sensing distance, flush, 2 Hz switching frequency, IP65 IP66 IP67 IP68 IP69K, 4-pin M12 quick-disconnect. | Stock | 32.5 | 35
WSM-A0-3A | AutomationDirect inductive proximity sensor, tubular, 12mm diameter x 40mm body, weld coated 316 stainless steel housing, NPN/PNP, N.O. output, 4mm sensing distance, flush, 75 Hz switching frequency, IP67, pigtail. | Stock | 54 | 58
WSM-A0-3E | AutomationDirect inductive proximity sensor, tubular, 12mm diameter x 40mm body, weld coated 316 stainless steel housing, NPN/PNP, N.O. output, 4mm sensing distance, flush, 75 Hz switching frequency, IP67, 4-pin M12 quick-disconnect. | Stock | 54 | 58
WSM-AP-3H | AutomationDirect inductive proximity sensor, tubular, 12mm diameter x 45mm body, weld coated 316 stainless steel housing, PNP, N.O. output, 4mm sensing distance, flush, 2 Hz switching frequency, IP65 IP66 IP67 IP68 IP69K, 4-pin M12 quick-disconnect. | Stock | 38 | 41
WST-A0-3A | AutomationDirect inductive proximity sensor, tubular, 30mm diameter x 40mm body, weld coated 316 stainless steel housing, NPN/PNP, N.O. output, 12mm sensing distance, flush, 25 Hz switching frequency, IP67, pigtail. | Stock | 56 | 60
WST-A0-3E | AutomationDirect inductive proximity sensor, tubular, 30mm diameter x 40mm body, weld coated 316 stainless steel housing, NPN/PNP, N.O. output, 12mm sensing distance, flush, 25 Hz switching frequency, IP67, 4-pin M12 quick-disconnect. | Stock | 56 | 60
WST-AP-3H | AutomationDirect inductive proximity sensor, tubular, 30mm diameter x 50mm body, weld coated 316 stainless steel housing, PNP, N.O. output, 15mm sensing distance, flush, 2 Hz switching frequency, IP65 IP66 IP67 IP68 IP69K, 4-pin M12 quick-disconnect. | Stock | 40.5 | 43.5
W-V50166-1 | Test verson of V40166-1 | Stock | 0.48
X-10 | Killark blank cover, for use with SWB series device splice boxes. | Stock | 55 | 60
XCS-0A15D | Killark control station cover assembly, hazardous location rated, single pilot light, two mini-pushbuttons, red/green, 110 VAC/VDC LED, red, momentary, (1) N.O./(1) N.C. contact(s), blank legend plate(s), legend plate marking "START, STOP". | Stock | 332 | 360
XCS-0B1 | Killark control station cover assembly, hazardous location rated, single pushbutton, green, momentary, (1) N.O. contact(s), legend plate marking "START". | Stock | 157 | 170
XCS-0B13-CD | Killark control station cover assembly, hazardous location rated, single pilot light, single pushbutton, red, 110 VAC/VDC LED, red, momentary, (1) N.C. contact(s), blank legend plate(s), legend plate marking "STOP". | Stock | 209 | 227
XCS-0B13-OD | Killark control station cover assembly, hazardous location rated, single pilot light, single pushbutton, green, 110 VAC/VDC LED, red, momentary, (1) N.O. contact(s), blank legend plate(s), legend plate marking "START". | Stock | 209 | 227
XCS-0B13-UD | Killark control station cover assembly, hazardous location rated, single pilot light, single pushbutton, black, 110 VAC/VDC LED, red, momentary, (1) N.O./(1) N.C. contact(s), (2) blank legend plate(s). | Stock | 264 | 286
XCS-0B2 | Killark control station cover assembly, hazardous location rated, single pushbutton, red, momentary, (1) N.C. contact(s), legend plate marking "STOP". | Stock | 157 | 170
XCS-0B24ALD | Killark control station cover assembly, hazardous location rated, single pilot light, indicating light, amber, 110 VAC/VDC LED, amber, operator only, blank legend plate(s). | Stock | 289 | 314
XCS-0B24CLD | Killark control station cover assembly, hazardous location rated, single pilot light, indicating light, clear, 110 VAC/VDC LED, operator only, blank legend plate(s). | Stock | 227 | 246
XCS-0B24GLD | Killark control station cover assembly, hazardous location rated, single pilot light, indicating light, green, 110 VAC/VDC LED, green, operator only, blank legend plate(s). | Stock | 202 | 219
XCS-0B24RLD | Killark control station cover assembly, hazardous location rated, single pilot light, indicating light, red, 110 VAC/VDC LED, red, operator only, blank legend plate(s). | Stock | 202 | 219
XCS-0B3 | Killark control station cover assembly, hazardous location rated, single pushbutton, black, momentary, (1) N.O./(1) N.C. contact(s), blank legend plate(s). | Stock | 186 | 202
XCS-0B30ALD | Killark control station cover assembly, hazardous location rated, two pilot lights, indicating light, amber/amber, 110 VAC/VDC LED, amber, operator only, (2) blank legend plate(s). | Stock | 484 | 525
XCS-0B30CLD | Killark control station cover assembly, hazardous location rated, two pilot lights, indicating light, clear/clear, 110 VAC/VDC LED, clear/white, operator only, (2) blank legend plate(s). | Stock | 297 | 322
XCS-0B30GLD | Killark control station cover assembly, hazardous location rated, two pilot lights, indicating light, green/green, 110 VAC/VDC LED, green, operator only, (2) blank legend plate(s). | Stock | 277 | 301
XCS-0B30RLD | Killark control station cover assembly, hazardous location rated, two pilot lights, indicating light, red/red, 110 VAC/VDC LED, red, operator only, (2) blank legend plate(s). | Stock | 413 | 448
XCS-0B30RLD-GLD | Killark control station cover assembly, hazardous location rated, two pilot lights, indicating light, red/green, 110 VAC/VDC LED, red/green, operator only, (2) blank legend plate(s). | Stock | 297 | 322
XCS-0B4 | Killark control station cover assembly, hazardous location rated, two pushbuttons, red/green, momentary, (1) N.O. and (1) N.C. contact(s), legend plate marking "START / STOP". | Stock | 206 | 224
XCS-0B4-U | Killark control station cover assembly, hazardous location rated, two pushbuttons, red/green, momentary, (1) N.O/(1) N.C. and (1) N.O/(1) N.C. contact(s), legend plate marking "START / STOP". | Stock | 267 | 290
XCS-0B5 | Killark control station cover assembly, hazardous location rated, two pushbuttons, green/green, momentary, (1) N.O. and (1) N.O. contact(s), legend plate marking "START / START". | Stock | 206 | 224
XCS-0B7 | Killark control station cover assembly, hazardous location rated, two pushbuttons, black/black, momentary, (1) N.O/(1) N.C. and (1) N.O/(1) N.C. contact(s), (2) blank legend plate(s). | Stock | 266 | 289
XCS-0K2A1A | Killark control station cover assembly, hazardous location rated, single selector switch, key-operated, 2-position, black, maintained, (1) N.O./(1) N.C. contact(s), legend plate marking "OFF ON". | Stock | 265 | 288
XCS-0K2A5A | Killark control station cover assembly, hazardous location rated, single selector switch, key-operated, 2-position, black, maintained, (2) N.O./(2) N.C. contact(s), legend plate marking "OFF ON". | Stock | 321 | 348
XCS-0K2L3F22A | Killark control station cover assembly, hazardous location rated, single selector switch, key-operated, 2-position, black, spring return from right, (1) N.O./(1) N.C. contact(s), legend plate marking "OFF ON". | Stock | 279 | 303
XCS-0K3C4A | Killark control station cover assembly, hazardous location rated, single selector switch, key-operated, 3-position, black, maintained, (1) N.O./(1) N.C. contact(s), legend plate marking "HAND OFF AUTO". | Stock | 254 | 276
XCS-0K3C5A | Killark control station cover assembly, hazardous location rated, single selector switch, key-operated, 3-position, black, maintained, (2) N.O./(2) N.C. contact(s), legend plate marking "HAND OFF AUTO". | Stock | 321 | 348
XCS-0K3L6G32A | Killark control station cover assembly, hazardous location rated, single selector switch, key-operated, 3-position, black, spring return to center from right, maintained center and left, (2) N.O. contact(s), legend plate marking "HAND OFF AUTO". | Stock | 352 | 382
XCS-0K3M6G32A | Killark control station cover assembly, hazardous location rated, single selector switch, key-operated, 3-position, black, spring return to center from right or left, (2) N.O. contact(s), legend plate marking "HAND OFF AUTO". | Stock | 352 | 382
XCS-0K3R6G32A | Killark control station cover assembly, hazardous location rated, single selector switch, key-operated, 3-position, black, spring return to center from left, maintained center and right, (2) N.O. contact(s), legend plate marking "HAND OFF AUTO". | Stock | 352 | 382
XCS-0MMG3 | Killark control station cover assembly, hazardous location rated, single pushbutton, mushroom, green, push-pull, (1) N.O./(1) N.C. contact(s), (3) two-sided legend plate(s), legend plate marking "START,STOP / EMERGENCY STOP, RESET / blank, RESET". | Stock | 505 | 548
XCS-0MMK3 | Killark control station cover assembly, hazardous location rated, single pushbutton, mushroom, black, push-pull, (1) N.O./(1) N.C. contact(s), (3) two-sided legend plate(s), legend plate marking "START,STOP / EMERGENCY STOP, RESET / blank, RESET". | Stock | 505 | 548
XCS-0MMR3 | Killark control station cover assembly, hazardous location rated, single pushbutton, mushroom, red, push-pull, (1) N.O./(1) N.C. contact(s), (3) two-sided legend plate(s), legend plate marking "START,STOP / EMERGENCY STOP, RESET / blank, RESET". | Stock | 472 | 512
XCS-0S2A1 | Killark control station cover assembly, hazardous location rated, single selector switch, knob, 2-position, black, maintained, (1) N.O./(1) N.C. contact(s), legend plate marking "OFF ON". | Stock | 206 | 224
XCS-0S2A5 | Killark control station cover assembly, hazardous location rated, single selector switch, knob, 2-position, black, maintained, (2) N.O./(2) N.C. contact(s), legend plate marking "OFF ON". | Stock | 270 | 293
XCS-0S2L3F | Killark control station cover assembly, hazardous location rated, single selector switch, knob, 2-position, black, spring return from right, (1) N.O./(1) N.C. contact(s), legend plate marking "OFF ON". | Stock | 279 | 303
XCS-0S3C4 | Killark control station cover assembly, hazardous location rated, single selector switch, knob, 3-position, black, maintained, (1) N.O./(1) N.C. contact(s), legend plate marking "HAND OFF AUTO". | Stock | 206 | 224
XCS-0S3C5 | Killark control station cover assembly, hazardous location rated, single selector switch, knob, 3-position, black, maintained, (2) N.O./(2) N.C. contact(s), legend plate marking "HAND OFF AUTO". | Stock | 270 | 293
XCS-0S3L6G | Killark control station cover assembly, hazardous location rated, single selector switch, knob, 3-position, black, spring return to center from right, maintained center and left, (2) N.O. contact(s), legend plate marking "HAND OFF AUTO". | Stock | 279 | 303
XCS-0S3M6G | Killark control station cover assembly, hazardous location rated, single selector switch, knob, 3-position, black, spring return to center from right or left, (2) N.O. contact(s), legend plate marking "HAND OFF AUTO". | Stock | 279 | 303
XCS-0S3R6G | Killark control station cover assembly, hazardous location rated, single selector switch, knob, 3-position, black, spring return to center from left, maintained center and right, (2) N.O. contact(s), legend plate marking "HAND OFF AUTO". | Stock | 279 | 303
XCSNP-1-OFF-2 | Killark legend plate, aluminum, rectangular, red background, white engraved text, legend plate marking "1 OFF 2". For use with FXCS and XCS series control stations. Mounting screws included. | Stock | 12 | 13
XCSNP-AUT-OFF-HAND | Killark legend plate, aluminum, rectangular, red background, white engraved text, legend plate marking "AUTO OFF HAND". For use with FXCS and XCS series control stations. Mounting screws included. | Stock | 12 | 13
XCSNP-AUTO-HAND | Killark legend plate, aluminum, rectangular, red background, white engraved text, legend plate marking "AUTO HAND". For use with FXCS and XCS series control stations. Mounting screws included. | Stock | 12 | 13
XCSNP-BLANK | Killark blank legend plate, aluminum, rectangular, red background. For use with FXCS and XCS series control stations. Mounting screws included. | Stock | 12 | 13
XCSNP-CLOSE | Killark legend plate, aluminum, rectangular, red background, white engraved text, legend plate marking "CLOSE". For use with FXCS and XCS series control stations. Mounting screws included. | Stock | 12 | 13
XCSNP-DOWN | Killark legend plate, aluminum, rectangular, red background, white engraved text, legend plate marking "DOWN". For use with FXCS and XCS series control stations. Mounting screws included. | Stock | 12 | 13
XCSNP-ESTOP | Killark legend plate, aluminum, rectangular, red background, white engraved text, legend plate marking "EMERG STOP". For use with FXCS and XCS series control stations. Mounting screws included. | Stock | 12 | 13
XCSNP-FAST | Killark legend plate, aluminum, rectangular, red background, white engraved text, legend plate marking "FAST". For use with FXCS and XCS series control stations. Mounting screws included. | Stock | 12 | 13
XCSNP-FORWARD | Killark legend plate, aluminum, rectangular, red background, white engraved text, legend plate marking "FORWARD". For use with FXCS and XCS series control stations. Mounting screws included. | Stock | 12 | 13
XCSNP-FWD-OFF-REV | Killark legend plate, aluminum, rectangular, red background, white engraved text, legend plate marking "FWD OFF REV". For use with FXCS and XCS series control stations. Mounting screws included. | Stock | 12 | 13
XCSNP-FWD-REV | Killark legend plate, aluminum, rectangular, red background, white engraved text, legend plate marking "FWD REV". For use with FXCS and XCS series control stations. Mounting screws included. | Stock | 12 | 13
XCSNP-HAND-AUTO | Killark legend plate, aluminum, rectangular, red background, white engraved text, legend plate marking "HAND AUTO". For use with FXCS and XCS series control stations. Mounting screws included. | Stock | 12 | 13
XCSNP-HAND-OFF-AUT | Killark legend plate, aluminum, rectangular, red background, white engraved text, legend plate marking "HAND OFF AUTO". For use with FXCS and XCS series control stations. Mounting screws included. | Stock | 12 | 13
XCSNP-HAND-OFF-REM | Killark legend plate, aluminum, rectangular, red background, white engraved text, legend plate marking "HAND OFF REMOTE". For use with FXCS and XCS series control stations. Mounting screws included. | Stock | 12 | 13
XCSNP-HIGH | Killark legend plate, aluminum, rectangular, red background, white engraved text, legend plate marking "HIGH". For use with FXCS and XCS series control stations. Mounting screws included. | Stock | 12 | 13
XCSNP-HIGH-LOW | Killark legend plate, aluminum, rectangular, red background, white engraved text, legend plate marking "HIGH LOW". For use with FXCS and XCS series control stations. Mounting screws included. | Stock | 12 | 13
XCSNP-IN | Killark legend plate, aluminum, rectangular, red background, white engraved text, legend plate marking "IN". For use with FXCS and XCS series control stations. Mounting screws included. | Stock | 12 | 13
XCSNP-INCH | Killark legend plate, aluminum, rectangular, red background, white engraved text, legend plate marking "INCH". For use with FXCS and XCS series control stations. Mounting screws included. | Stock | 12 | 13
XCSNP-JOG | Killark legend plate, aluminum, rectangular, red background, white engraved text, legend plate marking "JOG". For use with FXCS and XCS series control stations. Mounting screws included. | Stock | 12 | 13
XCSNP-JOG-FORWARD | Killark legend plate, aluminum, rectangular, red background, white engraved text, legend plate marking "JOG FWD". For use with FXCS and XCS series control stations. Mounting screws included. | Stock | 12 | 13
XCSNP-JOG-OFF-RUN | Killark legend plate, aluminum, rectangular, red background, white engraved text, legend plate marking "JOG OFF RUN". For use with FXCS and XCS series control stations. Mounting screws included. | Stock | 12 | 13
XCSNP-JOG-REVERSE | Killark legend plate, aluminum, rectangular, red background, white engraved text, legend plate marking "JOG REV". For use with FXCS and XCS series control stations. Mounting screws included. | Stock | 12 | 13
XCSNP-JOG-RUN | Killark legend plate, aluminum, rectangular, red background, white engraved text, legend plate marking "JOG RUN". For use with FXCS and XCS series control stations. Mounting screws included. | Stock | 12 | 13
XCSNP-LOCL-OFF-REM | Killark legend plate, aluminum, rectangular, red background, white engraved text, legend plate marking "LOCAL OFF REM". For use with FXCS and XCS series control stations. Mounting screws included. | Stock | 12 | 13
XCSNP-LOW | Killark legend plate, aluminum, rectangular, red background, white engraved text, legend plate marking "LOW". For use with FXCS and XCS series control stations. Mounting screws included. | Stock | 12 | 13
XCSNP-LOWER | Killark legend plate, aluminum, rectangular, red background, white engraved text, legend plate marking "LOWER". For use with FXCS and XCS series control stations. Mounting screws included. | Stock | 12 | 13
XCSNP-LOW-OFF-HIGH | Killark legend plate, aluminum, rectangular, red background, white engraved text, legend plate marking "LOW OFF HIGH". For use with FXCS and XCS series control stations. Mounting screws included. | Stock | 12 | 13
XCSNP-MANUAL-AUTO | Killark legend plate, aluminum, rectangular, red background, white engraved text, legend plate marking "MAN AUTO". For use with FXCS and XCS series control stations. Mounting screws included. | Stock | 12 | 13
XCSNP-MOTOR-RUN | Killark legend plate, aluminum, rectangular, red background, white engraved text, legend plate marking "MOTOR RUN". For use with FXCS and XCS series control stations. Mounting screws included. | Stock | 12 | 13
XCSNP-MOTOR-STOP | Killark legend plate, aluminum, rectangular, red background, white engraved text, legend plate marking "MOTOR STOP". For use with FXCS and XCS series control stations. Mounting screws included. | Stock | 12 | 13
XCSNP-OFF | Killark legend plate, aluminum, rectangular, red background, white engraved text, legend plate marking "OFF". For use with FXCS and XCS series control stations. Mounting screws included. | Stock | 12 | 13
XCSNP-OFF-ON | Killark legend plate, aluminum, rectangular, red background, white engraved text, legend plate marking "OFF ON". For use with FXCS and XCS series control stations. Mounting screws included. | Stock | 12 | 13
XCSNP-OFF-REMOTE | Killark legend plate, aluminum, rectangular, red background, white engraved text, legend plate marking "OFF REMOTE". For use with FXCS and XCS series control stations. Mounting screws included. | Stock | 12 | 13
XCSNP-ON | Killark legend plate, aluminum, rectangular, red background, white engraved text, legend plate marking "ON". For use with FXCS and XCS series control stations. Mounting screws included. | Stock | 12 | 13
XCSNP-ON-OFF | Killark legend plate, aluminum, rectangular, red background, white engraved text, legend plate marking "ON OFF". For use with FXCS and XCS series control stations. Mounting screws included. | Stock | 12 | 13
XCSNP-OPEN | Killark legend plate, aluminum, rectangular, red background, white engraved text, legend plate marking "OPEN". For use with FXCS and XCS series control stations. Mounting screws included. | Stock | 12 | 13
XCSNP-OPEN-CLOSE | Killark legend plate, aluminum, rectangular, red background, white engraved text, legend plate marking "OPEN CLOSE". For use with FXCS and XCS series control stations. Mounting screws included. | Stock | 12 | 13
XCSNP-OUT | Killark legend plate, aluminum, rectangular, red background, white engraved text, legend plate marking "OUT". For use with FXCS and XCS series control stations. Mounting screws included. | Stock | 12 | 13
XCSNP-POWER-ON | Killark legend plate, aluminum, rectangular, red background, white engraved text, legend plate marking "POWER ON". For use with FXCS and XCS series control stations. Mounting screws included. | Stock | 12 | 13
XCSNP-RAISE | Killark legend plate, aluminum, rectangular, red background, white engraved text, legend plate marking "RAISE". For use with FXCS and XCS series control stations. Mounting screws included. | Stock | 12 | 13
XCSNP-RAISE-LOWER | Killark legend plate, aluminum, rectangular, red background, white engraved text, legend plate marking "RAISE LOWER". For use with FXCS and XCS series control stations. Mounting screws included. | Stock | 12 | 13
XCSNP-RAS-OFF-LOWR | Killark legend plate, aluminum, rectangular, red background, white engraved text, legend plate marking "RAISE OFF LOWER". For use with FXCS and XCS series control stations. Mounting screws included. | Stock | 12 | 13
XCSNP-READY | Killark legend plate, aluminum, rectangular, red background, white engraved text, legend plate marking "READY". For use with FXCS and XCS series control stations. Mounting screws included. | Stock | 12 | 13
XCSNP-RESET | Killark legend plate, aluminum, rectangular, red background, white engraved text, legend plate marking "RESET". For use with FXCS and XCS series control stations. Mounting screws included. | Stock | 12 | 13
XCSNP-REVERSE | Killark legend plate, aluminum, rectangular, red background, white engraved text, legend plate marking "REVERSE". For use with FXCS and XCS series control stations. Mounting screws included. | Stock | 12 | 13
XCSNP-REV-OFF-FWD | Killark legend plate, aluminum, rectangular, red background, white engraved text, legend plate marking "REV OFF FWD". For use with FXCS and XCS series control stations. Mounting screws included. | Stock | 12 | 13
XCSNP-RUN | Killark legend plate, aluminum, rectangular, red background, white engraved text, legend plate marking "RUN". For use with FXCS and XCS series control stations. Mounting screws included. | Stock | 12 | 13
XCSNP-RUN-JOG | Killark legend plate, aluminum, rectangular, red background, white engraved text, legend plate marking "RUN JOG". For use with FXCS and XCS series control stations. Mounting screws included. | Stock | 12 | 13
XCSNP-RUN-OFF-JOG | Killark legend plate, aluminum, rectangular, red background, white engraved text, legend plate marking "RUN OFF JOG". For use with FXCS and XCS series control stations. Mounting screws included. | Stock | 12 | 13
XCSNP-SLOW | Killark legend plate, aluminum, rectangular, red background, white engraved text, legend plate marking "SLOW". For use with FXCS and XCS series control stations. Mounting screws included. | Stock | 12 | 13
XCSNP-SLOW-FAST | Killark legend plate, aluminum, rectangular, red background, white engraved text, legend plate marking "SLOW FAST". For use with FXCS and XCS series control stations. Mounting screws included. | Stock | 12 | 13
XCSNP-SLOW-OFF-FST | Killark legend plate, aluminum, rectangular, red background, white engraved text, legend plate marking "SLOW OFF FAST". For use with FXCS and XCS series control stations. Mounting screws included. | Stock | 12 | 13
XCSNP-START | Killark legend plate, aluminum, rectangular, red background, white engraved text, legend plate marking "START". For use with FXCS and XCS series control stations. Mounting screws included. | Stock | 12 | 13
XCSNP-START-JOG | Killark legend plate, aluminum, rectangular, red background, white engraved text, legend plate marking "START JOG". For use with FXCS and XCS series control stations. Mounting screws included. | Stock | 12 | 13
XCSNP-START-STOP | Killark legend plate, aluminum, rectangular, red background, white engraved text, legend plate marking "START STOP". For use with FXCS and XCS series control stations. Mounting screws included. | Stock | 12 | 13
XCSNP-STOP | Killark legend plate, aluminum, rectangular, red background, white engraved text, legend plate marking "STOP". For use with FXCS and XCS series control stations. Mounting screws included. | Stock | 12 | 13
XCSNP-STP-RUN-STRT | Killark legend plate, aluminum, rectangular, red background, white engraved text, legend plate marking "STOP RUN START". For use with FXCS and XCS series control stations. Mounting screws included. | Stock | 12 | 13
XCSNP-TEST | Killark legend plate, aluminum, rectangular, red background, white engraved text, legend plate marking "TEST". For use with FXCS and XCS series control stations. Mounting screws included. | Stock | 12 | 13
XCSNP-UP | Killark legend plate, aluminum, rectangular, red background, white engraved text, legend plate marking "UP". For use with FXCS and XCS series control stations. Mounting screws included. | Stock | 12 | 13
XCSNP-UP-DOWN | Killark legend plate, aluminum, rectangular, red background, white engraved text, legend plate marking "UP DOWN". For use with FXCS and XCS series control stations. Mounting screws included. | Stock | 12 | 13
XTD-01000F-J | ProSense temperature transmitter, isolated, Type J thermocouple input, 0 to 1000 deg F fixed, 4-20 mA output, 12 to 35 VDC operating voltage, 35mm DIN rail mount, removable screw terminal plugs. | Stock | 94 | 100
XTD-01000F-K | ProSense temperature transmitter, isolated, Type K thermocouple input, 0 to 1000 deg F fixed, 4-20 mA output, 12 to 35 VDC operating voltage, 35mm DIN rail mount, removable screw terminal plugs. | Stock | 94 | 100
XTD-0100F-J | ProSense temperature transmitter, isolated, Type J thermocouple input, 0 to 100 deg F fixed, 4-20 mA output, 12 to 35 VDC operating voltage, 35mm DIN rail mount, removable screw terminal plugs. | Stock | 94 | 100
XTD-0100F-K | ProSense temperature transmitter, isolated, Type K thermocouple input, 0 to 100 deg F fixed, 4-20 mA output, 12 to 35 VDC operating voltage, 35mm DIN rail mount, removable screw terminal plugs. | Stock | 94 | 100
XTD-0100F-PT1 | ProSense temperature transmitter, isolated, Pt100 RTD input, 0 to 100 deg F fixed, 4-20 mA output, 12 to 35 VDC operating voltage, 35mm DIN rail mount, removable screw terminal plugs. | Stock | 94 | 100
XTD-01500F-K | ProSense temperature transmitter, isolated, Type K thermocouple input, 0 to 1500 deg F fixed, 4-20 mA output, 12 to 35 VDC operating voltage, 35mm DIN rail mount, removable screw terminal plugs. | Stock | 94 | 100
XTD-02000F-K | ProSense temperature transmitter, isolated, Type K thermocouple input, 0 to 2000 deg F fixed, 4-20 mA output, 12 to 35 VDC operating voltage, 35mm DIN rail mount, removable screw terminal plugs. | Stock | 94 | 100
XTD-0200F-J | ProSense temperature transmitter, isolated, Type J thermocouple input, 0 to 200 deg F fixed, 4-20 mA output, 12 to 35 VDC operating voltage, 35mm DIN rail mount, removable screw terminal plugs. | Stock | 94 | 100
XTD-0200F-K | ProSense temperature transmitter, isolated, Type K thermocouple input, 0 to 200 deg F fixed, 4-20 mA output, 12 to 35 VDC operating voltage, 35mm DIN rail mount, removable screw terminal plugs. | Stock | 94 | 100
XTD-0200F-PT1 | ProSense temperature transmitter, isolated, Pt100 RTD input, 0 to 200 deg F fixed, 4-20 mA output, 12 to 35 VDC operating voltage, 35mm DIN rail mount, removable screw terminal plugs. | Stock | 94 | 100
XTD-0200F-T | ProSense temperature transmitter, isolated, Type T thermocouple input, 0 to 200 deg F fixed, 4-20 mA output, 12 to 35 VDC operating voltage, 35mm DIN rail mount, removable screw terminal plugs. | Stock | 94 | 100
XTD-0300F-J | ProSense temperature transmitter, isolated, Type J thermocouple input, 0 to 300 deg F fixed, 4-20 mA output, 12 to 35 VDC operating voltage, 35mm DIN rail mount, removable screw terminal plugs. | Stock | 94 | 100
XTD-0300F-K | ProSense temperature transmitter, isolated, Type K thermocouple input, 0 to 300 deg F fixed, 4-20 mA output, 12 to 35 VDC operating voltage, 35mm DIN rail mount, removable screw terminal plugs. | Stock | 94 | 100
XTD-0300F-PT1 | ProSense temperature transmitter, isolated, Pt100 RTD input, 0 to 300 deg F fixed, 4-20 mA output, 12 to 35 VDC operating voltage, 35mm DIN rail mount, removable screw terminal plugs. | Stock | 94 | 100
XTD-0500F-J | ProSense temperature transmitter, isolated, Type J thermocouple input, 0 to 500 deg F fixed, 4-20 mA output, 12 to 35 VDC operating voltage, 35mm DIN rail mount, removable screw terminal plugs. | Stock | 94 | 100
XTD-0500F-K | ProSense temperature transmitter, isolated, Type K thermocouple input, 0 to 500 deg F fixed, 4-20 mA output, 12 to 35 VDC operating voltage, 35mm DIN rail mount, removable screw terminal plugs. | Stock | 94 | 100
XTD-0500F-PT1 | ProSense temperature transmitter, isolated, Pt100 RTD input, 0 to 500 deg F fixed, 4-20 mA output, 12 to 35 VDC operating voltage, 35mm DIN rail mount, removable screw terminal plugs. | Stock | 94 | 100
XTD-0800F-J | ProSense temperature transmitter, isolated, Type J thermocouple input, 0 to 800 deg F fixed, 4-20 mA output, 12 to 35 VDC operating voltage, 35mm DIN rail mount, removable screw terminal plugs. | Stock | 94 | 100
XTD-0800F-K | ProSense temperature transmitter, isolated, Type K thermocouple input, 0 to 800 deg F fixed, 4-20 mA output, 12 to 35 VDC operating voltage, 35mm DIN rail mount, removable screw terminal plugs. | Stock | 94 | 100
XTD-0-UNV | ProSense programmable temperature transmitter, isolated, RTD, thermocouple, millivolt or potentiometer input, deg F or deg C, 4-20 mA output, 12 to 35 VDC operating voltage, 35mm DIN rail mount, removable screw terminal plugs. | Stock | 116 | 124
XTD-N100100F-T | ProSense temperature transmitter, isolated, Type T thermocouple input, -100 to 100 deg F fixed, 4-20 mA output, 12 to 35 VDC operating voltage, 35mm DIN rail mount, removable screw terminal plugs. | Stock | 94 | 100
XTD-N2000F-T | ProSense temperature transmitter, isolated, Type T thermocouple input, -200 to 0 deg F fixed, 4-20 mA output, 12 to 35 VDC operating voltage, 35mm DIN rail mount, removable screw terminal plugs. | Stock | 94 | 100
XTD-N40140F-PT1 | ProSense temperature transmitter, isolated, Pt100 RTD input, -40 to 140 deg F fixed, 4-20 mA output, 12 to 35 VDC operating voltage, 35mm DIN rail mount, removable screw terminal plugs. | Stock | 94 | 100
XTH-01000F-J | ProSense temperature transmitter, isolated, Type J thermocouple input, 0 to 1000 deg F fixed, 4-20 mA output, 8 to 35 VDC operating voltage, DIN Form B connection head mount, screw terminals. | Stock | 74 | 79
XTH-01000F-K | ProSense temperature transmitter, isolated, Type K thermocouple input, 0 to 1000 deg F fixed, 4-20 mA output, 8 to 35 VDC operating voltage, DIN Form B connection head mount, screw terminals. | Stock | 74 | 79
XTH-0100F-J | ProSense temperature transmitter, isolated, Type J thermocouple input, 0 to 100 deg F fixed, 4-20 mA output, 8 to 35 VDC operating voltage, DIN Form B connection head mount, screw terminals. | Stock | 74 | 79
XTH-0100F-K | ProSense temperature transmitter, isolated, Type K thermocouple input, 0 to 100 deg F fixed, 4-20 mA output, 8 to 35 VDC operating voltage, DIN Form B connection head mount, screw terminals. | Stock | 74 | 79
XTH-0100F-PT1 | ProSense temperature transmitter, isolated, Pt100 RTD input, 0 to 100 deg F fixed, 4-20 mA output, 8 to 35 VDC operating voltage, DIN Form B connection head mount, screw terminals. | Stock | 74 | 79
XTH-01500F-K | ProSense temperature transmitter, isolated, Type K thermocouple input, 0 to 1500 deg F fixed, 4-20 mA output, 8 to 35 VDC operating voltage, DIN Form B connection head mount, screw terminals. | Stock | 74 | 79
XTH-02000F-K | ProSense temperature transmitter, isolated, Type K thermocouple input, 0 to 2000 deg F fixed, 4-20 mA output, 8 to 35 VDC operating voltage, DIN Form B connection head mount, screw terminals. | Stock | 74 | 79
XTH-0200F-J | ProSense temperature transmitter, isolated, Type J thermocouple input, 0 to 200 deg F fixed, 4-20 mA output, 8 to 35 VDC operating voltage, DIN Form B connection head mount, screw terminals. | Stock | 74 | 79
XTH-0200F-K | ProSense temperature transmitter, isolated, Type K thermocouple input, 0 to 200 deg F fixed, 4-20 mA output, 8 to 35 VDC operating voltage, DIN Form B connection head mount, screw terminals. | Stock | 74 | 79
XTH-0200F-PT1 | ProSense temperature transmitter, isolated, Pt100 RTD input, 0 to 200 deg F fixed, 4-20 mA output, 8 to 35 VDC operating voltage, DIN Form B connection head mount, screw terminals. | Stock | 74 | 79
XTH-0200F-T | ProSense temperature transmitter, isolated, Type T thermocouple input, 0 to 200 deg F fixed, 4-20 mA output, 8 to 35 VDC operating voltage, DIN Form B connection head mount, screw terminals. | Stock | 74 | 79
XTH-0300F-J | ProSense temperature transmitter, isolated, Type J thermocouple input, 0 to 300 deg F fixed, 4-20 mA output, 8 to 35 VDC operating voltage, DIN Form B connection head mount, screw terminals. | Stock | 74 | 79
XTH-0300F-K | ProSense temperature transmitter, isolated, Type K thermocouple input, 0 to 300 deg F fixed, 4-20 mA output, 8 to 35 VDC operating voltage, DIN Form B connection head mount, screw terminals. | Stock | 74 | 79
XTH-0300F-PT1 | ProSense temperature transmitter, isolated, Pt100 RTD input, 0 to 300 deg F fixed, 4-20 mA output, 8 to 35 VDC operating voltage, DIN Form B connection head mount, screw terminals. | Stock | 74 | 79
XTH-0500F-J | ProSense temperature transmitter, isolated, Type J thermocouple input, 0 to 500 deg F fixed, 4-20 mA output, 8 to 35 VDC operating voltage, DIN Form B connection head mount, screw terminals. | Stock | 74 | 79
XTH-0500F-K | ProSense temperature transmitter, isolated, Type K thermocouple input, 0 to 500 deg F fixed, 4-20 mA output, 8 to 35 VDC operating voltage, DIN Form B connection head mount, screw terminals. | Stock | 74 | 79
XTH-0500F-PT1 | ProSense temperature transmitter, isolated, Pt100 RTD input, 0 to 500 deg F fixed, 4-20 mA output, 8 to 35 VDC operating voltage, DIN Form B connection head mount, screw terminals. | Stock | 74 | 79
XTH-0800F-J | ProSense temperature transmitter, isolated, Type J thermocouple input, 0 to 800 deg F fixed, 4-20 mA output, 8 to 35 VDC operating voltage, DIN Form B connection head mount, screw terminals. | Stock | 74 | 79
XTH-0800F-K | ProSense temperature transmitter, isolated, Type K thermocouple input, 0 to 800 deg F fixed, 4-20 mA output, 8 to 35 VDC operating voltage, DIN Form B connection head mount, screw terminals. | Stock | 74 | 79
XTH-0-UNV | ProSense programmable temperature transmitter, isolated, RTD, thermocouple, millivolt or potentiometer input, deg F or deg C, 4-20 mA output, 8 to 35 VDC operating voltage, DIN Form B connection head mount, screw terminals. | Stock | 95 | 101
XTH-N100100F-T | ProSense temperature transmitter, isolated, Type T thermocouple input, -100 to 100 deg F fixed, 4-20 mA output, 8 to 35 VDC operating voltage, DIN Form B connection head mount, screw terminals. | Stock | 74 | 79
XTH-N2000F-T | ProSense temperature transmitter, isolated, Type T thermocouple input, -200 to 0 deg F fixed, 4-20 mA output, 8 to 35 VDC operating voltage, DIN Form B connection head mount, screw terminals. | Stock | 74 | 79
XTH-N40140F-PT1 | ProSense temperature transmitter, isolated, Pt100 RTD input, -40 to 140 deg F fixed, 4-20 mA output, 8 to 35 VDC operating voltage, DIN Form B connection head mount, screw terminals. | Stock | 74 | 79
XT-M12 | ProSense adapter, keyed 4-pin female to 4-pin M12. For use with ProSense temperature transmitter XTP series and XT-USB cable. | Stock | 16 | 17
XTOE005CCSS | Eaton XT series electronic overload relay, 1.0-5.0A adjustable, solid state, stand-alone power connection(s), DIN rail or panel mount. For use with any contactor. | Stock | 88 | 99
XTOE005CGSS | Eaton XT series electronic overload relay, 1.0-5.0A adjustable, solid state, ground fault protection, stand-alone power connection(s), DIN rail or panel mount. For use with any contactor. | Stock | 93 | 104
XTOE020CCSS | Eaton XT series electronic overload relay, 4.0-20.0A adjustable, solid state, stand-alone power connection(s), DIN rail or panel mount. For use with any contactor. | Stock | 88 | 99
XTOE020CGSS | Eaton XT series electronic overload relay, 4.0-20.0A adjustable, solid state, ground fault protection, stand-alone power connection(s), DIN rail or panel mount. For use with any contactor. | Stock | 93 | 104
XTOE045CCSS | Eaton XT series electronic overload relay, 9.0-45.0A adjustable, solid state, stand-alone power connection(s), DIN rail or panel mount. For use with any contactor. | Stock | 99 | 111
XTOE045CGSS | Eaton XT series electronic overload relay, 9.0-45.0A adjustable, solid state, ground fault protection, stand-alone power connection(s), DIN rail or panel mount. For use with any contactor. | Stock | 104 | 116
XTOE100GCSS | Eaton XT series electronic overload relay, 20.0-100.0A adjustable, solid state, stand-alone power connection(s), DIN rail or panel mount. For use with any contactor. | Stock | 106 | 126
XTOE100GGSS | Eaton XT series electronic overload relay, 20.0-100.0A adjustable, solid state, ground fault protection, stand-alone power connection(s), DIN rail or panel mount. For use with any contactor. | Stock | 122 | 136
XTOE175GCSP | Eaton XT series electronic overload relay, 35.0-175.0A adjustable, solid state, pass through power connection(s), panel mount. For use with any contactor. | Stock | 158 | 171
XTOE175GCSS | Eaton XT series electronic overload relay, 35.0-175.0A adjustable, solid state, stand-alone power connection(s), panel mount. For use with any contactor. | Stock | 146 | 165
XTOE175GGSP | Eaton XT series electronic overload relay, 35.0-175.0A adjustable, solid state, ground fault protection, pass through power connection(s), panel mount. For use with any contactor. | Stock | 166 | 185
XTOE1P6CCSS | Eaton XT series electronic overload relay, 0.33-1.65A adjustable, solid state, stand-alone power connection(s), DIN rail or panel mount. For use with any contactor. | Stock | 73 | 77
XTOE1P6CGSS | Eaton XT series electronic overload relay, 0.33-1.65A adjustable, solid state, ground fault protection, stand-alone power connection(s), DIN rail or panel mount. For use with any contactor. | Stock | 84 | 98
XTP-160-0100C | ProSense temperature transmitter, integral Pt100 RTD, 0 to 100 deg C, 6mm probe diameter, 160mm insertion length, 4-20 mA analog output, 4-pin M12 quick-disconnect. | Stock | 100 | 107
XTP-160-0300F | ProSense temperature transmitter, integral Pt100 RTD, 0 to 300 deg F, 6mm probe diameter, 160mm insertion length, 4-20 mA analog output, 4-pin M12 quick-disconnect. | Stock | 100 | 107
XTP-160-N40140F | ProSense temperature transmitter, integral Pt100 RTD, -40 to 140 deg F, 6mm probe diameter, 160mm insertion length, 4-20 mA analog output, 4-pin M12 quick-disconnect. | Stock | 100 | 107
XTP25N-030-0100C | ProSense temperature transmitter, integral Pt100 RTD, 0 to 100 deg C, 6mm probe diameter, 30mm insertion length, 1/4in male NPT process connection, 4-20 mA analog output, 4-pin M12 quick-disconnect. | Stock | 127 | 136
XTP25N-030-0300F | ProSense temperature transmitter, integral Pt100 RTD, 0 to 300 deg F, 6mm probe diameter, 30mm insertion length, 1/4in male NPT process connection, 4-20 mA analog output, 4-pin M12 quick-disconnect. | Stock | 127 | 136
XTP25N-030-N40140F | ProSense temperature transmitter, integral Pt100 RTD, -40 to 140 deg F, 6mm probe diameter, 30mm insertion length, 1/4in male NPT process connection, 4-20 mA analog output, 4-pin M12 quick-disconnect. | Stock | 127 | 136
XTP25N-050-0100C | ProSense temperature transmitter, integral Pt100 RTD, 0 to 100 deg C, 6mm probe diameter, 50mm insertion length, 1/4in male NPT process connection, 4-20 mA analog output, 4-pin M12 quick-disconnect. | Stock | 128 | 137
XTP25N-050-0300F | ProSense temperature transmitter, integral Pt100 RTD, 0 to 300 deg F, 6mm probe diameter, 50mm insertion length, 1/4in male NPT process connection, 4-20 mA analog output, 4-pin M12 quick-disconnect. | Stock | 128 | 137
XTP25N-050-N40140F | ProSense temperature transmitter, integral Pt100 RTD, -40 to 140 deg F, 6mm probe diameter, 50mm insertion length, 1/4in male NPT process connection, 4-20 mA analog output, 4-pin M12 quick-disconnect. | Stock | 128 | 137
XTP25N-100-0100C | ProSense temperature transmitter, integral Pt100 RTD, 0 to 100 deg C, 6mm probe diameter, 100mm insertion length, 1/4in male NPT process connection, 4-20 mA analog output, 4-pin M12 quick-disconnect. | Stock | 130 | 139
XTP25N-100-0300F | ProSense temperature transmitter, integral Pt100 RTD, 0 to 300 deg F, 6mm probe diameter, 100mm insertion length, 1/4in male NPT process connection, 4-20 mA analog output, 4-pin M12 quick-disconnect. | Stock | 130 | 139
XTP25N-100-N40140F | ProSense temperature transmitter, integral Pt100 RTD, -40 to 140 deg F, 6mm probe diameter, 100mm insertion length, 1/4in male NPT process connection, 4-20 mA analog output, 4-pin M12 quick-disconnect. | Stock | 130 | 139
XTP25N-150-0100C | ProSense temperature transmitter, integral Pt100 RTD, 0 to 100 deg C, 6mm probe diameter, 150mm insertion length, 1/4in male NPT process connection, 4-20 mA analog output, 4-pin M12 quick-disconnect. | Stock | 133 | 142
XTP25N-150-0300F | ProSense temperature transmitter, integral Pt100 RTD, 0 to 300 deg F, 6mm probe diameter, 150mm insertion length, 1/4in male NPT process connection, 4-20 mA analog output, 4-pin M12 quick-disconnect. | Stock | 133 | 142
XTP25N-150-N40140F | ProSense temperature transmitter, integral Pt100 RTD, -40 to 140 deg F, 6mm probe diameter, 150mm insertion length, 1/4in male NPT process connection, 4-20 mA analog output, 4-pin M12 quick-disconnect. | Stock | 133 | 142
XTP-260-0100C | ProSense temperature transmitter, integral Pt100 RTD, 0 to 100 deg C, 6mm probe diameter, 260mm insertion length, 4-20 mA analog output, 4-pin M12 quick-disconnect. | Stock | 102 | 109
XTP-260-0300F | ProSense temperature transmitter, integral Pt100 RTD, 0 to 300 deg F, 6mm probe diameter, 260mm insertion length, 4-20 mA analog output, 4-pin M12 quick-disconnect. | Stock | 102 | 109
XTP-260-N40140F | ProSense temperature transmitter, integral Pt100 RTD, -40 to 140 deg F, 6mm probe diameter, 260mm insertion length, 4-20 mA analog output, 4-pin M12 quick-disconnect. | Stock | 102 | 109
XTP-360-0100C | ProSense temperature transmitter, integral Pt100 RTD, 0 to 100 deg C, 6mm probe diameter, 360mm insertion length, 4-20 mA analog output, 4-pin M12 quick-disconnect. | Stock | 104 | 111
XTP-360-0300F | ProSense temperature transmitter, integral Pt100 RTD, 0 to 300 deg F, 6mm probe diameter, 360mm insertion length, 4-20 mA analog output, 4-pin M12 quick-disconnect. | Stock | 104 | 111
XTP-360-N40140F | ProSense temperature transmitter, integral Pt100 RTD, -40 to 140 deg F, 6mm probe diameter, 360mm insertion length, 4-20 mA analog output, 4-pin M12 quick-disconnect. | Stock | 104 | 111
XTP50N-030-0100C | ProSense temperature transmitter, integral Pt100 RTD, 0 to 100 deg C, 6mm probe diameter, 30mm insertion length, 1/2in male NPT process connection, 4-20 mA analog output, 4-pin M12 quick-disconnect. | Stock | 127 | 136
XTP50N-030-0300F | ProSense temperature transmitter, integral Pt100 RTD, 0 to 300 deg F, 6mm probe diameter, 30mm insertion length, 1/2in male NPT process connection, 4-20 mA analog output, 4-pin M12 quick-disconnect. | Stock | 127 | 136
XTP50N-030-N40140F | ProSense temperature transmitter, integral Pt100 RTD, -40 to 140 deg F, 6mm probe diameter, 30mm insertion length, 1/2in male NPT process connection, 4-20 mA analog output, 4-pin M12 quick-disconnect. | Stock | 127 | 136
XTP50N-050-0100C | ProSense temperature transmitter, integral Pt100 RTD, 0 to 100 deg C, 6mm probe diameter, 50mm insertion length, 1/2in male NPT process connection, 4-20 mA analog output, 4-pin M12 quick-disconnect. | Stock | 128 | 137
XTP50N-050-0300F | ProSense temperature transmitter, integral Pt100 RTD, 0 to 300 deg F, 6mm probe diameter, 50mm insertion length, 1/2in male NPT process connection, 4-20 mA analog output, 4-pin M12 quick-disconnect. | Stock | 128 | 137
XTP50N-050-N40140F | ProSense temperature transmitter, integral Pt100 RTD, -40 to 140 deg F, 6mm probe diameter, 50mm insertion length, 1/2in male NPT process connection, 4-20 mA analog output, 4-pin M12 quick-disconnect. | Stock | 128 | 137
XTP50N-100-0100C | ProSense temperature transmitter, integral Pt100 RTD, 0 to 100 deg C, 6mm probe diameter, 100mm insertion length, 1/2in male NPT process connection, 4-20 mA analog output, 4-pin M12 quick-disconnect. | Stock | 130 | 139
XTP50N-100-0300F | ProSense temperature transmitter, integral Pt100 RTD, 0 to 300 deg F, 6mm probe diameter, 100mm insertion length, 1/2in male NPT process connection, 4-20 mA analog output, 4-pin M12 quick-disconnect. | Stock | 130 | 139
XTP50N-100-N40140F | ProSense temperature transmitter, integral Pt100 RTD, -40 to 140 deg F, 6mm probe diameter, 100mm insertion length, 1/2in male NPT process connection, 4-20 mA analog output, 4-pin M12 quick-disconnect. | Stock | 130 | 139
XTP50N-150-0100C | ProSense temperature transmitter, integral Pt100 RTD, 0 to 100 deg C, 6mm probe diameter, 150mm insertion length, 1/2in male NPT process connection, 4-20 mA analog output, 4-pin M12 quick-disconnect. | Stock | 133 | 142
XTP50N-150-0300F | ProSense temperature transmitter, integral Pt100 RTD, 0 to 300 deg F, 6mm probe diameter, 150mm insertion length, 1/2in male NPT process connection, 4-20 mA analog output, 4-pin M12 quick-disconnect. | Stock | 133 | 142
XTP50N-150-N40140F | ProSense temperature transmitter, integral Pt100 RTD, -40 to 140 deg F, 6mm probe diameter, 150mm insertion length, 1/2in male NPT process connection, 4-20 mA analog output, 4-pin M12 quick-disconnect. | Stock | 133 | 142
XTPS15-030-0300F | ProSense temperature transmitter, integral Pt100 RTD, 0 to 300 deg F, 6mm probe diameter, 30mm insertion length, 1-1/2in sanitary tri-clamp process connection, 4-20 mA analog output, 4-pin M12 quick-disconnect. | Stock | 167 | 178
XTPS15-050-0300F | ProSense temperature transmitter, integral Pt100 RTD, 0 to 300 deg F, 6mm probe diameter, 50mm insertion length, 1-1/2in sanitary tri-clamp process connection, 4-20 mA analog output, 4-pin M12 quick-disconnect. | Stock | 168 | 179
XTPS15-100-0300F | ProSense temperature transmitter, integral Pt100 RTD, 0 to 300 deg F, 6mm probe diameter, 100mm insertion length, 1-1/2in sanitary tri-clamp process connection, 4-20 mA analog output, 4-pin M12 quick-disconnect. | Stock | 169 | 180
XTPS15-150-0300F | ProSense temperature transmitter, integral Pt100 RTD, 0 to 300 deg F, 6mm probe diameter, 150mm insertion length, 1-1/2in sanitary tri-clamp process connection, 4-20 mA analog output, 4-pin M12 quick-disconnect. | Stock | 170 | 182
XT-SOFT | ProSense configuration software, CD or free download. For use with ProSense temperature transmitter XTP series, digital temperature sensor ETS series and models XTH-0-UNV, XTD-0-UNV. | Stock | 9.5 | 10
XT-USB | ProSense configuration cable, USB to keyed 4-pin male, 7.9ft/2.4m cable length. For use with XT-SOFT configuration software, ProSense temperature transmitter XTP series, digital temperature sensor ETS series and models XTH-0-UNV, XTD-0-UNV. | Stock | 95 | 101
Y1372 | Marathon MicroMAX series high efficiency AC induction motor, high-performance inverter duty, 5hp, 3-phase, 230/460 VAC, 1800rpm, TEFC, 184TC frame, rolled steel, removable base/C-face mount. | Stock | 1011 | 1122
Y1999 | Marathon MicroMAX series high efficiency AC induction motor, high-performance inverter duty, 3hp, 3-phase, 230/460 VAC, 1800rpm, TEFC, 182TC frame, rolled steel, removable base/C-face mount. | Stock | 890 | 988
Y280 | Marathon MAX Plus series premium efficiency AC induction motor, high-performance inverter duty, 1/2hp, 3-phase, 230/460 VAC, 1800rpm, TENV, 56C frame, rolled steel, removable base/C-face mount. Dynapar HS20 encoder included. | Stock | 998 | 1038
Y281 | Marathon MAX Plus series premium efficiency AC induction motor, high-performance inverter duty, 3/4hp, 3-phase, 230/460 VAC, 1800rpm, TENV, 56C frame, rolled steel, removable base/C-face mount. Dynapar HS20 encoder included. | Stock | 1045 | 1087
Y282 | Marathon MAX Plus series high efficiency AC induction motor, high-performance inverter duty, 1hp, 3-phase, 230/460 VAC, 1800rpm, TENV, 56C frame, rolled steel, removable base/C-face mount. Dynapar HS20 encoder included. | Stock | 1106 | 1150
Y284 | Marathon MAX Plus series high efficiency AC induction motor, high-performance inverter duty, 1-1/2hp, 3-phase, 230/460 VAC, 1800rpm, TENV, 145TC frame, rolled steel, removable base/C-face mount. Dynapar HS20 encoder included. | Stock | 1316 | 1369
Y285 | Marathon MAX Plus series high efficiency AC induction motor, high-performance inverter duty, 2hp, 3-phase, 230/460 VAC, 1800rpm, TENV, 145C frame, cast iron, removable base/C-face mount. Dynapar HS20 encoder included. | Stock | 1766 | 1837
Y286A | Marathon MAX Plus series high efficiency AC induction motor, high-performance inverter duty, 3hp, 3-phase, 230/460 VAC, 1800rpm, TENV, 182TC frame, aluminum, rigid base/C-face mount. Dynapar HS20 encoder included. | Stock | 2098 | 2329
Y287A | Marathon MAX Plus series premium efficiency AC induction motor, high-performance inverter duty, 5hp, 3-phase, 230/460 VAC, 1800rpm, TENV, 184TC frame, aluminum, rigid base/C-face mount. Dynapar HS20 encoder included. | Stock | 2269 | 2519
Y360 | Marathon MicroMAX series premium efficiency AC induction motor, high-performance inverter duty, 1/2hp, 3-phase, 230/460 VAC, 1800rpm, TENV, 56C frame, rolled steel, rigid base/C-face mount. | Stock | 324 | 337
Y362 | Marathon MicroMAX series standard efficiency AC induction motor, high-performance inverter duty, 3/4hp, 3-phase, 230/460 VAC, 1800rpm, TEFC, 56C frame, rolled steel, rigid base/C-face mount. | Stock | 399 | 415
Y364 | Marathon MicroMAX series standard efficiency AC induction motor, high-performance inverter duty, 1hp, 3-phase, 230/460 VAC, 1800rpm, TEFC, 56C frame, rolled steel, rigid base/C-face mount. | Stock | 450 | 468
Y366 | Marathon MicroMAX series high efficiency AC induction motor, high-performance inverter duty, 1-1/2hp, 3-phase, 230/460 VAC, 1800rpm, TENV, 145TC frame, rolled steel, removable base/C-face mount. | Stock | 560 | 582
Y368 | Marathon MicroMAX series standard efficiency AC induction motor, high-performance inverter duty, 2hp, 3-phase, 230/460 VAC, 1800rpm, TEFC, 145TC frame, rolled steel, removable base/C-face mount. | Stock | 743 | 773
Y393 | Marathon Black MAX series premium efficiency AC induction motor, high-performance inverter duty, 30hp, 3-phase, 230/460 VAC, 1800rpm, TENV, 286TC frame, cast aluminum, rigid base/C-face mount. | Stock | 4647 | 5158
Y393-A772 | Marathon Black MAX series premium efficiency AC induction motor, high-performance inverter duty, 30hp, 3-phase, 230/460 VAC, 1800rpm, TENV, 286TC frame, cast iron, rigid base/C-face mount. Dynapar HS35 encoder included. | from vendor up to 10 business days | 5760 | 6394
Y500 | Marathon MicroMAX series premium efficiency AC induction motor, high-performance inverter duty, 1/4hp, 3-phase, 230 VAC, 1800rpm, TENV, 56C frame, rolled steel, rigid base/C-face mount. | Stock | 255 | 265
Y502 | Marathon MicroMAX series premium efficiency AC induction motor, high-performance inverter duty, 1/3hp, 3-phase, 230 VAC, 1800rpm, TENV, 56C frame, rolled steel, rigid base/C-face mount. | Stock | 275 | 286
Y513 | Marathon Blue MAX series standard efficiency AC induction motor, high-performance inverter duty, 40hp, 3-phase, 230/460 VAC, 1800rpm, TEBC, 324TC frame, cast iron, rigid base/C-face mount. | Stock | 6401 | 7105
Y513-A775 | Marathon Blue MAX series standard efficiency AC induction motor, high-performance inverter duty, 40hp, 3-phase, 230/460 VAC, 1800rpm, TEBC, 324TC frame, cast iron, rigid base/C-face mount. Dynapar HSD38 encoder included. | from vendor up to 10 business days | 7488 | 8312
Y514 | Marathon Blue MAX series high efficiency AC induction motor, high-performance inverter duty, 50hp, 3-phase, 230/460 VAC, 1800rpm, TEBC, 326TC frame, cast iron, rigid base/C-face mount. | Stock | 7338 | 8145
Y514-A775 | Marathon Blue MAX series high efficiency AC induction motor, high-performance inverter duty, 50hp, 3-phase, 230/460 VAC, 1800rpm, TEBC, 326TC frame, cast iron, rigid base/C-face mount. Dynapar HSD38 encoder included. | from vendor up to 10 business days | 8427 | 9354
Y515 | Marathon Blue MAX series standard efficiency AC induction motor, high-performance inverter duty, 60hp, 3-phase, 230/460 VAC, 1800rpm, TEBC, 364TC frame, cast iron, rigid base/C-face mount. | Stock | 8983 | 9971
Y515-A775 | Marathon Blue MAX series standard efficiency AC induction motor, high-performance inverter duty, 60hp, 3-phase, 230/460 VAC, 1800rpm, TEBC, 364TC frame, cast iron, rigid base/C-face mount. Dynapar HSD38 encoder included. | from vendor up to 10 business days | 10071 | 11179
Y516 | Marathon Blue MAX series standard efficiency AC induction motor, high-performance inverter duty, 75hp, 3-phase, 230/460 VAC, 1800rpm, TEBC, 365TC frame, cast iron, rigid base/C-face mount. | Stock | 10740 | 11921
Y516-A775 | Marathon Blue MAX series standard efficiency AC induction motor, high-performance inverter duty, 75hp, 3-phase, 230/460 VAC, 1800rpm, TEBC, 365TC frame, cast iron, rigid base/C-face mount. Dynapar HSD38 encoder included. | from vendor up to 10 business days | 11826 | 13127
Y517 | Marathon Blue MAX series high efficiency AC induction motor, high-performance inverter duty, 100hp, 3-phase, 230/460 VAC, 1800rpm, TEBC, 405TC frame, cast iron, rigid base/C-face mount. | from vendor up to 7 business days | 14990 | 16639
Y517-A775 | Marathon Blue MAX series high efficiency AC induction motor, high-performance inverter duty, 100hp, 3-phase, 230/460 VAC, 1800rpm, TEBC, 405TC frame, cast iron, rigid base/C-face mount. Dynapar HSD38 encoder included. | from vendor up to 10 business days | 16077 | 17846
Y534 | Marathon Black MAX series premium efficiency AC induction motor, high-performance inverter duty, 1/2hp, 3-phase, 230/460 VAC, 1800rpm, TENV, 56C frame, rolled steel, removable base/C-face mount. | from vendor up to 7 business days | 423 | 479
Y534-A772 | Marathon Black MAX series premium efficiency AC induction motor, high-performance inverter duty, 1/2hp, 3-phase, 230/460 VAC, 1800rpm, TENV, 56C frame, rolled steel, removable base/C-face mount. Dynapar HS35 encoder included. | from vendor up to 10 business days | 1555 | 1736
Y535 | Marathon Black MAX series high efficiency AC induction motor, high-performance inverter duty, 1hp, 3-phase, 230/460 VAC, 1800rpm, TENV, 56C frame, rolled steel, removable base/C-face mount. | from vendor up to 7 business days | 566 | 589
Y535-A772 | Marathon Black MAX series high efficiency AC induction motor, high-performance inverter duty, 1hp, 3-phase, 230/460 VAC, 1800rpm, TENV, 56C frame, rolled steel, removable base/C-face mount. Dynapar HS35 encoder included. | from vendor up to 10 business days | 1638 | 1830
Y536 | Marathon Black MAX series high efficiency AC induction motor, high-performance inverter duty, 1hp, 3-phase, 230/460 VAC, 1800rpm, TENV, 143TC frame, rolled steel, removable base/C-face mount. | from vendor up to 7 business days | 581 | 604
Y536-A772 | Marathon Black MAX series high efficiency AC induction motor, high-performance inverter duty, 1hp, 3-phase, 230/460 VAC, 1800rpm, TENV, 143TC frame, rolled steel, removable base/C-face mount. Dynapar HS35 encoder included. | from vendor up to 10 business days | 1651 | 1845
Y537 | Marathon Black MAX series high efficiency AC induction motor, high-performance inverter duty, 1hp, 3-phase, 230/460 VAC, 1200rpm, TENV, 145TC frame, rolled steel, removable base/C-face mount. | from vendor up to 7 business days | 673 | 700
Y537-A772 | Marathon Black MAX series high efficiency AC induction motor, high-performance inverter duty, 1hp, 3-phase, 230/460 VAC, 1200rpm, TENV, 145TC frame, rolled steel, removable base/C-face mount. Dynapar HS35 encoder included. | from vendor up to 10 business days | 1735 | 1940
Y538 | Marathon Black MAX series high efficiency AC induction motor, high-performance inverter duty, 1-1/2hp, 3-phase, 230/460 VAC, 1800rpm, TENV, 145TC frame, rolled steel, rigid base/C-face mount. | from vendor up to 7 business days | 705 | 733
Y538-A772 | Marathon Black MAX series high efficiency AC induction motor, high-performance inverter duty, 1-1/2hp, 3-phase, 230/460 VAC, 1800rpm, TENV, 145TC frame, rolled steel, rigid base/C-face mount. Dynapar HS35 encoder included. | from vendor up to 10 business days | 1763 | 1972
Y540 | Marathon Black MAX series standard efficiency AC induction motor, high-performance inverter duty, 2hp, 3-phase, 230/460 VAC, 1200rpm, TENV, 184TC frame, cast aluminum, rigid base/C-face mount. | from vendor up to 7 business days | 1343 | 1491
Y540-A772 | Marathon Black MAX series standard efficiency AC induction motor, high-performance inverter duty, 2hp, 3-phase, 230/460 VAC, 1200rpm, TENV, 184TC frame, cast aluminum, rigid base/C-face mount. Dynapar HS35 encoder included. | from vendor up to 10 business days | 2489 | 2763
Y541A | Marathon Black MAX series high efficiency AC induction motor, high-performance inverter duty, 3hp, 3-phase, 230/460 VAC, 1800rpm, TENV, 182TC frame, aluminum, rigid base/C-face mount. | Stock | 1185 | 1315
Y541A-A772 | Marathon Black MAX series high efficiency AC induction motor, high-performance inverter duty, 3hp, 3-phase, 230/460 VAC, 1800rpm, TENV, 182TC frame, aluminum, rigid base/C-face mount. Dynapar HS35 encoder included. | from vendor up to 10 business days | 2309 | 2563
Y542 | Marathon Black MAX series standard efficiency AC induction motor, high-performance inverter duty, 3hp, 3-phase, 230/460 VAC, 1200rpm, TENV, 213TC frame, cast aluminum, rigid base/C-face mount. | from vendor up to 7 business days | 1653 | 1835
Y542-A772 | Marathon Black MAX series standard efficiency AC induction motor, high-performance inverter duty, 3hp, 3-phase, 230/460 VAC, 1200rpm, TENV, 213TC frame, cast aluminum, rigid base/C-face mount. Dynapar HS35 encoder included. | from vendor up to 10 business days | 2806 | 3115
Y543A | Marathon Black MAX series premium efficiency AC induction motor, high-performance inverter duty, 5hp, 3-phase, 230/460 VAC, 1800rpm, TENV, 184TC frame, aluminum, rigid base/C-face mount. | Stock | 1417 | 1573
Y543A-A772 | Marathon Black MAX series premium efficiency AC induction motor, high-performance inverter duty, 5hp, 3-phase, 230/460 VAC, 1800rpm, TENV, 184TC frame, aluminum, rigid base/C-face mount. Dynapar HS35 encoder included. | from vendor up to 10 business days | 2539 | 2818
Y544 | Marathon Black MAX series standard efficiency AC induction motor, high-performance inverter duty, 5hp, 3-phase, 230/460 VAC, 1200rpm, TENV, 215TC frame, cast aluminum, rigid base/C-face mount. | from vendor up to 7 business days | 2012 | 2233
Y544-A772 | Marathon Black MAX series standard efficiency AC induction motor, high-performance inverter duty, 5hp, 3-phase, 230/460 VAC, 1200rpm, TENV, 215TC frame, cast aluminum, rigid base/C-face mount. Dynapar HS35 encoder included. | from vendor up to 10 business days | 3170 | 3519
Y545 | Marathon Black MAX series high efficiency AC induction motor, high-performance inverter duty, 7-1/2hp, 3-phase, 230/460 VAC, 1800rpm, TENV, 213TC frame, cast aluminum, rigid base/C-face mount. | from vendor up to 7 business days | 1824 | 2025
Y545-A772 | Marathon Black MAX series high efficiency AC induction motor, high-performance inverter duty, 7-1/2hp, 3-phase, 230/460 VAC, 1800rpm, TENV, 213TC frame, cast aluminum, rigid base/C-face mount. Dynapar HS35 encoder included. | from vendor up to 10 business days | 2977 | 3305
Y546 | Marathon Black MAX series standard efficiency AC induction motor, high-performance inverter duty, 7-1/2hp, 3-phase, 230/460 VAC, 1200rpm, TENV, 254TC frame, cast aluminum, rigid base/C-face mount. | from vendor up to 7 business days | 2705 | 3003
Y546-A772 | Marathon Black MAX series standard efficiency AC induction motor, high-performance inverter duty, 7-1/2hp, 3-phase, 230/460 VAC, 1200rpm, TENV, 254TC frame, cast aluminum, rigid base/C-face mount. Dynapar HS35 encoder included. | from vendor up to 10 business days | 3873 | 4299
Y547 | Marathon Black MAX series high efficiency AC induction motor, high-performance inverter duty, 10hp, 3-phase, 230/460 VAC, 1800rpm, TENV, 215TC frame, cast aluminum, rigid base/C-face mount. | Stock | 2182 | 2422
Y547-A772 | Marathon Black MAX series high efficiency AC induction motor, high-performance inverter duty, 10hp, 3-phase, 230/460 VAC, 1800rpm, TENV, 215TC frame, cast aluminum, rigid base/C-face mount. Dynapar HS35 encoder included. | from vendor up to 10 business days | 3340 | 3708
Y548 | Marathon Black MAX series high efficiency AC induction motor, high-performance inverter duty, 10hp, 3-phase, 230/460 VAC, 1200rpm, TENV, 256TC frame, cast aluminum, rigid base/C-face mount. | Stock | 3063 | 3400
Y548-A772 | Marathon Black MAX series high efficiency AC induction motor, high-performance inverter duty, 10hp, 3-phase, 230/460 VAC, 1200rpm, TENV, 256TC frame, cast aluminum, rigid base/C-face mount. Dynapar HS35 encoder included. | from vendor up to 10 business days | 4236 | 4702
Y549 | Marathon Black MAX series premium efficiency AC induction motor, high-performance inverter duty, 15hp, 3-phase, 230/460 VAC, 1800rpm, TENV, 254TC frame, cast aluminum, rigid base/C-face mount. | Stock | 2595 | 2880
Y549-A772 | Marathon Black MAX series premium efficiency AC induction motor, high-performance inverter duty, 15hp, 3-phase, 230/460 VAC, 1800rpm, TENV, 254TC frame, cast aluminum, rigid base/C-face mount. Dynapar HS35 encoder included. | from vendor up to 10 business days | 3707 | 4115
Y551 | Marathon Black MAX series high efficiency AC induction motor, high-performance inverter duty, 2hp, 3-phase, 230/460 VAC, 1800rpm, TENV, 145TC frame, cast iron, rigid base/C-face mount. | from vendor up to 7 business days | 974 | 1013
Y551-A772 | Marathon Black MAX series high efficiency AC induction motor, high-performance inverter duty, 2hp, 3-phase, 230/460 VAC, 1800rpm, TENV, 145TC frame, cast iron, rigid base/C-face mount. Dynapar HS35 encoder included. | from vendor up to 10 business days | 2006 | 2247
Y552 | Marathon Black MAX series premium efficiency AC induction motor, high-performance inverter duty, 20hp, 3-phase, 230/460 VAC, 1800rpm, TENV, 256TC frame, cast iron, rigid base/C-face mount. | Stock | 3789 | 4206
Y552-A772 | Marathon Black MAX series premium efficiency AC induction motor, high-performance inverter duty, 20hp, 3-phase, 230/460 VAC, 1800rpm, TENV, 256TC frame, cast iron, rigid base/C-face mount. Dynapar HS35 encoder included. | from vendor up to 10 business days | 4899 | 5438
Y553 | Marathon Black MAX series premium efficiency AC induction motor, high-performance inverter duty, 25hp, 3-phase, 230/460 VAC, 1800rpm, TENV, 284TC frame, cast iron, rigid base/C-face mount. | Stock | 4122 | 4575
Y553-A772 | Marathon Black MAX series premium efficiency AC induction motor, high-performance inverter duty, 25hp, 3-phase, 230/460 VAC, 1800rpm, TENV, 284TC frame, cast iron, rigid base/C-face mount. Dynapar HS35 encoder included. | from vendor up to 10 business days | 5233 | 5809
Y555 | Marathon Black MAX series premium efficiency AC induction motor, high-performance inverter duty, 1/2hp, 3-phase, 575 VAC, 1800rpm, TENV, 56C frame, rolled steel, removable base/C-face mount. | from vendor up to 7 business days | 474 | 493
Y555-A772 | Marathon Black MAX series premium efficiency AC induction motor, high-performance inverter duty, 1/2hp, 3-phase, 575 VAC, 1800rpm, TENV, 56C frame, rolled steel, removable base/C-face mount. Dynapar HS35 encoder included. | from vendor up to 10 business days | 1555 | 1736
Y556 | Marathon Black MAX series high efficiency AC induction motor, high-performance inverter duty, 1hp, 3-phase, 575 VAC, 1800rpm, TENV, 56C frame, rolled steel, removable base/C-face mount. | from vendor up to 7 business days | 566 | 589
Y556-A772 | Marathon Black MAX series high efficiency AC induction motor, high-performance inverter duty, 1hp, 3-phase, 575 VAC, 1800rpm, TENV, 56C frame, rolled steel, removable base/C-face mount. Dynapar HS35 encoder included. | from vendor up to 10 business days | 1638 | 1830
Y557 | Marathon Black MAX series high efficiency AC induction motor, high-performance inverter duty, 2hp, 3-phase, 575 VAC, 1800rpm, TENV, 145TC frame, cast iron, rigid base/C-face mount. | from vendor up to 7 business days | 974 | 1013
Y557-A772 | Marathon Black MAX series high efficiency AC induction motor, high-performance inverter duty, 2hp, 3-phase, 575 VAC, 1800rpm, TENV, 145TC frame, cast iron, rigid base/C-face mount. Dynapar HS35 encoder included. | from vendor up to 10 business days | 2006 | 2247
Y558A | Marathon Black MAX series high efficiency AC induction motor, high-performance inverter duty, 3hp, 3-phase, 575 VAC, 1800rpm, TENV, 182TC frame, aluminum, rigid base/C-face mount. | from vendor up to 7 business days | 1163 | 1291
Y558A-A772 | Marathon Black MAX series high efficiency AC induction motor, high-performance inverter duty, 3hp, 3-phase, 575 VAC, 1800rpm, TENV, 182TC frame, aluminum, rigid base/C-face mount. Dynapar HS35 encoder included. | from vendor up to 10 business days | 2276 | 2527
Y559A | Marathon Black MAX series premium efficiency AC induction motor, high-performance inverter duty, 5hp, 3-phase, 575 VAC, 1800rpm, TENV, 184TC frame, aluminum, rigid base/C-face mount. | from vendor up to 7 business days | 1390 | 1543
Y559A-A772 | Marathon Black MAX series premium efficiency AC induction motor, high-performance inverter duty, 5hp, 3-phase, 575 VAC, 1800rpm, TENV, 184TC frame, aluminum, rigid base/C-face mount. Dynapar HS35 encoder included. | from vendor up to 10 business days | 2500 | 2775
Y560 | Marathon Black MAX series high efficiency AC induction motor, high-performance inverter duty, 7-1/2hp, 3-phase, 575 VAC, 1800rpm, TENV, 213TC frame, cast aluminum, rigid base/C-face mount. | from vendor up to 7 business days | 1824 | 2025
Y560-A772 | Marathon Black MAX series high efficiency AC induction motor, high-performance inverter duty, 7-1/2hp, 3-phase, 575 VAC, 1800rpm, TENV, 213TC frame, cast aluminum, rigid base/C-face mount. Dynapar HS35 encoder included. | from vendor up to 10 business days | 2977 | 3305
Y561 | Marathon Black MAX series high efficiency AC induction motor, high-performance inverter duty, 10hp, 3-phase, 575 VAC, 1800rpm, TENV, 215TC frame, cast aluminum, rigid base/C-face mount. | from vendor up to 7 business days | 2182 | 2422
Y561-A772 | Marathon Black MAX series high efficiency AC induction motor, high-performance inverter duty, 10hp, 3-phase, 575 VAC, 1800rpm, TENV, 215TC frame, cast aluminum, rigid base/C-face mount. Dynapar HS35 encoder included. | from vendor up to 10 business days | 3289 | 3651
Y562 | Marathon Black MAX series premium efficiency AC induction motor, high-performance inverter duty, 15hp, 3-phase, 575 VAC, 1800rpm, TENV, 254TC frame, cast aluminum, rigid base/C-face mount. | from vendor up to 7 business days | 2595 | 2880
Y562-A772 | Marathon Black MAX series premium efficiency AC induction motor, high-performance inverter duty, 15hp, 3-phase, 575 VAC, 1800rpm, TENV, 254TC frame, cast aluminum, rigid base/C-face mount. Dynapar HS35 encoder included. | from vendor up to 10 business days | 3707 | 4115
Y563 | Marathon Black MAX series premium efficiency AC induction motor, high-performance inverter duty, 20hp, 3-phase, 575 VAC, 1800rpm, TENV, 256TC frame, cast iron, rigid base/C-face mount. | from vendor up to 7 business days | 3789 | 4206
Y563-A772 | Marathon Black MAX series premium efficiency AC induction motor, high-performance inverter duty, 20hp, 3-phase, 575 VAC, 1800rpm, TENV, 256TC frame, cast iron, rigid base/C-face mount. Dynapar HS35 encoder included. | from vendor up to 10 business days | 4899 | 5438
Y571 | Marathon Blue MAX series standard efficiency AC induction motor, high-performance inverter duty, 40hp, 3-phase, 230/460 VAC, 1800rpm, TEFC, 324T frame, cast iron, rigid base only mount. | Stock | 5133 | 5698
Y571-A774 | Marathon Blue MAX series standard efficiency AC induction motor, high-performance inverter duty, 40hp, 3-phase, 230/460 VAC, 1800rpm, TEFC, 324T frame, cast iron, rigid base only mount. Dynapar HS35 encoder included. | from vendor up to 10 business days | 6308 | 7002
Y572 | Marathon Blue MAX series standard efficiency AC induction motor, high-performance inverter duty, 50hp, 3-phase, 230/460 VAC, 1800rpm, TEFC, 326T frame, cast iron, rigid base only mount. | Stock | 6351 | 7050
Y572-A774 | Marathon Blue MAX series standard efficiency AC induction motor, high-performance inverter duty, 50hp, 3-phase, 230/460 VAC, 1800rpm, TEFC, 326T frame, cast iron, rigid base only mount. Dynapar HS35 encoder included. | from vendor up to 10 business days | 7438 | 8256
Y573 | Marathon Blue MAX series standard efficiency AC induction motor, high-performance inverter duty, 60hp, 3-phase, 230/460 VAC, 1800rpm, TEFC, 364T frame, cast iron, rigid base only mount. | from vendor up to 7 business days | 8188 | 9089
Y573-A774 | Marathon Blue MAX series standard efficiency AC induction motor, high-performance inverter duty, 60hp, 3-phase, 230/460 VAC, 1800rpm, TEFC, 364T frame, cast iron, rigid base only mount. Dynapar HS35 encoder included. | from vendor up to 10 business days | 9274 | 10294
Y574 | Marathon Blue MAX series high efficiency AC induction motor, high-performance inverter duty, 75hp, 3-phase, 230/460 VAC, 1800rpm, TEFC, 365T frame, cast iron, rigid base only mount. | Stock | 9273 | 10293
Y574-A774 | Marathon Blue MAX series high efficiency AC induction motor, high-performance inverter duty, 75hp, 3-phase, 230/460 VAC, 1800rpm, TEFC, 365T frame, cast iron, rigid base only mount. Dynapar HS35 encoder included. | from vendor up to 10 business days | 10361 | 11501
Y575 | Marathon Blue MAX series high efficiency AC induction motor, high-performance inverter duty, 100hp, 3-phase, 230/460 VAC, 1800rpm, TEFC, 405T frame, cast iron, rigid base only mount. | from vendor up to 7 business days | 12548 | 13928
Y575-A774 | Marathon Blue MAX series high efficiency AC induction motor, high-performance inverter duty, 100hp, 3-phase, 230/460 VAC, 1800rpm, TEFC, 405T frame, cast iron, rigid base only mount. Dynapar HS35 encoder included. | from vendor up to 10 business days | 13827 | 15348
Y592 | Marathon Black MAX series standard efficiency AC induction motor, high-performance inverter duty, 1/4hp, 3-phase, 230/460 VAC, 1800rpm, TENV, 56C frame, rolled steel, removable base/C-face mount. | from vendor up to 7 business days | 379 | 394
Y592-A772 | Marathon Black MAX series standard efficiency AC induction motor, high-performance inverter duty, 1/4hp, 3-phase, 230/460 VAC, 1800rpm, TENV, 56C frame, rolled steel, removable base/C-face mount. Dynapar HS35 encoder included. | from vendor up to 10 business days | 1469 | 1639
Y994 | Marathon MicroMAX series high efficiency AC induction motor, high-performance inverter duty, 7-1/2hp, 3-phase, 230/460 VAC, 1800rpm, TEFC, 213TC frame, rolled steel, removable base/C-face mount. | Stock | 1293 | 1435
Y996 | Marathon MicroMAX series high efficiency AC induction motor, high-performance inverter duty, 10hp, 3-phase, 230/460 VAC, 1800rpm, TEFC, 215TC frame, rolled steel, removable base/C-face mount. | Stock | 1654 | 1836
YA11-1-D-01-RN | STAHL YA11 series audible alarm buzzer, hazardous location rated, electronic sound, 100 dB at 1m, 800 Hz to 1 kHz tone frequency, alternating two-tone tone(s), 24 VDC, panel mount, aluminium/ABS plastic housing, red, IP66. | Stock | 540
YA11-1-D-02-RN | STAHL YA11 series audible alarm buzzer, hazardous location rated, electronic sound, 100 dB at 1m, 2.5 kHz to 3.1 kHz tone frequency, alternating two-tone tone(s), 24 VDC, panel mount, aluminium/ABS plastic housing, red, IP66. | Stock | 540
YA11-1-D-04-RN | STAHL YA11 series audible alarm buzzer, hazardous location rated, electronic sound, 100 dB at 1m, 2.5 kHz to 3.1 kHz tone frequency, alternating fast two-tone tone(s), 24 VDC, panel mount, aluminium/ABS plastic housing, red, IP66. | Stock | 540
YA11-1-D-11-RN | STAHL YA11 series audible alarm buzzer, hazardous location rated, electronic sound, 100 dB at 1m, 1 kHz tone frequency, continuous tone(s), 24 VDC, panel mount, aluminium/ABS plastic housing, red, IP66. | Stock | 540
YBB-14K4-0150-G012 | Contrinex safety light curtain, sender/receiver pair, finger protection, 24 VDC, 14mm resolution, 137mm protected height, 0.25-3.5m operating distance, safety category Type 4, IP65 IP67, (2) 5-pin M12 quick-disconnects. | Stock | 507 | 527
YBB-14K4-0250-G012 | Contrinex safety light curtain, sender/receiver pair, finger protection, 24 VDC, 14mm resolution, 266mm protected height, 0.25-3.5m operating distance, safety category Type 4, IP65 IP67, (2) 5-pin M12 quick-disconnects. | Stock | 722 | 751
YBB-14K4-0400-G012 | Contrinex safety light curtain, sender/receiver pair, finger protection, 24 VDC, 14mm resolution, 395mm protected height, 0.25-3.5m operating distance, safety category Type 4, IP65 IP67, (2) 5-pin M12 quick-disconnects. | Stock | 865 | 900
YBB-14K4-0500-G012 | Contrinex safety light curtain, sender/receiver pair, finger protection, 24 VDC, 14mm resolution, 524mm protected height, 0.25-3.5m operating distance, safety category Type 4, IP65 IP67, (2) 5-pin M12 quick-disconnects. | Stock | 1007 | 1047
YBB-14K4-0700-G012 | Contrinex safety light curtain, sender/receiver pair, finger protection, 24 VDC, 14mm resolution, 653mm protected height, 0.25-3.5m operating distance, safety category Type 4, IP65 IP67, (2) 5-pin M12 quick-disconnects. | Stock | 1157 | 1203
YBB-14K4-0800-G012 | Contrinex safety light curtain, sender/receiver pair, finger protection, 24 VDC, 14mm resolution, 782mm protected height, 0.25-3.5m operating distance, safety category Type 4, IP65 IP67, (2) 5-pin M12 quick-disconnects. | Stock | 1300 | 1352
YBB-14K4-0900-G012 | Contrinex safety light curtain, sender/receiver pair, finger protection, 24 VDC, 14mm resolution, 911mm protected height, 0.25-3.5m operating distance, safety category Type 4, IP65 IP67, (2) 5-pin M12 quick-disconnects. | Stock | 1442 | 1500
YBB-14K4-1000-G012 | Contrinex safety light curtain, sender/receiver pair, finger protection, 24 VDC, 14mm resolution, 1040mm protected height, 0.25-3.5m operating distance, safety category Type 4, IP65 IP67, (2) 5-pin M12 quick-disconnects. | Stock | 1597 | 1661
YBB-14R4-0150-G012 | Contrinex safety light curtain, receiver, finger protection, 24 VDC, 14mm resolution, 137mm protected height, 0.25-3.5m operating distance, safety category Type 4, IP65 IP67, 5-pin M12 quick-disconnect. | Stock | 355 | 369
YBB-14R4-0250-G012 | Contrinex safety light curtain, receiver, finger protection, 24 VDC, 14mm resolution, 266mm protected height, 0.25-3.5m operating distance, safety category Type 4, IP65 IP67, 5-pin M12 quick-disconnect. | Stock | 446 | 464
YBB-14R4-0400-G012 | Contrinex safety light curtain, receiver, finger protection, 24 VDC, 14mm resolution, 395mm protected height, 0.25-3.5m operating distance, safety category Type 4, IP65 IP67, 5-pin M12 quick-disconnect. | Stock | 537 | 558
YBB-14R4-0500-G012 | Contrinex safety light curtain, receiver, finger protection, 24 VDC, 14mm resolution, 524mm protected height, 0.25-3.5m operating distance, safety category Type 4, IP65 IP67, 5-pin M12 quick-disconnect. | Stock | 636 | 661
YBB-14R4-0700-G012 | Contrinex safety light curtain, receiver, finger protection, 24 VDC, 14mm resolution, 653mm protected height, 0.25-3.5m operating distance, safety category Type 4, IP65 IP67, 5-pin M12 quick-disconnect. | Stock | 730 | 759
YBB-14R4-0800-G012 | Contrinex safety light curtain, receiver, finger protection, 24 VDC, 14mm resolution, 782mm protected height, 0.25-3.5m operating distance, safety category Type 4, IP65 IP67, 5-pin M12 quick-disconnect. | Stock | 830 | 863
YBB-14R4-0900-G012 | Contrinex safety light curtain, receiver, finger protection, 24 VDC, 14mm resolution, 911mm protected height, 0.25-3.5m operating distance, safety category Type 4, IP65 IP67, 5-pin M12 quick-disconnect. | Stock | 922 | 959
YBB-14R4-1000-G012 | Contrinex safety light curtain, receiver, finger protection, 24 VDC, 14mm resolution, 1040mm protected height, 0.25-3.5m operating distance, safety category Type 4, IP65 IP67, 5-pin M12 quick-disconnect. | Stock | 1025 | 1066
YBB-14S4-0150-G012 | Contrinex safety light curtain, sender, finger protection, 24 VDC, 14mm resolution, 137mm protected height, 0.25-3.5m operating distance, safety category Type 4, IP65 IP67, 5-pin M12 quick-disconnect. | Stock | 316 | 329
YBB-14S4-0250-G012 | Contrinex safety light curtain, sender, finger protection, 24 VDC, 14mm resolution, 266mm protected height, 0.25-3.5m operating distance, safety category Type 4, IP65 IP67, 5-pin M12 quick-disconnect. | Stock | 390 | 406
YBB-14S4-0400-G012 | Contrinex safety light curtain, sender, finger protection, 24 VDC, 14mm resolution, 395mm protected height, 0.25-3.5m operating distance, safety category Type 4, IP65 IP67, 5-pin M12 quick-disconnect. | Stock | 462 | 480
YBB-14S4-0500-G012 | Contrinex safety light curtain, sender, finger protection, 24 VDC, 14mm resolution, 524mm protected height, 0.25-3.5m operating distance, safety category Type 4, IP65 IP67, 5-pin M12 quick-disconnect. | Stock | 536 | 557
YBB-14S4-0700-G012 | Contrinex safety light curtain, sender, finger protection, 24 VDC, 14mm resolution, 653mm protected height, 0.25-3.5m operating distance, safety category Type 4, IP65 IP67, 5-pin M12 quick-disconnect. | Stock | 609 | 633
YBB-14S4-0800-G012 | Contrinex safety light curtain, sender, finger protection, 24 VDC, 14mm resolution, 782mm protected height, 0.25-3.5m operating distance, safety category Type 4, IP65 IP67, 5-pin M12 quick-disconnect. | Stock | 684 | 711
YBB-14S4-0900-G012 | Contrinex safety light curtain, sender, finger protection, 24 VDC, 14mm resolution, 911mm protected height, 0.25-3.5m operating distance, safety category Type 4, IP65 IP67, 5-pin M12 quick-disconnect. | Stock | 755 | 785
YBB-14S4-1000-G012 | Contrinex safety light curtain, sender, finger protection, 24 VDC, 14mm resolution, 1040mm protected height, 0.25-3.5m operating distance, safety category Type 4, IP65 IP67, 5-pin M12 quick-disconnect. | Stock | 831 | 864
YBB-30K4-0250-G012 | Contrinex safety light curtain, sender/receiver pair, hand protection, 24 VDC, 30mm resolution, 274mm protected height, 0.25-12m operating distance, safety category Type 4, IP65 IP67, (2) 5-pin M12 quick-disconnects. | Stock | 534 | 555
YBB-30K4-0400-G012 | Contrinex safety light curtain, sender/receiver pair, hand protection, 24 VDC, 30mm resolution, 403mm protected height, 0.25-12m operating distance, safety category Type 4, IP65 IP67, (2) 5-pin M12 quick-disconnects. | Stock | 660 | 686
YBB-30K4-0500-G012 | Contrinex safety light curtain, sender/receiver pair, hand protection, 24 VDC, 30mm resolution, 532mm protected height, 0.25-12m operating distance, safety category Type 4, IP65 IP67, (2) 5-pin M12 quick-disconnects. | Stock | 765 | 796
YBB-30K4-0700-G012 | Contrinex safety light curtain, sender/receiver pair, hand protection, 24 VDC, 30mm resolution, 661mm protected height, 0.25-12m operating distance, safety category Type 4, IP65 IP67, (2) 5-pin M12 quick-disconnects. | Stock | 870 | 905
YBB-30K4-0800-G012 | Contrinex safety light curtain, sender/receiver pair, hand protection, 24 VDC, 30mm resolution, 790mm protected height, 0.25-12m operating distance, safety category Type 4, IP65 IP67, (2) 5-pin M12 quick-disconnects. | Stock | 969 | 1008
YBB-30K4-0900-G012 | Contrinex safety light curtain, sender/receiver pair, hand protection, 24 VDC, 30mm resolution, 919mm protected height, 0.25-12m operating distance, safety category Type 4, IP65 IP67, (2) 5-pin M12 quick-disconnects. | Stock | 1074 | 1117
YBB-30K4-1000-G012 | Contrinex safety light curtain, sender/receiver pair, hand protection, 24 VDC, 30mm resolution, 1048mm protected height, 0.25-12m operating distance, safety category Type 4, IP65 IP67, (2) 5-pin M12 quick-disconnects. | Stock | 1184 | 1231
YBB-30K4-1200-G012 | Contrinex safety light curtain, sender/receiver pair, hand protection, 24 VDC, 30mm resolution, 1177mm protected height, 0.25-12m operating distance, safety category Type 4, IP65 IP67, (2) 5-pin M12 quick-disconnects. | Stock | 1157 | 1203
YBB-30K4-1300-G012 | Contrinex safety light curtain, sender/receiver pair, hand protection, 24 VDC, 30mm resolution, 1306mm protected height, 0.25-12m operating distance, safety category Type 4, IP65 IP67, (2) 5-pin M12 quick-disconnects. | Stock | 1182 | 1229
YBB-30K4-1400-G012 | Contrinex safety light curtain, sender/receiver pair, hand protection, 24 VDC, 30mm resolution, 1435mm protected height, 0.25-12m operating distance, safety category Type 4, IP65 IP67, (2) 5-pin M12 quick-disconnects. | Stock | 1297 | 1349
YBB-30K4-1600-G012 | Contrinex safety light curtain, sender/receiver pair, hand protection, 24 VDC, 30mm resolution, 1564mm protected height, 0.25-12m operating distance, safety category Type 4, IP65 IP67, (2) 5-pin M12 quick-disconnects. | Stock | 1422 | 1479
YBB-30K4-1700-G012 | Contrinex safety light curtain, sender/receiver pair, hand protection, 24 VDC, 30mm resolution, 1693mm protected height, 0.25-12m operating distance, safety category Type 4, IP65 IP67, (2) 5-pin M12 quick-disconnects. | Stock | 1472 | 1531
YBB-30K4-1800-G012 | Contrinex safety light curtain, sender/receiver pair, hand protection, 24 VDC, 30mm resolution, 1822mm protected height, 0.25-12m operating distance, safety category Type 4, IP65 IP67, (2) 5-pin M12 quick-disconnects. | Stock | 1556 | 1618
YBB-30R4-0250-G012 | Contrinex safety light curtain, receiver, hand protection, 24 VDC, 30mm resolution, 274mm protected height, 0.25-12m operating distance, safety category Type 4, IP65 IP67, 5-pin M12 quick-disconnect. | Stock | 336 | 349
YBB-30R4-0400-G012 | Contrinex safety light curtain, receiver, hand protection, 24 VDC, 30mm resolution, 403mm protected height, 0.25-12m operating distance, safety category Type 4, IP65 IP67, 5-pin M12 quick-disconnect. | Stock | 410 | 426
YBB-30R4-0500-G012 | Contrinex safety light curtain, receiver, hand protection, 24 VDC, 30mm resolution, 532mm protected height, 0.25-12m operating distance, safety category Type 4, IP65 IP67, 5-pin M12 quick-disconnect. | Stock | 470 | 489
YBB-30R4-0700-G012 | Contrinex safety light curtain, receiver, hand protection, 24 VDC, 30mm resolution, 661mm protected height, 0.25-12m operating distance, safety category Type 4, IP65 IP67, 5-pin M12 quick-disconnect. | Stock | 536 | 557
YBB-30R4-0800-G012 | Contrinex safety light curtain, receiver, hand protection, 24 VDC, 30mm resolution, 790mm protected height, 0.25-12m operating distance, safety category Type 4, IP65 IP67, 5-pin M12 quick-disconnect. | Stock | 598 | 622
YBB-30R4-0900-G012 | Contrinex safety light curtain, receiver, hand protection, 24 VDC, 30mm resolution, 919mm protected height, 0.25-12m operating distance, safety category Type 4, IP65 IP67, 5-pin M12 quick-disconnect. | Stock | 666 | 693
YBB-30R4-1000-G012 | Contrinex safety light curtain, receiver, hand protection, 24 VDC, 30mm resolution, 1048mm protected height, 0.25-12m operating distance, safety category Type 4, IP65 IP67, 5-pin M12 quick-disconnect. | Stock | 732 | 761
YBB-30R4-1200-G012 | Contrinex safety light curtain, receiver, hand protection, 24 VDC, 30mm resolution, 1177mm protected height, 0.25-12m operating distance, safety category Type 4, IP65 IP67, 5-pin M12 quick-disconnect. | Stock | 800 | 832
YBB-30R4-1300-G012 | Contrinex safety light curtain, receiver, hand protection, 24 VDC, 30mm resolution, 1306mm protected height, 0.25-12m operating distance, safety category Type 4, IP65 IP67, 5-pin M12 quick-disconnect. | Stock | 787 | 818
YBB-30R4-1400-G012 | Contrinex safety light curtain, receiver, hand protection, 24 VDC, 30mm resolution, 1435mm protected height, 0.25-12m operating distance, safety category Type 4, IP65 IP67, 5-pin M12 quick-disconnect. | Stock | 850 | 884
YBB-30R4-1600-G012 | Contrinex safety light curtain, receiver, hand protection, 24 VDC, 30mm resolution, 1564mm protected height, 0.25-12m operating distance, safety category Type 4, IP65 IP67, 5-pin M12 quick-disconnect. | Stock | 1000 | 1040
YBB-30R4-1700-G012 | Contrinex safety light curtain, receiver, hand protection, 24 VDC, 30mm resolution, 1693mm protected height, 0.25-12m operating distance, safety category Type 4, IP65 IP67, 5-pin M12 quick-disconnect. | Stock | 975 | 1014
YBB-30R4-1800-G012 | Contrinex safety light curtain, receiver, hand protection, 24 VDC, 30mm resolution, 1822mm protected height, 0.25-12m operating distance, safety category Type 4, IP65 IP67, 5-pin M12 quick-disconnect. | Stock | 1039 | 1081
YBB-30S4-0250-G012 | Contrinex safety light curtain, sender, hand protection, 24 VDC, 30mm resolution, 274mm protected height, 0.25-12m operating distance, safety category Type 4, IP65 IP67, 5-pin M12 quick-disconnect. | Stock | 306 | 318
YBB-30S4-0400-G012 | Contrinex safety light curtain, sender, hand protection, 24 VDC, 30mm resolution, 403mm protected height, 0.25-12m operating distance, safety category Type 4, IP65 IP67, 5-pin M12 quick-disconnect. | Stock | 364 | 379
YBB-30S4-0500-G012 | Contrinex safety light curtain, sender, hand protection, 24 VDC, 30mm resolution, 532mm protected height, 0.25-12m operating distance, safety category Type 4, IP65 IP67, 5-pin M12 quick-disconnect. | Stock | 423 | 440
YBB-30S4-0700-G012 | Contrinex safety light curtain, sender, hand protection, 24 VDC, 30mm resolution, 661mm protected height, 0.25-12m operating distance, safety category Type 4, IP65 IP67, 5-pin M12 quick-disconnect. | Stock | 472 | 491
YBB-30S4-0800-G012 | Contrinex safety light curtain, sender, hand protection, 24 VDC, 30mm resolution, 790mm protected height, 0.25-12m operating distance, safety category Type 4, IP65 IP67, 5-pin M12 quick-disconnect. | Stock | 525 | 546
YBB-30S4-0900-G012 | Contrinex safety light curtain, sender, hand protection, 24 VDC, 30mm resolution, 919mm protected height, 0.25-12m operating distance, safety category Type 4, IP65 IP67, 5-pin M12 quick-disconnect. | Stock | 579 | 602
YBB-30S4-1000-G012 | Contrinex safety light curtain, sender, hand protection, 24 VDC, 30mm resolution, 1048mm protected height, 0.25-12m operating distance, safety category Type 4, IP65 IP67, 5-pin M12 quick-disconnect. | Stock | 642 | 668
YBB-30S4-1200-G012 | Contrinex safety light curtain, sender, hand protection, 24 VDC, 30mm resolution, 1177mm protected height, 0.25-12m operating distance, safety category Type 4, IP65 IP67, 5-pin M12 quick-disconnect. | Stock | 691 | 719
YBB-30S4-1300-G012 | Contrinex safety light curtain, sender, hand protection, 24 VDC, 30mm resolution, 1306mm protected height, 0.25-12m operating distance, safety category Type 4, IP65 IP67, 5-pin M12 quick-disconnect. | Stock | 677 | 704
YBB-30S4-1400-G012 | Contrinex safety light curtain, sender, hand protection, 24 VDC, 30mm resolution, 1435mm protected height, 0.25-12m operating distance, safety category Type 4, IP65 IP67, 5-pin M12 quick-disconnect. | Stock | 727 | 756
YBB-30S4-1600-G012 | Contrinex safety light curtain, sender, hand protection, 24 VDC, 30mm resolution, 1564mm protected height, 0.25-12m operating distance, safety category Type 4, IP65 IP67, 5-pin M12 quick-disconnect. | Stock | 852 | 886
YBB-30S4-1700-G012 | Contrinex safety light curtain, sender, hand protection, 24 VDC, 30mm resolution, 1693mm protected height, 0.25-12m operating distance, safety category Type 4, IP65 IP67, 5-pin M12 quick-disconnect. | Stock | 842 | 876
YBB-30S4-1800-G012 | Contrinex safety light curtain, sender, hand protection, 24 VDC, 30mm resolution, 1822mm protected height, 0.25-12m operating distance, safety category Type 4, IP65 IP67, 5-pin M12 quick-disconnect. | Stock | 875 | 910
YBES-14K4-0170-P012 | Contrinex safety light curtain, sender/receiver pair, finger protection, 24 VDC, 14mm resolution, 170mm protected height, 0.4-5.0m operating distance, safety category Type 4, configurable, IP65, (1) 5-pin and (1) 8-pin M12 quick-disconnect. | Stock | 495 | 515
YBES-14K4-0330-P012 | Contrinex safety light curtain, sender/receiver pair, finger protection, 24 VDC, 14mm resolution, 330mm protected height, 0.4-5.0m operating distance, safety category Type 4, configurable, IP65, (1) 5-pin and (1) 8-pin M12 quick-disconnect. | Stock | 623 | 648
YBES-14K4-0490-P012 | Contrinex safety light curtain, sender/receiver pair, finger protection, 24 VDC, 14mm resolution, 490mm protected height, 0.4-5.0m operating distance, safety category Type 4, configurable, IP65, (1) 5-pin and (1) 8-pin M12 quick-disconnect. | Stock | 847 | 881
YBES-14K4-0650-P012 | Contrinex safety light curtain, sender/receiver pair, finger protection, 24 VDC, 14mm resolution, 650mm protected height, 0.4-5.0m operating distance, safety category Type 4, configurable, IP65, (1) 5-pin and (1) 8-pin M12 quick-disconnect. | Stock | 1139 | 1185
YBES-14K4-0810-P012 | Contrinex safety light curtain, sender/receiver pair, finger protection, 24 VDC, 14mm resolution, 810mm protected height, 0.4-5.0m operating distance, safety category Type 4, configurable, IP65, (1) 5-pin and (1) 8-pin M12 quick-disconnect. | Stock | 1321 | 1374
YBES-14K4-0970-P012 | Contrinex safety light curtain, sender/receiver pair, finger protection, 24 VDC, 14mm resolution, 970mm protected height, 0.4-5.0m operating distance, safety category Type 4, configurable, IP65, (1) 5-pin and (1) 8-pin M12 quick-disconnect. | Stock | 1496 | 1556
YBES-14K4-1130-P012 | Contrinex safety light curtain, sender/receiver pair, finger protection, 24 VDC, 14mm resolution, 1130mm protected height, 0.4-5.0m operating distance, safety category Type 4, configurable, IP65, (1) 5-pin and (1) 8-pin M12 quick-disconnect. | Stock | 1866 | 1941
YBES-14K4-1290-P012 | Contrinex safety light curtain, sender/receiver pair, finger protection, 24 VDC, 14mm resolution, 1290mm protected height, 0.4-5.0m operating distance, safety category Type 4, configurable, IP65, (1) 5-pin and (1) 8-pin M12 quick-disconnect. | Stock | 2154 | 2240
YBES-30K4-0170-P012 | Contrinex safety light curtain, sender/receiver pair, hand protection, 24 VDC, 30mm resolution, 170mm protected height, 0.25-5.0m operating distance, safety category Type 4, configurable, IP65, (1) 5-pin and (1) 8-pin M12 quick-disconnect. | Stock | 468 | 487
YBES-30K4-0330-P012 | Contrinex safety light curtain, sender/receiver pair, hand protection, 24 VDC, 30mm resolution, 330mm protected height, 0.25-5.0m operating distance, safety category Type 4, configurable, IP65, (1) 5-pin and (1) 8-pin M12 quick-disconnect. | Stock | 550 | 572
YBES-30K4-0490-P012 | Contrinex safety light curtain, sender/receiver pair, hand protection, 24 VDC, 30mm resolution, 490mm protected height, 0.25-5.0m operating distance, safety category Type 4, configurable, IP65, (1) 5-pin and (1) 8-pin M12 quick-disconnect. | Stock | 655 | 681
YBES-30K4-0650-P012 | Contrinex safety light curtain, sender/receiver pair, hand protection, 24 VDC, 30mm resolution, 650mm protected height, 0.25-5.0m operating distance, safety category Type 4, configurable, IP65, (1) 5-pin and (1) 8-pin M12 quick-disconnect. | Stock | 868 | 903
YBES-30K4-0810-P012 | Contrinex safety light curtain, sender/receiver pair, hand protection, 24 VDC, 30mm resolution, 810mm protected height, 0.25-5.0m operating distance, safety category Type 4, configurable, IP65, (1) 5-pin and (1) 8-pin M12 quick-disconnect. | Stock | 955 | 993
YBES-30K4-0970-P012 | Contrinex safety light curtain, sender/receiver pair, hand protection, 24 VDC, 30mm resolution, 970mm protected height, 0.25-5.0m operating distance, safety category Type 4, configurable, IP65, (1) 5-pin and (1) 8-pin M12 quick-disconnect. | Stock | 1046 | 1088
YBES-30K4-1130-P012 | Contrinex safety light curtain, sender/receiver pair, hand protection, 24 VDC, 30mm resolution, 1130mm protected height, 0.25-5.0m operating distance, safety category Type 4, configurable, IP65, (1) 5-pin and (1) 8-pin M12 quick-disconnect. | Stock | 1139 | 1185
YBES-30K4-1290-P012 | Contrinex safety light curtain, sender/receiver pair, hand protection, 24 VDC, 30mm resolution, 1290mm protected height, 0.25-5.0m operating distance, safety category Type 4, configurable, IP65, (1) 5-pin and (1) 8-pin M12 quick-disconnect. | Stock | 1170 | 1217
YBES-30K4-1450-P012 | Contrinex safety light curtain, sender/receiver pair, hand protection, 24 VDC, 30mm resolution, 1450mm protected height, 0.25-5.0m operating distance, safety category Type 4, configurable, IP65, (1) 5-pin and (1) 8-pin M12 quick-disconnect. | Stock | 1288 | 1340
YBES-30K4-1610-P012 | Contrinex safety light curtain, sender/receiver pair, hand protection, 24 VDC, 30mm resolution, 1610mm protected height, 0.25-5.0m operating distance, safety category Type 4, configurable, IP65, (1) 5-pin and (1) 8-pin M12 quick-disconnect. | Stock | 1420 | 1477
YCA-50K4-3400-G012 | Contrinex safety light curtain, sender/receiver pair, access control, 24 VDC, 400mm resolution, 832mm protected height, 1-50m operating distance, safety category Type 4, IP65 IP67, (2) 5-pin M12 quick-disconnects. | Stock | 724 | 753
YCA-50K4-4300-G012 | Contrinex safety light curtain, sender/receiver pair, access control, 24 VDC, 300mm resolution, 932mm protected height, 1-50m operating distance, safety category Type 4, IP65 IP67, (2) 5-pin M12 quick-disconnects. | Stock | 785 | 816
YCA-50K4-4400-G012 | Contrinex safety light curtain, sender/receiver pair, access control, 24 VDC, 400mm resolution, 1232mm protected height, 1-50m operating distance, safety category Type 4, IP65 IP67, (2) 5-pin M12 quick-disconnects. | Stock | 840 | 874
YCA-50R4-3400-G012 | Contrinex safety light curtain, receiver, access control, 24 VDC, 400mm resolution, 832mm protected height, 1-50m operating distance, safety category Type 4, IP65 IP67, 5-pin M12 quick-disconnect. | Stock | 457 | 475
YCA-50R4-4300-G012 | Contrinex safety light curtain, receiver, access control, 24 VDC, 300mm resolution, 932mm protected height, 1-50m operating distance, safety category Type 4, IP65 IP67, 5-pin M12 quick-disconnect. | Stock | 495 | 515
YCA-50R4-4400-G012 | Contrinex safety light curtain, receiver, access control, 24 VDC, 400mm resolution, 1232mm protected height, 1-50m operating distance, safety category Type 4, IP65 IP67, 5-pin M12 quick-disconnect. | Stock | 529 | 550
YCA-50S4-3400-G012 | Contrinex safety light curtain, sender, access control, 24 VDC, 400mm resolution, 832mm protected height, 1-50m operating distance, safety category Type 4, IP65 IP67, 5-pin M12 quick-disconnect. | Stock | 386 | 401
YCA-50S4-4300-G012 | Contrinex safety light curtain, sender, access control, 24 VDC, 300mm resolution, 932mm protected height, 1-50m operating distance, safety category Type 4, IP65 IP67, 5-pin M12 quick-disconnect. | Stock | 419 | 436
YCA-50S4-4400-G012 | Contrinex safety light curtain, sender, access control, 24 VDC, 400mm resolution, 1232mm protected height, 1-50m operating distance, safety category Type 4, IP65 IP67, 5-pin M12 quick-disconnect. | Stock | 450 | 468
YXC-0985-F00 | Contrinex protective column, 965mm housing. For use with safety light curtains. Suitable for YBB-xxxx-0150-xxxx to YBB-xxxx-0800-xxxx units. Mounting hardware included. | Stock | 390 | 406
YXC-1185-M23 | Contrinex mirror column, 1185mm housing, (3) 90mm mirror(s). For use with safety light curtains. Suitable for YCA-xxxx-3400-xxxx units. Mounting hardware included. | Stock | 420 | 437
YXC-1280-M11 | Contrinex mirror column, 1281mm housing, 1082mm mirror(s). For use with safety light curtains. Suitable for YBB-xxxx-0150-xxxx to YBB-xxxx-0900-xxxx units, YCA-xxxx-3400-xxxx. Mounting hardware included. | Stock | 689 | 717
YXC-1285-F00 | Contrinex protective column, 1265mm housing. For use with safety light curtains. Suitable for YBB-xxxx-0150-xxxx to YBB-xxxx-1000-xxxx units, YCA-xxxx-3400-xxxx. Mounting hardware included. | Stock | 430 | 447
YXC-1285-M24 | Contrinex mirror column, 1285mm housing, (4) 90mm mirror(s). For use with safety light curtains. Suitable for YCA-xxxx-4300-xxxx units. Mounting hardware included. | Stock | 501 | 521
YXC-1715-M11 | Contrinex mirror column, 1716mm housing, 1532mm mirror(s). For use with safety light curtains. Suitable for YBB-xxxx-0150-xxxx to YBB-xxxx-1400-xxxx units, YCA-xxxx-3400-xxxx and YCA-xxxx-4400-xxxx units. Mounting hardware included. | Stock | 813 | 846
YXC-1740-F00 | Contrinex protective column, 1720mm housing. For use with safety light curtains. Suitable for YBB-xxxx-0150-xxxx to YBB-xxxx-1400-xxxx units and YCA-xxxx-3400-xxxx and YCA-xxxx-4400-xxxx units. Mounting hardware included. | Stock | 465 | 484
YXC-2015-M11 | Contrinex mirror column, 2016mm housing, 1682mm mirror(s). For use with safety light curtains. Suitable for YBB-xxxx-0150-xxxx to YBB-xxxx-1600-xxxx units and YCA-xxxx-3400-xxxx and YCA-xxxx-4400-xxxx units. Mounting hardware included. | Stock | 941 | 979
YXC-2040-F00 | Contrinex protective column, 2020mm housing. For use with safety light curtains. Suitable for YBB-xxxx-0150-xxxx to YBB-xxxx-1700-xxxx units, YCA-xxxx-3400-xxxx and YCA-xxxx-4400-xxxx units. Mounting hardware included. | Stock | 485 | 504
YXC-2215-M11 | Contrinex mirror column, 2216mm housing, 1832mm mirror(s). For use with safety light curtains. Suitable for YBB-xxxx-0150-xxxx to YBB-xxxx-1700-xxxx units, YCA-xxxx-3400-xxxx and YCA-xxxx-4400-xxxx units. Mounting hardware included. | Stock | 1071 | 1114
YXL-0001-000 | Contrinex laser alignment tool, Class 2 laser light emission, 50m operating range. For use with YBB and YCA series light curtain models. 2 AA batteries included. | Stock | 264 | 275
YXW-0001-000 | Contrinex mounting bracket, replacement, top and bottom, plastic, top and bottom mount. Package of 2. For use with YBB and YCA series light curtain models. | Stock | 6.75 | 7
YXW-0003-000 | Contrinex T-nuts, metal, M5 x 0.8. Package of 2. For use with YBB and YCA series light curtain models. | Stock | 6.75 | 7
YXW-0005-000 | Contrinex mounting bracket, glass fiber reinforced polyamide, top and bottom mount. Package of 2. For use with YBxS series light curtains. | Stock | 10.25 | 10.5
YXW-0006-000 | Contrinex mounting bracket, stainless steel, side mount. Package of 2. For use with YBxS series light curtains. | Stock | 20.5 | 21.5
YXW-0007-000 | Contrinex mounting bracket, stainless steel, side or end mount. Package of 2. For use with YBxS series light curtains. | Stock | 19.25 | 20
Z1K-335-11Z | Schmersal limit switch, one-way horizontal lever with plastic roller, 90-degree adjustable head, (1) N.O./(1) N.C. contact(s), snap action, 40.5mm wide body, aluminum, 30mm mount, M20 x 1.5 entry with 1/2in NPT adapter. | Stock | 63
Z1K-336-11Z | Schmersal limit switch, one-way horizontal lever with plastic roller, 90-degree adjustable head, (1) N.O./(1) N.C. contact(s), snap action, 40.5mm wide body, glass-fiber thermoplastic, 30mm mount, M20 x 1.5 entry with 1/2in NPT adapter. | Stock | 40
Z251-2.H08B | Merz rotary transfer cam switch, 2-pole, 600 VAC, 25A, 5kA SCCR, door mount, front operated. Hardware for 4-hole door mounting & black operating handle included. | Stock | 23 | 24
Z251-3.H08B | Merz rotary transfer cam switch, 3-pole, 600 VAC, 25A, 5kA SCCR, door mount, front operated. Hardware for 4-hole door mounting & black operating handle included. | Stock | 28.5 | 29.5
Z35721038-056F1 | Patlite O-ring, replacement, silicone. For use with LS7 series signal tower base. | Stock | 9.75 | 10
Z35721039-F1 | Patlite O-ring, replacement, silicone. For use with LS7 series signal tower outer cover. | Stock | 9.75 | 10
Z451-2.H08B | Merz rotary transfer cam switch, 2-pole, 600 VAC, 32A, 5kA SCCR, door mount, front operated. Hardware for 4-hole door mounting & black operating handle included. | Stock | 32.5 | 34
Z451-3.H08B | Merz rotary transfer cam switch, 3-pole, 600 VAC, 32A, 5kA SCCR, door mount, front operated. Hardware for 4-hole door mounting & black operating handle included. | Stock | 42 | 43.5
Z4R-235-02Z | Schmersal limit switch, metal plunger with plastic roller with fixing nuts, 90-degree adjustable head, (2) N.C. contact(s), snap action, 30mm wide body, zinc alloy, 20-22mm mount, M20 x 1.5 entry with 1/2in NPT adapter. | Stock | 36
Z4R-235-11Z | Schmersal limit switch, metal plunger with plastic roller with fixing nuts, 90-degree adjustable head, (1) N.O./(1) N.C. contact(s), snap action, 30mm wide body, zinc alloy, 20-22mm mount, M20 x 1.5 entry with 1/2in NPT adapter. | Stock | 36
Z4R-236-02Z | Schmersal limit switch, metal plunger with plastic roller with fixing nuts, 90-degree adjustable head, (2) N.C. contact(s), snap action, 30mm wide body, glass-fiber thermoplastic, 20-22mm mount, M20 x 1.5 entry with 1/2in NPT adapter. | Stock | 29
Z4R-236-11Z | Schmersal limit switch, metal plunger with plastic roller with fixing nuts, 90-degree adjustable head, (1) N.O./(1) N.C. contact(s), snap action, 30mm wide body, glass-fiber thermoplastic, 20-22mm mount, M20 x 1.5 entry with 1/2in NPT adapter. | Stock | 29
Z4S-235-02Z | Schmersal limit switch, metal plunger with fixing nuts, 90-degree adjustable head, (2) N.C. contact(s), snap action, 30mm wide body, zinc alloy, 20-22mm mount, M20 x 1.5 entry with 1/2in NPT adapter. | Stock | 33
Z4S-235-11Z | Schmersal limit switch, metal plunger with fixing nuts, 90-degree adjustable head, (1) N.O./(1) N.C. contact(s), snap action, 30mm wide body, zinc alloy, 20-22mm mount, M20 x 1.5 entry with 1/2in NPT adapter. | Stock | 33
Z4S-236-02Z | Schmersal limit switch, metal plunger with fixing nuts, 90-degree adjustable head, (2) N.C. contact(s), snap action, 30mm wide body, glass-fiber thermoplastic, 20-22mm mount, M20 x 1.5 entry with 1/2in NPT adapter. | Stock | 26
Z4S-236-11Z | Schmersal limit switch, metal plunger with fixing nuts, 90-degree adjustable head, (1) N.O./(1) N.C. contact(s), snap action, 30mm wide body, glass-fiber thermoplastic, 20-22mm mount, M20 x 1.5 entry with 1/2in NPT adapter. | Stock | 26
Z4V10H-335-02Z | Schmersal limit switch, side rotary adjustable 6mm plastic rod, 90-degree adjustable head, (2) N.C. contact(s), snap action, 40.5mm wide body, aluminum, 30mm mount, M20 x 1.5 entry with 1/2in NPT adapter. | Stock | 69
Z4V10H-335-11Z | Schmersal limit switch, side rotary adjustable 6mm plastic rod, 90-degree adjustable head, (1) N.O./(1) N.C. contact(s), snap action, 40.5mm wide body, aluminum, 30mm mount, M20 x 1.5 entry with 1/2in NPT adapter. | Stock | 69
Z4V10H-336-02Z | Schmersal limit switch, side rotary adjustable 6mm plastic rod, 90-degree adjustable head, (2) N.C. contact(s), snap action, 40.5mm wide body, glass-fiber thermoplastic, 30mm mount, M20 x 1.5 entry with 1/2in NPT adapter. | Stock | 33
Z4V10H-336-11Z | Schmersal limit switch, side rotary adjustable 6mm plastic rod, 90-degree adjustable head, (1) N.O./(1) N.C. contact(s), snap action, 40.5mm wide body, glass-fiber thermoplastic, 30mm mount, M20 x 1.5 entry with 1/2in NPT adapter. | Stock | 33
Z4V7H-335-02Z | Schmersal limit switch, side rotary adjustable lever with plastic roller, 90-degree adjustable head, (2) N.C. contact(s), snap action, 40.5mm wide body, aluminum, 30mm mount, M20 x 1.5 entry with 1/2in NPT adapter. | Stock | 69
Z4V7H-335-11Z | Schmersal limit switch, side rotary adjustable lever with plastic roller, 90-degree adjustable head, (1) N.O./(1) N.C. contact(s), snap action, 40.5mm wide body, aluminum, 30mm mount, M20 x 1.5 entry with 1/2in NPT adapter. | Stock | 69
Z4V7H-336-02Z | Schmersal limit switch, side rotary adjustable lever with plastic roller, 90-degree adjustable head, (2) N.C. contact(s), snap action, 40.5mm wide body, glass-fiber thermoplastic, 30mm mount, M20 x 1.5 entry with 1/2in NPT adapter. | Stock | 35
Z4V7H-336-11Z | Schmersal limit switch, side rotary adjustable lever with plastic roller, 90-degree adjustable head, (1) N.O./(1) N.C. contact(s), snap action, 40.5mm wide body, glass-fiber thermoplastic, 30mm mount, M20 x 1.5 entry with 1/2in NPT adapter. | Stock | 35
Z4VH-335-02Z | Schmersal limit switch, side rotary lever with plastic roller, 90-degree adjustable head, (2) N.C. contact(s), snap action, 40.5mm wide body, aluminum, 30mm mount, M20 x 1.5 entry with 1/2in NPT adapter. | Stock | 69
Z4VH-335-11Z | Schmersal limit switch, side rotary lever with plastic roller, 90-degree adjustable head, (1) N.O./(1) N.C. contact(s), snap action, 40.5mm wide body, aluminum, 30mm mount, M20 x 1.5 entry with 1/2in NPT adapter. | Stock | 69
Z4VH-336-02Z | Schmersal limit switch, side rotary lever with plastic roller, 90-degree adjustable head, (2) N.C. contact(s), snap action, 40.5mm wide body, glass-fiber thermoplastic, 30mm mount, M20 x 1.5 entry with 1/2in NPT adapter. | Stock | 35
Z4VH-336-11Z | Schmersal limit switch, side rotary lever with plastic roller, 90-degree adjustable head, (1) N.O./(1) N.C. contact(s), snap action, 40.5mm wide body, glass-fiber thermoplastic, 30mm mount, M20 x 1.5 entry with 1/2in NPT adapter. | Stock | 35
Z656-3.H09B | Merz rotary transfer cam switch, 3-pole, 600 VAC, 80A, 5kA SCCR, door mount, front operated. Hardware for 4-hole door mounting & black operating handle included. | Stock | 76 | 79
ZAK061 | Quadritalia OKK series plinth front/rear plate set, 100 x 600mm (HxW), carbon steel, RAL 7024 graphite gray, powder coat finish. | Stock | 44 | 59
ZAK062 | Quadritalia OKK series plinth front/rear plate set, 200 x 600mm (HxW), carbon steel, RAL 7024 graphite gray, powder coat finish. | Stock | 88 | 119
ZAK081 | Quadritalia OKK series plinth front/rear plate set, 100 x 800mm (HxW), carbon steel, RAL 7024 graphite gray, powder coat finish. | Stock | 57 | 77
ZAK082 | Quadritalia OKK series plinth front/rear plate set, 200 x 800mm (HxW), carbon steel, RAL 7024 graphite gray, powder coat finish. | Stock | 113 | 153
ZAK0A1 | Quadritalia OKK series plinth front/rear plate set, 100 x 1000mm (HxW), carbon steel, RAL 7024 graphite gray, powder coat finish. | Stock | 65 | 87
ZAK0A2 | Quadritalia OKK series plinth front/rear plate set, 200 x 1000mm (HxW), carbon steel, RAL 7024 graphite gray, powder coat finish. | Stock | 130 | 175
ZAK0C1 | Quadritalia OKK series plinth front/rear plate set, 100 x 1200mm (HxW), carbon steel, RAL 7024 graphite gray, powder coat finish. | Stock | 66 | 89
ZAK0C2 | Quadritalia OKK series plinth front/rear plate set, 200 x 1200mm (HxW), carbon steel, RAL 7024 graphite gray, powder coat finish. | Stock | 132 | 178
ZEB-XRR-120 | Eaton remote reset module, for use with XT series electronic overloads. Allows for remote hardwired reset. | Stock | 38 | 41
ZEK35-UL | Eaton box type wiring lug, 80A, 480 VAC, 1 openings, #14-2 AWG copper only. Package of 3. For use with ZSVUL series busbars. | Stock | 41.5 | 43
ZEK35-UL-1 | Eaton box type wiring lug, 80A, 480 VAC, 1 openings, #14-2 AWG copper only. For use with ZSVUL series busbars. | Stock | 14.5 | 15
ZIHK-NA | Eaton auxiliary contact, DPST contact(s), 2A @ 230VAC/0.55A @ 110VAC/VDC. For use with Eaton FAZ-NA series miniature circuit breakers. | Stock | 21.5 | 22.5
ZIS-SPE-1TE-3 | Eaton lockout attachment, 7.1mm diameter. Package of 3. For use with Eaton FAZ-NA and FAZ series miniature circuit breakers. | Stock | 33 | 34.5
ZK-235-02Z | Schmersal limit switch, one-way horizontal lever with plastic roller, 90-degree adjustable head, (2) N.C. contact(s), snap action, 30mm wide body, zinc alloy, 20-22mm mount, M20 x 1.5 entry with 1/2in NPT adapter. | Stock | 30
ZK-235-11Z | Schmersal limit switch, one-way horizontal lever with plastic roller, 90-degree adjustable head, (1) N.O./(1) N.C. contact(s), snap action, 30mm wide body, zinc alloy, 20-22mm mount, M20 x 1.5 entry with 1/2in NPT adapter. | Stock | 30
ZK-236-02Z | Schmersal limit switch, one-way horizontal lever with plastic roller, 90-degree adjustable head, (2) N.C. contact(s), snap action, 30mm wide body, glass-fiber thermoplastic, 20-22mm mount, M20 x 1.5 entry with 1/2in NPT adapter. | Stock | 19
ZK-236-11Z | Schmersal limit switch, one-way horizontal lever with plastic roller, 90-degree adjustable head, (1) N.O./(1) N.C. contact(s), snap action, 30mm wide body, glass-fiber thermoplastic, 20-22mm mount, M20 x 1.5 entry with 1/2in NPT adapter. | Stock | 19
ZL-BX-CBL15 | ZIPLink PLC I/O cable, 15-position terminal block to 24-pin connector, 1.6ft/0.5m cable length. For use with BRX 18-point and 36-point PLCs. | Stock | 25.5 | 26.5
ZL-BX-CBL15-1 | ZIPLink PLC I/O cable, 15-position terminal block to 24-pin connector, 3.2ft/1m cable length. For use with BRX 18-point and 36-point PLCs. | Stock | 28.5 | 29.5
ZL-BX-CBL15-1P | ZIPLink PLC I/O cable, 15-position terminal block to pigtail, 3.2ft/1m cable length. For use with BRX 18-point and 36-point PLCs. | Stock | 20 | 21
ZL-BX-CBL15-2 | ZIPLink PLC I/O cable, 15-position terminal block to 24-pin connector, 6.5ft/2m cable length. For use with BRX 18-point and 36-point PLCs. | Stock | 23 | 24
ZL-BX-CBL15-2P | ZIPLink PLC I/O cable, 15-position terminal block to pigtail, 6.5ft/2m cable length. For use with BRX 18-point and 36-point PLCs. | Stock | 20.5 | 21.5
ZL-BX-CBL20 | ZIPLink PLC I/O cable, 20-position terminal block to 24-pin connector, 1.6ft/0.5m cable length. For use with BRX 10-point PLCs. | Stock | 19 | 20
ZL-BX-CBL20-1 | ZIPLink PLC I/O cable, 20-position terminal block to 24-pin connector, 3.2ft/1m cable length. For use with BRX 10-point PLCs. | Stock | 20.5 | 21.5
ZL-BX-CBL20-1P | ZIPLink PLC I/O cable, 20-position terminal block to pigtail, 3.2ft/1m cable length. For use with BRX 10-point PLCs. | Stock | 18 | 18.5
ZL-BX-CBL20-2 | ZIPLink PLC I/O cable, 20-position terminal block to 24-pin connector, 6.5ft/2m cable length. For use with BRX 10-point PLCs. | Stock | 25 | 26
ZL-BX-CBL20-2P | ZIPLink PLC I/O cable, 20-position terminal block to pigtail, 6.5ft/2m cable length. For use with BRX 10-point PLCs. | Stock | 23 | 24
ZL-BX-CBL40-1S | ZIPLink PLC I/O cable, 40-pin connector to 40-pin connector, shielded, 3.2ft/1m cable length. For use with BRX series high-speed modules. | Stock | 36 | 37.5
ZL-BX-CBL40-S | ZIPLink PLC I/O cable, 40-pin connector to 40-pin connector, shielded, 1.6ft/0.5m cable length. For use with BRX series high-speed modules. | Stock | 29 | 30
ZL-BXEM-CBL10 | ZIPLink PLC I/O cable, 10-position terminal block to 24-pin connector, 1.6ft/0.5m cable length. For use with BRX 8-point expansion modules. | Stock | 15 | 15.5
ZL-BXEM-CBL10-1 | ZIPLink PLC I/O cable, 10-position terminal block to 24-pin connector, 3.2ft/1m cable length. For use with BRX 8-point expansion modules. | Stock | 17.5 | 18
ZL-BXEM-CBL10-1P | ZIPLink PLC I/O cable, 10-position terminal block to pigtail, 3.2ft/1m cable length. For use with BRX 8-point expansion modules. | Stock | 15 | 15.5
ZL-BXEM-CBL10-2 | ZIPLink PLC I/O cable, 10-position terminal block to 24-pin connector, 6.5ft/2m cable length. For use with BRX 8-point expansion modules. | Stock | 19.5 | 20.5
ZL-BXEM-CBL10-2P | ZIPLink PLC I/O cable, 10-position terminal block to pigtail, 6.5ft/2m cable length. For use with BRX 8-point expansion modules. | Stock | 19 | 20
ZL-BXEM-CBL15 | ZIPLink PLC I/O cable, 15-position terminal block to 24-pin connector, 1.6ft/0.5m cable length. For use with BRX 5-point and 12-point expansion modules. | Stock | 17 | 17.5
ZL-BXEM-CBL15-1 | ZIPLink PLC I/O cable, 15-position terminal block to 24-pin connector, 3.2ft/1m cable length. For use with BRX 5-point and 12-point expansion modules. | Stock | 17 | 17.5
ZL-BXEM-CBL15-1P | ZIPLink PLC I/O cable, 15-position terminal block to pigtail, 3.2ft/1m cable length. For use with BRX 5-point and 12-point expansion modules. | Stock | 16.5 | 17
ZL-BXEM-CBL15-2 | ZIPLink PLC I/O cable, 15-position terminal block to 24-pin connector, 6.5ft/2m cable length. For use with BRX 5-point and 12-point expansion modules. | Stock | 21 | 22
ZL-BXEM-CBL15-2P | ZIPLink PLC I/O cable, 15-position terminal block to pigtail, 6.5ft/2m cable length. For use with BRX 5-point and 12-point expansion modules. | Stock | 18.5 | 19
ZL-BXEM-CBL20 | ZIPLink PLC I/O cable, 20-position terminal block to 24-pin connector, 1.6ft/0.5m cable length. For use with BRX 16-point expansion modules. | Stock | 25.5 | 26.5
ZL-BXEM-CBL20-1 | ZIPLink PLC I/O cable, 20-position terminal block to 24-pin connector, 3.2ft/1m cable length. For use with BRX 16-point expansion modules. | Stock | 23.5 | 24.5
ZL-BXEM-CBL20-1P | ZIPLink PLC I/O cable, 20-position terminal block to pigtail, 3.2ft/1m cable length. For use with BRX 16-point expansion modules. | Stock | 25.5 | 26.5
ZL-BXEM-CBL20-2 | ZIPLink PLC I/O cable, 20-position terminal block to 24-pin connector, 6.5ft/2m cable length. For use with BRX 16-point expansion modules. | Stock | 29 | 30
ZL-BXEM-CBL20-2P | ZIPLink PLC I/O cable, 20-position terminal block to pigtail, 6.5ft/2m cable length. For use with BRX 16-point expansion modules. | Stock | 25.5 | 26.5
ZL-C0-CBL11 | ZIPLink PLC I/O cable, 11-position terminal block to 24-pin connector, 1.6ft/0.5m cable length. For use with CLICK PLC modules. | Stock | 23 | 24
ZL-C0-CBL11-1 | ZIPLink PLC I/O cable, 11-position terminal block to 24-pin connector, 3.2ft/1m cable length. For use with CLICK PLC modules. | Stock | 25.5 | 26.5
ZL-C0-CBL11-1P | ZIPLink PLC I/O cable, 11-position terminal block to pigtail, 3.2ft/1m cable length. For use with CLICK PLC modules. | Stock | 23 | 24
ZL-C0-CBL11-2 | ZIPLink PLC I/O cable, 11-position terminal block to 24-pin connector, 6.5ft/2m cable length. For use with CLICK PLC modules. | Stock | 30 | 31
ZL-C0-CBL11-2P | ZIPLink PLC I/O cable, 11-position terminal block to pigtail, 6.5ft/2m cable length. For use with CLICK PLC modules. | Stock | 27.5 | 28.5
ZL-C0-CBL20 | ZIPLink PLC I/O cable, 20-position terminal block to 24-pin connector, 1.6ft/0.5m cable length. For use with CLICK PLC modules. | Stock | 25.5 | 26.5
ZL-C0-CBL20-1 | ZIPLink PLC I/O cable, 20-position terminal block to 24-pin connector, 3.2ft/1m cable length. For use with CLICK PLC modules. | Stock | 28 | 29
ZL-C0-CBL20-1P | ZIPLink PLC I/O cable, 20-position terminal block to pigtail, 3.2ft/1m cable length. For use with CLICK PLC modules. | Stock | 25.5 | 26.5
ZL-C0-CBL20-2 | ZIPLink PLC I/O cable, 20-position terminal block to 24-pin connector, 6.5ft/2m cable length. For use with CLICK PLC modules. | Stock | 34 | 35.5
ZL-C0-CBL20-2P | ZIPLink PLC I/O cable, 20-position terminal block to pigtail, 6.5ft/2m cable length. For use with CLICK PLC modules. | Stock | 31.5 | 33
ZL-CBL24-1P | ZIPLink PLC I/O cable, 24-pin connector to pigtail, 3.2ft/1m cable length. For use with 3rd party devices. | Stock | 19 | 20
ZL-CBL24-2P | ZIPLink PLC I/O cable, 24-pin connector to pigtail, 6.5ft/2m cable length. For use with 3rd party devices. | Stock | 24.5 | 25.5
ZL-CBL40 | ZIPLink PLC I/O cable, 40-pin connector to 40-pin connector, 1.6ft/0.5m cable length. For use with Productivity series high-density modules. | Stock | 25.5 | 26.5
ZL-CBL40-1 | ZIPLink PLC I/O cable, 40-pin connector to 40-pin connector, 3.2ft/1m cable length. For use with Productivity series high-density modules. | Stock | 30.5 | 31.5
ZL-CBL40-1P | ZIPLink PLC I/O cable, 40-pin connector to pigtail, 3.2ft/1m cable length. For use with 3rd party devices. | Stock | 30 | 31
ZL-CBL40-1S | ZIPLink PLC I/O cable, 40-pin connector to 40-pin connector, shielded, 3.2ft/1m cable length. For use with Productivity series high-speed modules. | Stock | 35.5 | 37
ZL-CBL40-2 | ZIPLink PLC I/O cable, 40-pin connector to 40-pin connector, 6.5ft/2m cable length. For use with Productivity series high-density modules. | Stock | 41.5 | 43
ZL-CBL40-2P | ZIPLink PLC I/O cable, 40-pin connector to pigtail, 6.5ft/2m cable length. For use with 3rd party devices. | Stock | 41.5 | 43
ZL-CBL40-2S | ZIPLink PLC I/O cable, 40-pin connector to 40-pin connector, shielded, 6.5ft/2m cable length. For use with Productivity series high-speed modules. | Stock | 47.5 | 49.5
ZL-CBL40-S | ZIPLink PLC I/O cable, 40-pin connector to 40-pin connector, shielded, 1.6ft/0.5m cable length. For use with Productivity series high-speed modules. | Stock | 28 | 29
ZL-CBL50-1P | ZIPLink servo cable, 50-pin connector to pigtail, shielded, twisted pair, 3.2ft/1m cable length. For use with SureServo amplifiers. | Stock | 42.5 | 44
ZL-CBL50-2P | ZIPLink servo cable, 50-pin connector to pigtail, shielded, twisted pair, 6.5ft/2m cable length. For use with SureServo amplifiers. | Stock | 46 | 48
ZL-CDM-RJ12X10 | ZIPLink port distribution communication module, 10 ports, RJ12 6P6C to 6-position terminal block, DIN rail mount. | Stock | 29.5 | 30.5
ZL-CDM-RJ12X4 | ZIPLink port distribution communication module, 4 ports, RJ12 6P6C to 6-position terminal block, DIN rail mount. | Stock | 23.5 | 24.5
ZL-CMA15 | ZIPLink port adapter communication module, 8-position terminal block to 15-pin D-sub HD15 male. For use with all 15-pin high-density communication ports on all DirectLOGIC PLCs. | Stock | 14.5 | 15
ZL-CMA15L | ZIPLink port adapter communication module, LED indication, 8-position terminal block to 15-pin D-sub HD15 male. For use with all 15-pin high-density communication ports on all DirectLOGIC PLCs. | Stock | 44.5 | 46.5
ZL-D06X-CBL20 | ZIPLink PLC I/O cable, 27-position terminal block to 24-pin connector, input side only, 1.6ft/0.5m cable length. For use with DirectLOGIC DL06 PLCs. | Stock | 43.5 | 45
ZL-D0-CBL24 | ZIPLink PLC I/O cable, 24-pin connector to 24-pin connector, 1.6ft/0.5m cable length. For use with DirectLOGIC DL05 and DL06 modules. | Stock | 23.5 | 24.5
ZL-D0-CBL24-1 | ZIPLink PLC I/O cable, 24-pin connector to 24-pin connector, 3.2ft/1m cable length. For use with DirectLOGIC DL05 and DL06 modules. | Stock | 25.5 | 26.5
ZL-D0-CBL24-1L | ZIPLink PLC I/O cable, 24-pin connector to 24-pin connector, 3.2ft/1m cable length. For use with DirectLOGIC DL05 and DL06 LED modules. | Stock | 25.5 | 26.5
ZL-D0-CBL24-1P | ZIPLink PLC I/O cable, 24-pin connector to pigtail, 3.2ft/1m cable length. For use with DirectLOGIC DL05 and DL06 modules. | Stock | 19.5 | 20.5
ZL-D0-CBL24-2 | ZIPLink PLC I/O cable, 24-pin connector to 24-pin connector, 6.5ft/2m cable length. For use with DirectLOGIC DL05 and DL06 modules. | Stock | 32 | 33.5
ZL-D0-CBL24-2L | ZIPLink PLC I/O cable, 24-pin connector to 24-pin connector, 6.5ft/2m cable length. For use with DirectLOGIC DL05 and DL06 LED modules. | Stock | 32 | 33.5
ZL-D0-CBL24-2P | ZIPLink PLC I/O cable, 24-pin connector to pigtail, 6.5ft/2m cable length. For use with DirectLOGIC DL05 and DL06 modules. | Stock | 24.5 | 25.5
ZL-D0-CBL24-L | ZIPLink PLC I/O cable, 24-pin connector to 24-pin connector, 1.6ft/0.5m cable length. For use with DirectLOGIC DL05 and DL06 LED modules. | Stock | 24 | 25
ZL-D24-CBL40 | ZIPLink PLC I/O cable, 40-pin connector to 40-pin connector, 180-degree connector angle, 1.6ft/0.5m cable length. For use with BRX modules and DirectLOGIC DL205 and DL405 modules. | Stock | 32.5 | 34
ZL-D24-CBL40-1 | ZIPLink PLC I/O cable, 40-pin connector to 40-pin connector, 180-degree connector angle, 3.2ft/1m cable length. For use with BRX modules and DirectLOGIC DL205 and DL405 modules. | Stock | 38 | 39.5
ZL-D24-CBL40-1P | ZIPLink PLC I/O cable, 40-pin connector to pigtail, 180-degree connector angle, 3.2ft/1m cable length. For use with BRX modules and DirectLOGIC DL205 and DL405 modules. | Stock | 35 | 36.5
ZL-D24-CBL40-1X | ZIPLink PLC I/O cable, 40-pin connector to 40-pin connector, 45-degree connector angle, 3.2ft/1m cable length. For use with BRX modules and DirectLOGIC DL205 and DL405 modules. | Stock | 57 | 59
ZL-D24-CBL40-1XP | ZIPLink PLC I/O cable, 40-pin connector to pigtail, 45-degree connector angle, 3.2ft/1m cable length. For use with BRX modules and DirectLOGIC DL205 and DL405 modules. | Stock | 52 | 54
ZL-D24-CBL40-2 | ZIPLink PLC I/O cable, 40-pin connector to 40-pin connector, 180-degree connector angle, 6.5ft/2m cable length. For use with BRX modules and DirectLOGIC DL205 and DL405 modules. | Stock | 50 | 52
ZL-D24-CBL40-2P | ZIPLink PLC I/O cable, 40-pin connector to pigtail, 180-degree connector angle, 6.5ft/2m cable length. For use with BRX modules and DirectLOGIC DL205 and DL405 modules. | Stock | 47.5 | 49.5
ZL-D24-CBL40-2X | ZIPLink PLC I/O cable, 40-pin connector to 40-pin connector, 45-degree connector angle, 6.5ft/2m cable length. For use with BRX modules and DirectLOGIC DL205 and DL405 modules. | Stock | 70 | 73
ZL-D24-CBL40-2XP | ZIPLink PLC I/O cable, 40-pin connector to pigtail, 45-degree connector angle, 6.5ft/2m cable length. For use with BRX modules and DirectLOGIC DL205 and DL405 modules. | Stock | 64 | 67
ZL-D24-CBL40-X | ZIPLink PLC I/O cable, 40-pin connector to 40-pin connector, 45-degree connector angle, 1.6ft/0.5m cable length. For use with BRX modules and DirectLOGIC DL205 and DL405 modules. | Stock | 50 | 52
ZL-D24-CON | ZIPLink custom connector assembly, 32-pin, 180-degree connector angle. Package of 2. For use with DL205 and DL405 modules. | Stock | 37.5 | 39
ZL-D24-CON-X | ZIPLink custom connector assembly, 32-pin, 45-degree connector angle. Package of 2. For use with DL205 and DL405 modules. | Stock | 72 | 75
ZL-D2-CBL10 | ZIPLink PLC I/O cable, 10-position terminal block to 24-pin connector, 1.6ft/0.5m cable length. For use with DirectLOGIC DL205 modules. | Stock | 25 | 26
ZL-D2-CBL10-1 | ZIPLink PLC I/O cable, 10-position terminal block to 24-pin connector, 3.2ft/1m cable length. For use with DirectLOGIC DL205 modules. | Stock | 27.5 | 28.5
ZL-D2-CBL10-1P | ZIPLink PLC I/O cable, 10-position terminal block to pigtail, 3.2ft/1m cable length. For use with DirectLOGIC DL205 modules. | Stock | 26.5 | 27.5
ZL-D2-CBL10-2 | ZIPLink PLC I/O cable, 10-position terminal block to 24-pin connector, 6.5ft/2m cable length. For use with DirectLOGIC DL205 modules. | Stock | 34 | 35.5
ZL-D2-CBL10-2P | ZIPLink PLC I/O cable, 10-position terminal block to pigtail, 6.5ft/2m cable length. For use with DirectLOGIC DL205 modules. | Stock | 31.5 | 33
ZL-D2-CBL19 | ZIPLink PLC I/O cable, 19-position terminal block to 24-pin connector, 1.6ft/0.5m cable length. For use with DirectLOGIC DL205 modules. | Stock | 44.5 | 46.5
ZL-D2-CBL19-1 | ZIPLink PLC I/O cable, 19-position terminal block to 24-pin connector, 3.2ft/1m cable length. For use with DirectLOGIC DL205 modules. | Stock | 47.5 | 49.5
ZL-D2-CBL19-1P | ZIPLink PLC I/O cable, 19-position terminal block to pigtail, 3.2ft/1m cable length. For use with DirectLOGIC DL205 modules. | Stock | 40.5 | 42
ZL-D2-CBL19-2 | ZIPLink PLC I/O cable, 19-position terminal block to 24-pin connector, 6.5ft/2m cable length. For use with DirectLOGIC DL205 modules. | Stock | 52 | 54
ZL-D2-CBL19-2P | ZIPLink PLC I/O cable, 19-position terminal block to pigtail, 6.5ft/2m cable length. For use with DirectLOGIC DL205 modules. | Stock | 47 | 49
ZL-DB15-CBL-2 | ZIPLink communication cable, 15-pin male D-sub to 15-pin female D-sub, 6.5ft/2m cable length. | Stock | 11 | 11.5
ZL-DB25-CBL-2 | ZIPLink communication cable, 25-pin male D-sub to 25-pin female D-sub, 6.5ft/2m cable length. | Stock | 13 | 13.5
ZL-DB9-CBL-2 | ZIPLink communication cable, 9-pin male D-sub to 9-pin female D-sub, 6.5ft/2m cable length. | Stock | 8.25 | 8.5
ZL-DB9F-CBL-2P | ZIPLink communication cable, 9-pin female D-sub to pigtail, 6.5ft/2m cable length. | Stock | 9.5 | 10
ZL-DB9F-CBL-5P | ZIPLink communication cable, 9-pin female D-sub to pigtail, 16.4ft/5m cable length. | Stock | 18 | 18.5
ZL-FUSE-16 | ZIPLink reduced-width stand-alone fuse module, 16-point, user-supplied external fuse, 250 VAC/VDC, 5A/circuit, DIN rail mount. | Stock | 113 | 118
ZL-FUSE-H3 | ZIPLink fuse, replacement, 3A. Package of 4. For use with ZL-RRL16HDF-24-1 or ZL-RRL16HDF-24-2 fused relay modules. | Stock | 7 | 7.25
ZL-FUSE-H4 | ZIPLink fuse, replacement, 4A. Package of 4. For use with ZL-RRL16HDF-24-1 or ZL-RRL16HDF-24-2 fused relay modules. | Stock | 7 | 7.25
ZL-FUSE-H5 | ZIPLink fuse, replacement, 5A. Package of 4. For use with ZL-RRL16HDF-24-1 or ZL-RRL16HDF-24-2 fused relay modules. | Stock | 7 | 7.25
ZL-FUSE-H63 | ZIPLink fuse, replacement, 6.3A. Package of 4. For use with ZL-RRL16HDF-24-1 or ZL-RRL16HDF-24-2 fused relay modules. | Stock | 7 | 7.25
ZL-HD15M-CBL-2P | ZIPLink communication cable, 15-pin D-sub HD15 male to pigtail, shielded, twisted pair, 6.5ft/2m cable length. | Stock | 16
ZL-HD15M-CBL-DB15F | ZIPLink communication cable, 15-pin female D-sub to 15-pin D-sub HD15 male, shielded, twisted pair, 6.5ft/2m cable length. | Stock | 17
ZL-LTB16-24-1 | ZIPLink sensor input module, 16-point, LED indication, 24 VDC, DIN rail mount. | Stock | 85 | 88
ZL-LTB32-24-1 | ZIPLink sensor input module, 32-point, LED indication, 24 VDC, DIN rail mount. | Stock | 136 | 141
ZL-P1-CBL10 | ZIPLink PLC I/O cable, 10-position terminal block to 24-pin connector, 90-degree connector angle, 1.6ft/0.5m cable length. For use with Productivity1000 modules. | Stock | 20.5 | 21.5
ZL-P1-CBL10-1 | ZIPLink PLC I/O cable, 10-position terminal block to 24-pin connector, 90-degree connector angle, 3.2ft/1m cable length. For use with Productivity1000 modules. | Stock | 20.5 | 21.5
ZL-P1-CBL10-1P | ZIPLink PLC I/O cable, 10-position terminal block to pigtail, 90-degree connector angle, 3.2ft/1m cable length. For use with Productivity1000 modules. | Stock | 17 | 17.5
ZL-P1-CBL10-2 | ZIPLink PLC I/O cable, 10-position terminal block to 24-pin connector, 90-degree connector angle, 6.5ft/2m cable length. For use with Productivity1000 modules. | Stock | 24 | 25
ZL-P1-CBL10-2P | ZIPLink PLC I/O cable, 10-position terminal block to pigtail, 90-degree connector angle, 6.5ft/2m cable length. For use with Productivity1000 modules. | Stock | 18.5 | 19
ZL-P1-CBL18 | ZIPLink PLC I/O cable, 18-position terminal block to 24-pin connector, 90-degree connector angle, 1.6ft/0.5m cable length. For use with Productivity1000 modules. | Stock | 21.5 | 22.5
ZL-P1-CBL18-1 | ZIPLink PLC I/O cable, 18-position terminal block to 24-pin connector, 90-degree connector angle, 3.2ft/1m cable length. For use with Productivity1000 modules. | Stock | 21.5 | 22.5
ZL-P1-CBL18-1P | ZIPLink PLC I/O cable, 18-position terminal block to pigtail, 90-degree connector angle, 3.2ft/1m cable length. For use with Productivity1000 modules. | Stock | 16.5 | 17
ZL-P1-CBL18-2 | ZIPLink PLC I/O cable, 18-position terminal block to 24-pin connector, 90-degree connector angle, 6.5ft/2m cable length. For use with Productivity1000 modules. | Stock | 23.5 | 24.5
ZL-P1-CBL18-2P | ZIPLink PLC I/O cable, 18-position terminal block to pigtail, 90-degree connector angle, 6.5ft/2m cable length. For use with Productivity1000 modules. | Stock | 18.5 | 19
ZL-P2-CBL18 | ZIPLink PLC I/O cable, 18-position terminal block to 24-pin connector, 1.6ft/0.5m cable length. For use with Productivity2000 modules. | Stock | 26.5 | 27.5
ZL-P2-CBL18-1 | ZIPLink PLC I/O cable, 18-position terminal block to 24-pin connector, 3.2ft/1m cable length. For use with Productivity2000 modules. | Stock | 29.5 | 30.5
ZL-P2-CBL18-1P | ZIPLink PLC I/O cable, 18-position terminal block to pigtail, 3.2ft/1m cable length. For use with Productivity2000 modules. | Stock | 26 | 27
ZL-P2-CBL18-2 | ZIPLink PLC I/O cable, 18-position terminal block to 24-pin connector, 6.5ft/2m cable length. For use with Productivity2000 modules. | Stock | 41.5 | 43
ZL-P2-CBL18-2P | ZIPLink PLC I/O cable, 18-position terminal block to pigtail, 6.5ft/2m cable length. For use with Productivity2000 modules. | Stock | 35.5 | 37
ZL-P2-CBL24 | ZIPLink PLC I/O cable, 24-pin connector to 24-pin connector, 1.6ft/0.5m cable length. For use with Productivity2000 modules. | Stock | 36 | 37.5
ZL-P2-CBL24-1 | ZIPLink PLC I/O cable, 24-pin connector to 24-pin connector, 3.2ft/1m cable length. For use with Productivity2000 modules. | Stock | 36 | 37.5
ZL-P2-CBL24-1P | ZIPLink PLC I/O cable, 24-pin connector to pigtail, 3.2ft/1m cable length. For use with Productivity2000 modules. | Stock | 36 | 37.5
ZL-P2-CBL24-2 | ZIPLink PLC I/O cable, 24-pin connector to 24-pin connector, 6.5ft/2m cable length. For use with Productivity2000 modules. | Stock | 35.5 | 37
ZL-P2-CBL24-2P | ZIPLink PLC I/O cable, 24-pin connector to pigtail, 6.5ft/2m cable length. For use with Productivity2000 modules. | Stock | 35.5 | 37
ZL-P3-CBL20 | ZIPLink PLC I/O cable, 20-position terminal block to 24-pin connector, 1.6ft/0.5m cable length. For use with Productivity3000 modules. | Stock | 36 | 37.5
ZL-P3-CBL20-1 | ZIPLink PLC I/O cable, 20-position terminal block to 24-pin connector, 3.2ft/1m cable length. For use with Productivity3000 modules. | Stock | 42.5 | 44
ZL-P3-CBL20-1L | ZIPLink PLC I/O cable, 20-position terminal block to 24-pin connector, 3.2ft/1m cable length. For use with Productivity3000 LED modules. | Stock | 42.5 | 44
ZL-P3-CBL20-1P | ZIPLink PLC I/O cable, 20-position terminal block to pigtail, 3.2ft/1m cable length. For use with Productivity3000 modules. | Stock | 35 | 36.5
ZL-P3-CBL20-2 | ZIPLink PLC I/O cable, 20-position terminal block to 24-pin connector, 6.5ft/2m cable length. For use with Productivity3000 modules. | Stock | 49 | 51
ZL-P3-CBL20-2L | ZIPLink PLC I/O cable, 20-position terminal block to 24-pin connector, 6.5ft/2m cable length. For use with Productivity3000 LED modules. | Stock | 49 | 51
ZL-P3-CBL20-2P | ZIPLink PLC I/O cable, 20-position terminal block to pigtail, 6.5ft/2m cable length. For use with Productivity3000 modules. | Stock | 42.5 | 44
ZL-P3-CBL20-L | ZIPLink PLC I/O cable, 20-position terminal block to 24-pin connector, 1.6ft/0.5m cable length. For use with Productivity3000 LED modules. | Stock | 40.5 | 42
ZL-P3-CBL20-P | ZIPLink PLC I/O cable, 20-position terminal block to pigtail, 1.6ft/0.5m cable length. For use with Productivity3000 modules. | Stock | 38.5 | 40
ZL-P3-CBL40-1P | ZIPLink PLC I/O cable, 40-pin connector to pigtail, 3.2ft/1m cable length. For use with Productivity series modules. | Stock | 28.5 | 29.5
ZL-P3-CBL40-2P | ZIPLink PLC I/O cable, 40-pin connector to pigtail, 6.5ft/2m cable length. For use with Productivity series modules. | Stock | 41.5 | 43
ZL-RELAY-120X4 | ZIPLink relay, replacement, 120 VAC (coil), 8A at 250 VAC, 10A at 30 VDC. Package of 4. For use with ZL-RLS1-120 and ZL-RLS4-120 relay modules. | Stock | 23.5 | 24.5
ZL-RELAY-24X4 | ZIPLink relay, replacement, 24 VDC (coil), 8A at 250 VAC, 10A at 30 VDC. Package of 4. For use with ZL-RRL16(W)-24-1, ZL-RRL16(W)-24-2 and ZL-RS4-24 relay modules. | Stock | 17.5 | 18
ZL-RELAY-F24X4 | ZIPLink relay, replacement, 24 VDC (coil), 8A at 250 VAC, 8A at 30 VDC. Package of 4. For use with ZL-RRL16F-24-1 and ZL-RRL16F-24-2 relay modules. | Stock | 19 | 20
ZL-RELAY-HDF24X4 | ZIPLink relay, replacement, 24 VDC (coil), 5A at 250 VAC, 5A at 30 VDC. Package of 4. For use with ZL-RRL16HDF-24-1 or ZL-RRL16HDF-24-2 relay modules. | Stock | 19.5 | 20.5
ZL-RFU20 | ZIPLink fuse module, 16-point, user-supplied external fuse, 0-75 VDC/0-250 VAC, 2A/circuit, DIN rail mount. | Stock | 117 | 122
ZL-RFU40 | ZIPLink fuse module, 32-point, user-supplied external fuse, 0-30 VDC, 0.4A/circuit, DIN rail mount. | Stock | 191 | 199
ZL-RJ12-CBL-2 | ZIPLink communication cable, 6-pin RJ12 to 6-pin RJ12, 6.5ft/2m cable length. | Stock | 5.5 | 5.75
ZL-RJ12-CBL-2P | ZIPLink communication cable, 6-pin RJ12 to pigtail, 6.5ft/2m cable length. | Stock | 6.25 | 6.5
ZL-RLS1-120 | ZIPLink stand-alone relay output module, 1-point, (1) Form C (SPDT) relay, LED indication, 120 VAC (coil), 8A at 250 VAC, 10A at 30 VDC, DIN rail mount. For replacement relays, use ZL-RELAY-120X4. | Stock | 27.5 | 28.5
ZL-RLS1-24 | ZIPLink stand-alone relay output module, 1-point, (1) Form C (SPDT) relay, LED indication, 24 VDC (coil), 8A at 250 VAC, 10A at 30 VDC, DIN rail mount. For replacement relays, use ZL-RELAY-24X4. | Stock | 25.5 | 26.5
ZL-RLS4-120 | ZIPLink stand-alone relay output module, 4-point, (4) Form C (SPDT) relays, LED indication, 120 VAC (coil), 8A at 250 VAC, 10A at 30 VDC, DIN rail mount. For replacement relays, use ZL-RELAY-120X4. | Stock | 82 | 85
ZL-RLS4-24 | ZIPLink stand-alone relay output module, 4-point, (4) Form C (SPDT) relays, LED indication, 24 VDC (coil), 8A at 250 VAC, 10A at 30 VDC, DIN rail mount. For replacement relays, use ZL-RELAY-24X4. | Stock | 69 | 72
ZL-RRL16-24-1 | ZIPLink relay output module, 16-point, sinking, (16) Form C (SPDT) relays, LED indication, 24 VDC (coil), 8A at 250 VAC, 10A at 30 VDC, DIN rail mount. For replacement relays, use ZL-RELAY-24X4. | Stock | 174 | 181
ZL-RRL16-24-2 | ZIPLink relay output module, 16-point, sourcing, (16) Form C (SPDT) relays, LED indication, 24 VDC (coil), 8A at 250 VAC, 10A at 30 VDC, DIN rail mount. For replacement relays, use ZL-RELAY-24X4. | Stock | 174 | 181
ZL-RRL16F-24-1 | ZIPLink fused relay output module, 16-point, sinking, (16) Form C (SPDT) relays, LED indication, 24 VDC (coil), 8A at 250 VAC, 8A at 30 VDC, DIN rail mount. For replacement relays, use ZL-RELAY-F24X4. Fuses sold separately. | Stock | 225 | 234
ZL-RRL16F-24-2 | ZIPLink fused relay output module, 16-point, sourcing, (16) Form C (SPDT) relays, LED indication, 24 VDC (coil), 8A at 250 VAC, 8A at 30 VDC, DIN rail mount. For replacement relays, use ZL-RELAY-F24X4. Fuses sold separately. | Stock | 225 | 234
ZL-RRL16HDF-24-1 | ZIPLink high-density fused relay output module, 16-point, sinking, (16) Form C (SPDT) relays, LED indication, 24 VDC (coil), 5A at 250 VAC, 5A at 30 VDC, DIN rail mount. For replacement relays, use ZL-RELAY-HDF24X4. Fuses sold separately. | Stock | 210 | 218
ZL-RRL16HDF-24-2 | ZIPLink high-density fused relay output module, 16-point, sourcing, (16) Form C (SPDT) relays, LED indication, 24 VDC (coil), 5A at 250 VAC, 5A at 30 VDC, DIN rail mount. For replacement relays, use ZL-RELAY-HDF24X4. Fuses sold separately. | Stock | 210 | 218
ZL-RRL16W-24-1 | ZIPLink reduced-width relay output module, 16-point, sinking, (16) Form C (SPDT) relays, LED indication, 24 VDC (coil), 8A at 250 VAC, 10A at 30 VDC, DIN rail mount. For replacement relays, use ZL-RELAY-24X4. | Stock | 168 | 175
ZL-RRL16W-24-2 | ZIPLink reduced-width relay output module, 16-point, sourcing, (16) Form C (SPDT) relays, LED indication, 24 VDC (coil), 8A at 250 VAC, 10A at 30 VDC, DIN rail mount. For replacement relays, use ZL-RELAY-24X4. | Stock | 168 | 175
ZL-RTB20 | ZIPLink feedthrough module, 20-pole, DIN rail mount. | Stock | 25.5 | 26.5
ZL-RTB20-1 | ZIPLink reduced-width feedthrough module, 24-pole, DIN rail mount. | Stock | 34 | 35.5
ZL-RTB40 | ZIPLink feedthrough module, 40-pole, DIN rail mount. | Stock | 43 | 44.5
ZL-RTB40-1 | ZIPLink reduced-width feedthrough module, 48-pole, DIN rail mount. | Stock | 59 | 61
ZL-RTB50 | ZIPLink feedthrough module, 50-pole, DIN rail mount. | Stock | 60 | 62
ZL-RTB-COM | ZIPLink common terminal module, 40-pole, DIN rail mount. | Stock | 58 | 60
ZL-RTB-DB09 | ZIPLink feedthrough communication module, 10-position terminal block to 9-pin D-sub male/female, DIN rail mount. | Stock | 27.5 | 28.5
ZL-RTB-DB15 | ZIPLink feedthrough communication module, 16-position terminal block to 15-pin D-sub male/female, DIN rail mount. | Stock | 35.5 | 37
ZL-RTB-DB25 | ZIPLink feedthrough communication module, 26-position terminal block to 25-pin D-sub male/female, DIN rail mount. | Stock | 44.5 | 46.5
ZL-RTB-RJ12 | ZIPLink feedthrough communication module, 8-position terminal block to RJ12 6P6C female, DIN rail mount. | Stock | 23.5 | 24.5
ZL-RTB-RJ45 | ZIPLink feedthrough communication module, 10-position terminal block to RJ45 8P8C female, DIN rail mount. | Stock | 30.5 | 31.5
ZL-SVC-CBL50 | ZIPLink servo cable, 50-pin connector to 50-pin connector, shielded, twisted pair, 1.6ft/0.5m cable length. For use with SureServo amplifiers. | Stock | 39 | 40.5
ZL-SVC-CBL50-1 | ZIPLink servo cable, 50-pin connector to 50-pin connector, shielded, twisted pair, 3.2ft/1m cable length. For use with SureServo amplifiers. | Stock | 41 | 42.5
ZL-SVC-CBL50-2 | ZIPLink servo cable, 50-pin connector to 50-pin connector, shielded, twisted pair, 6.5ft/2m cable length. For use with SureServo amplifiers. | Stock | 47 | 49
ZL-TSD8-120 | ZIPLink transorb module, 8-pole, 120 VAC, DIN rail mount. | Stock | 35 | 36.5
ZL-TSD8-24 | ZIPLink transorb module, 8-pole, 24 VDC, DIN rail mount. | Stock | 34.5 | 36
ZM0000028-F1 | Patlite rear bracket, replacement. For use with CWF series LED light bars. | Stock | 18.5 | 19
ZNHK | Eaton alarm/auxiliary contact, (2) SPDT contact(s), 2A @ 230VAC/0.5A @ 110VAC/VDC. For use with Eaton FAZ-NA series miniature circuit breakers. | Stock | 27 | 28
ZP1 | Iboco mounting insert, fastens separators and smaller duct to the inside of Iboco duct. Package of 100. | Stock | 14 | 15
ZP2 | Iboco cable tie attachment, package of 50, fastens to the bottom of the duct and holds cable ties. Can also be used with ZP1 for stacking to adjust height of smaller duct within a larger duct. | Stock | 17 | 18.5
ZP-JBH44-00-5 | ZIPport junction block, 4 ports, 4-pin M12 sockets, 150 VAC/VDC, 3A, 5m integrated cable, IP67. (2) port caps for unused ports included. | Stock | 83 | 86
ZP-JBH44-00-FW | ZIPport junction block, 4 ports, 4-pin M12 sockets, 150 VAC/VDC, 3A, field-wired connection, IP67. (2) port caps for unused ports included. | Stock | 55 | 57
ZP-JBH44-2N-5 | ZIPport junction block, 4 ports, 4-pin M12 sockets, 48 VDC, 3A, power and NPN LED indicator(s), 5m integrated cable, IP67. (2) port caps for unused ports included. | Stock | 98 | 102
ZP-JBH44-2N-FW | ZIPport junction block, 4 ports, 4-pin M12 sockets, 48 VDC, 3A, power and NPN LED indicator(s), field-wired connection, IP67. (2) port caps for unused ports included. | Stock | 77 | 80
ZP-JBH44-2P-5 | ZIPport junction block, 4 ports, 4-pin M12 sockets, 48 VDC, 3A, power and PNP LED indicator(s), 5m integrated cable, IP67. (2) port caps for unused ports included. | Stock | 98 | 102
ZP-JBH44-2P-FW | ZIPport junction block, 4 ports, 4-pin M12 sockets, 48 VDC, 3A, power and PNP LED indicator(s), field-wired connection, IP67. (2) port caps for unused ports included. | Stock | 77 | 80
ZP-JBH45-00-5 | ZIPport junction block, 4 ports, 5-pin M12 sockets, 150 VAC/VDC, 3A, 5m integrated cable, IP67. (2) port caps for unused ports included. | Stock | 103 | 107
ZP-JBH45-00-FW | ZIPport junction block, 4 ports, 5-pin M12 sockets, 150 VAC/VDC, 3A, field-wired connection, IP67. (2) port caps for unused ports included. | Stock | 69 | 72
ZP-JBH45-2P-5 | ZIPport junction block, 4 ports, 5-pin M12 sockets, 48 VDC, 3A, power and PNP LED indicator(s), 5m integrated cable, IP67. (2) port caps for unused ports included. | Stock | 106 | 110
ZP-JBH45-2P-FW | ZIPport junction block, 4 ports, 5-pin M12 sockets, 48 VDC, 3A, power and PNP LED indicator(s), field-wired connection, IP67. (2) port caps for unused ports included. | Stock | 84 | 87
ZP-JBH64-00-5 | ZIPport junction block, 6 ports, 4-pin M12 sockets, 150 VAC/VDC, 3A, 5m integrated cable, IP67. (2) port caps for unused ports included. | Stock | 112 | 116
ZP-JBH64-00-FW | ZIPport junction block, 6 ports, 4-pin M12 sockets, 150 VAC/VDC, 3A, field-wired connection, IP67. (2) port caps for unused ports included. | Stock | 73 | 76
ZP-JBH64-2N-5 | ZIPport junction block, 6 ports, 4-pin M12 sockets, 48 VDC, 3A, power and NPN LED indicator(s), 5m integrated cable, IP67. (2) port caps for unused ports included. | Stock | 118 | 123
ZP-JBH64-2N-FW | ZIPport junction block, 6 ports, 4-pin M12 sockets, 48 VDC, 3A, power and NPN LED indicator(s), field-wired connection, IP67. (2) port caps for unused ports included. | Stock | 99 | 103
ZP-JBH64-2P-5 | ZIPport junction block, 6 ports, 4-pin M12 sockets, 48 VDC, 3A, power and PNP LED indicator(s), 5m integrated cable, IP67. (2) port caps for unused ports included. | Stock | 118 | 123
ZP-JBH64-2P-FW | ZIPport junction block, 6 ports, 4-pin M12 sockets, 48 VDC, 3A, power and PNP LED indicator(s), field-wired connection, IP67. (2) port caps for unused ports included. | Stock | 99 | 103
ZP-JBH65-00-5 | ZIPport junction block, 6 ports, 5-pin M12 sockets, 150 VAC/VDC, 3A, 5m integrated cable, IP67. (2) port caps for unused ports included. | Stock | 134 | 139
ZP-JBH65-00-FW | ZIPport junction block, 6 ports, 5-pin M12 sockets, 150 VAC/VDC, 3A, field-wired connection, IP67. (2) port caps for unused ports included. | Stock | 89 | 93
ZP-JBH65-2P-5 | ZIPport junction block, 6 ports, 5-pin M12 sockets, 48 VDC, 3A, power and PNP LED indicator(s), 5m integrated cable, IP67. (2) port caps for unused ports included. | Stock | 140 | 146
ZP-JBH65-2P-FW | ZIPport junction block, 6 ports, 5-pin M12 sockets, 48 VDC, 3A, power and PNP LED indicator(s), field-wired connection, IP67. (2) port caps for unused ports included. | Stock | 106 | 110
ZP-JBH84-00-5 | ZIPport junction block, 8 ports, 4-pin M12 sockets, 150 VAC/VDC, 3A, 5m integrated cable, IP67. (2) port caps for unused ports included. | Stock | 135 | 140
ZP-JBH84-00-FW | ZIPport junction block, 8 ports, 4-pin M12 sockets, 150 VAC/VDC, 3A, field-wired connection, IP67. (2) port caps for unused ports included. | Stock | 84 | 87
ZP-JBH84-2N-5 | ZIPport junction block, 8 ports, 4-pin M12 sockets, 48 VDC, 3A, power and NPN LED indicator(s), 5m integrated cable, IP67. (2) port caps for unused ports included. | Stock | 136 | 141
ZP-JBH84-2N-FW | ZIPport junction block, 8 ports, 4-pin M12 sockets, 48 VDC, 3A, power and NPN LED indicator(s), field-wired connection, IP67. (2) port caps for unused ports included. | Stock | 94 | 98
ZP-JBH84-2P-5 | ZIPport junction block, 8 ports, 4-pin M12 sockets, 48 VDC, 3A, power and PNP LED indicator(s), 5m integrated cable, IP67. (2) port caps for unused ports included. | Stock | 136 | 141
ZP-JBH84-2P-FW | ZIPport junction block, 8 ports, 4-pin M12 sockets, 48 VDC, 3A, power and PNP LED indicator(s), field-wired connection, IP67. (2) port caps for unused ports included. | Stock | 94 | 98
ZP-JBH85-00-5 | ZIPport junction block, 8 ports, 5-pin M12 sockets, 150 VAC/VDC, 3A, 5m integrated cable, IP67. (2) port caps for unused ports included. | Stock | 147 | 153
ZP-JBH85-00-FW | ZIPport junction block, 8 ports, 5-pin M12 sockets, 150 VAC/VDC, 3A, field-wired connection, IP67. (2) port caps for unused ports included. | Stock | 105 | 109
ZP-JBH85-2N-5 | ZIPport junction block, 8 ports, 5-pin M12 sockets, 48 VDC, 3A, power and NPN LED indicator(s), 5m integrated cable, IP67. (2) port caps for unused ports included. | Stock | 154 | 160
ZP-JBH85-2N-FW | ZIPport junction block, 8 ports, 5-pin M12 sockets, 48 VDC, 3A, power and NPN LED indicator(s), field-wired connection, IP67. (2) port caps for unused ports included. | Stock | 125 | 130
ZP-JBH85-2P-5 | ZIPport junction block, 8 ports, 5-pin M12 sockets, 48 VDC, 3A, power and PNP LED indicator(s), 5m integrated cable, IP67. (2) port caps for unused ports included. | Stock | 154 | 160
ZP-JBH85-2P-FW | ZIPport junction block, 8 ports, 5-pin M12 sockets, 48 VDC, 3A, power and PNP LED indicator(s), field-wired connection, IP67. (2) port caps for unused ports included. | Stock | 125 | 130
ZP-JBH-CAP | ZIPport junction block M12 protective cap, package of 5. | Stock | 3.5 | 3.75
ZP-MC03A-1-FC005 | ZIPport female insert, connector housing size 3A, 5-pole, 16 amp, 600 VAC/VDC, poles numbered 1 to 5. For use with ZIPport multi-wire connectors. Requires 16 amp female contacts ZP-MC-CC-F16A-xxx. | Stock | 3.75 | 4
ZP-MC03A-1-FC007 | ZIPport female insert, connector housing size 3A, 7-pole, 10 amp, 600 VAC/VDC, poles numbered 1 to 7. For use with ZIPport multi-wire connectors. Requires 10 amp female contacts ZP-MC-CC-F10A-xxx. | Stock | 3.75 | 4
ZP-MC03A-1-FC012 | ZIPport female insert, connector housing size 3A, 12-pole, 10 amp, 600 VAC/VDC, poles numbered 1 to 12. For use with ZIPport multi-wire connectors. Requires 10 amp female contacts ZP-MC-CC-F10A-xxx. | Stock | 5.75 | 6
ZP-MC03A-1-FS003 | ZIPport female insert, connector housing size 3A, 3-pole, screw terminals, accepts wire size 20 - 14 AWG, 10 amp, 600 VAC/VDC, poles numbered 1 to 3. For use with ZIPport multi-wire connectors. | Stock | 2.5
ZP-MC03A-1-FS004 | ZIPport female insert, connector housing size 3A, 4-pole, screw terminals, accepts wire size 20 - 14 AWG, 10 amp, 600 VAC/VDC, poles numbered 1 to 4. For use with ZIPport multi-wire connectors. | Stock | 3.25 | 3.5
ZP-MC03A-1-MC005 | ZIPport male insert, connector housing size 3A, 5-pole, 16 amp, 600 VAC/VDC, poles numbered 1 to 5. For use with ZIPport multi-wire connectors. Requires 16 amp male contacts ZP-MC-CC-M16A-xxx. | Stock | 3.5 | 3.75
ZP-MC03A-1-MC007 | ZIPport male insert, connector housing size 3A, 7-pole, 10 amp, 600 VAC/VDC, poles numbered 1 to 7. For use with ZIPport multi-wire connectors. Requires 10 amp male contacts ZP-MC-CC-M10A-xxx. | Stock | 3.75 | 4
ZP-MC03A-1-MC012 | ZIPport male insert, connector housing size 3A, 12-pole, 10 amp, 600 VAC/VDC, poles numbered 1 to 12. For use with ZIPport multi-wire connectors. Requires 10 amp male contacts ZP-MC-CC-M10A-xxx. | Stock | 5.75 | 6
ZP-MC03A-1-MS003 | ZIPport male insert, connector housing size 3A, 3-pole, screw terminals, accepts wire size 20 - 14 AWG, 10 amp, 600 VAC/VDC, poles numbered 1 to 3. For use with ZIPport multi-wire connectors. | Stock | 2.75
ZP-MC03A-1-MS004 | ZIPport male insert, connector housing size 3A, 4-pole, screw terminals, accepts wire size 20 - 14 AWG, 10 amp, 600 VAC/VDC, poles numbered 1 to 4. For use with ZIPport multi-wire connectors. | Stock | 2.5
ZP-MC03A-2-SBHAM | ZIPport base, connector housing size 3A, single lever, right angled bulkhead, heavy-duty die cast aluminum. For use with ZIPport size 3A connector housings with (2) pegs. | Stock | 3.25 | 3.5
ZP-MC03A-2-SBHAP | ZIPport base, connector housing size 3A, single lever, right angled bulkhead, heavy-duty thermoplastic. For use with ZIPport size 3A connector housings with (2) pegs. | Stock | 1.75
ZP-MC03A-2-SBHM | ZIPport base, connector housing size 3A, single lever, bulkhead, heavy-duty die cast aluminum. For use with ZIPport size 3A connector housings with (2) pegs. | Stock | 3.75 | 4
ZP-MC03A-2-SBHP | ZIPport base, connector housing size 3A, single lever, bulkhead, heavy-duty thermoplastic. For use with ZIPport size 3A connector housings with (2) pegs. | Stock | 1.75
ZP-MC03A-2-SCP11M | ZIPport coupler, connector housing size 3A, single lever, (1) Pg 11 threaded hole, heavy-duty die cast aluminum. For use with ZIPport size 3A connector housings with (2) pegs. | Stock | 4.25 | 4.5
ZP-MC03A-2-SCP11P | ZIPport coupler, connector housing size 3A, single lever, (1) Pg 11 threaded hole, heavy-duty thermoplastic. For use with ZIPport size 3A connector housings with (2) pegs. | Stock | 2.5
ZP-MC03A-2-SCVPFM | ZIPport cover, connector housing size 3A, 2-peg, heavy-duty die cast aluminum. For use with ZIPport size 3A single lever connector housings with a female insert. | Stock | 3.75 | 4
ZP-MC03A-2-SCVPFP | ZIPport cover, connector housing size 3A, single lever, heavy-duty thermoplastic. For use with ZIPport size 3A single lever connector housings with a female insert. | Stock | 2.5
ZP-MC03A-2-SCVPMM | ZIPport cover, connector housing size 3A, 2-peg, heavy-duty die cast aluminum. For use with ZIPport size 3A single lever connector housings with a male insert. | Stock | 3.75 | 4
ZP-MC03A-2-SCVPMP | ZIPport cover, connector housing size 3A, single lever, heavy-duty thermoplastic. For use with ZIPport size 3A single lever connector housings with a male insert. | Stock | 2
ZP-MC03A-2-SSE11M | ZIPport hood, connector housing size 3A, 2-peg, side entry, (1) Pg 11 threaded hole, heavy-duty die cast aluminum. For use with ZIPport size 3A connector housings with a single lever. | Stock | 4.75 | 5
ZP-MC03A-2-SSE11P | ZIPport hood, connector housing size 3A, 2-peg, side entry, (1) Pg 11 threaded hole, heavy-duty thermoplastic. For use with ZIPport size 3A connector housings with a single lever. | Stock | 1.25
ZP-MC03A-2-SSM11M | ZIPport base, connector housing size 3A, single lever, surface mount, (1) Pg 11 threaded hole, heavy-duty die cast aluminum. For use with ZIPport size 3A connector housings with (2) pegs. | Stock | 5.75 | 6
ZP-MC03A-2-SSM11P | ZIPport base, connector housing size 3A, single lever, surface mount, (1) Pg 11 threaded hole, heavy-duty thermoplastic. For use with ZIPport size 3A connector housings with (2) pegs. | Stock | 2.25
ZP-MC03A-2-STE11M | ZIPport hood, connector housing size 3A, 2-peg, top entry, (1) Pg 11 threaded hole, heavy-duty die cast aluminum. For use with ZIPport size 3A connector housings with a single lever. | Stock | 4 | 4.25
ZP-MC03A-2-STE11P | ZIPport hood, connector housing size 3A, 2-peg, top entry, (1) Pg 11 threaded hole, heavy-duty thermoplastic. For use with ZIPport size 3A connector housings with a single lever. | Stock | 1.75
ZP-MC03A-GSK | ZIPport bottom gasket, replacement, connector housing size 3A. Package of 10. For use with ZIPport multi-wire connectors. | Stock | 7.5 | 7.75
ZP-MC06B-1-FC006 | ZIPport female insert, connector housing size 6B, 6-pole, 16 amp, 600 VAC/VDC, poles numbered 1 to 6. For use with ZIPport multi-wire connectors. Requires 16 amp female contacts ZP-MC-CC-F16A-xxx. | Stock | 5 | 5.25
ZP-MC06B-1-FC024 | ZIPport female insert, connector housing size 6B, 24-pole, 10 amp, 600 VAC/VDC, poles numbered 1 to 24. For use with ZIPport multi-wire connectors. Requires 10 amp female contacts ZP-MC-CC-F10A-xxx. | Stock | 13.25 | 14
ZP-MC06B-1-FS006 | ZIPport female insert, connector housing size 6B, 6-pole, screw terminals, accepts wire size 20 - 14 AWG, 16 amp, 600 VAC/VDC, poles numbered 1 to 6. For use with ZIPport multi-wire connectors. | Stock | 5.75 | 6
ZP-MC06B-1-MC006 | ZIPport male insert, connector housing size 6B, 6-pole, 16 amp, 600 VAC/VDC, poles numbered 1 to 6. For use with ZIPport multi-wire connectors. Requires 16 amp male contacts ZP-MC-CC-M16A-xxx. | Stock | 5 | 5.25
ZP-MC06B-1-MC024 | ZIPport male insert, connector housing size 6B, 24-pole, 10 amp, 600 VAC/VDC, poles numbered 1 to 24. For use with ZIPport multi-wire connectors. Requires 10 amp male contacts ZP-MC-CC-M10A-xxx. | Stock | 12.5 | 13
ZP-MC06B-1-MS006 | ZIPport male insert, connector housing size 6B, 6-pole, screw terminals, accepts wire size 20 - 14 AWG, 16 amp, 600 VAC/VDC, poles numbered 1 to 6. For use with ZIPport multi-wire connectors. | Stock | 5.75 | 6
ZP-MC06B-2-SBHC | ZIPport base, connector housing size 6B, single lever, bulkhead with cover, heavy-duty die cast aluminum. For use with ZIPport size 6B connector housings with (2) pegs. | Stock | 17.25 | 18
ZP-MC06B-2-SBHCA | ZIPport base, connector housing size 6B, single lever, bulkhead with automatic closing cover, heavy-duty die cast aluminum. For use with ZIPport size 6B connector housings with (2) pegs. | Stock | 62 | 64
ZP-MC06B-2-SBHM | ZIPport base, connector housing size 6B, single lever, bulkhead, heavy-duty die cast aluminum. For use with ZIPport size 6B connector housings with (2) pegs. | Stock | 11.5 | 12
ZP-MC06B-2-SCP16M | ZIPport coupler, connector housing size 6B, single lever, (1) Pg 16 threaded hole, heavy-duty die cast aluminum. For use with ZIPport size 6B connector housings with (2) pegs. | Stock | 15 | 15.5
ZP-MC06B-2-SCVLM | ZIPport cover, connector housing size 6B, single lever, heavy-duty die cast aluminum. For use with ZIPport size 6B connector housings with (2) pegs. | Stock | 10.5 | 11
ZP-MC06B-2-SCVPM | ZIPport cover, connector housing size 6B, 2-peg, heavy-duty die cast aluminum. For use with ZIPport size 6B connector housings with a single lever. | Stock | 5.75 | 6
ZP-MC06B-2-SSE16M | ZIPport hood, connector housing size 6B, 2-peg, side entry, (1) Pg 16 threaded hole, heavy-duty die cast aluminum. For use with ZIPport size 6B connector housings with a single lever. | Stock | 5.75 | 6
ZP-MC06B-2-SSE21ML | ZIPport hood, connector housing size 6B, 2-peg, side entry, (1) Pg 21 threaded hole, high construction, heavy-duty die cast aluminum. For use with ZIPport size 6B connector housings with a single lever. | Stock | 14 | 14.5
ZP-MC06B-2-SSE29ML | ZIPport hood, connector housing size 6B, 2-peg, side entry, (1) Pg 29 threaded hole, high construction, heavy-duty die cast aluminum. For use with ZIPport size 6B connector housings with a single lever. | Stock | 15 | 15.5
ZP-MC06B-2-SSM16C | ZIPport base, connector housing size 6B, single lever, surface mount with cover, (2) Pg 16 threaded holes, heavy-duty die cast aluminum. For use with ZIPport size 6B connector housings with (2) pegs. | Stock | 23.5 | 24.5
ZP-MC06B-2-SSM16CA | ZIPport base, connector housing size 6B, single lever, surface mount with automatic closing cover, (2) Pg 16 threaded holes, heavy-duty die cast aluminum. For use with ZIPport size 6B connector housings with (2) pegs. | Stock | 82 | 85
ZP-MC06B-2-SSM16M | ZIPport base, connector housing size 6B, single lever, surface mount entry, (2) Pg 16 threaded holes, heavy-duty die cast aluminum. For use with ZIPport size 6B connector housings with (2) pegs. | Stock | 18.25 | 19
ZP-MC06B-2-SSM21CA | ZIPport base, connector housing size 6B, single lever, surface mount with automatic closing cover, (2) Pg 21 threaded holes, heavy-duty die cast aluminum. For use with ZIPport size 6B connector housings with (2) pegs. | Stock | 85 | 88
ZP-MC06B-2-SSM21CL | ZIPport base, connector housing size 6B, single lever, surface mount with cover, (2) Pg 21 threaded holes, high construction, heavy-duty die cast aluminum. For use with ZIPport size 6B connector housings with (2) pegs. | Stock | 30 | 31
ZP-MC06B-2-SSM21ML | ZIPport base, connector housing size 6B, single lever, surface mount entry, (2) Pg 21 threaded holes, high construction, heavy-duty die cast aluminum. For use with ZIPport size 6B connector housings with (2) pegs. | Stock | 23.5 | 24.5
ZP-MC06B-2-SSM29CA | ZIPport base, connector housing size 6B, single lever, surface mount with automatic closing cover, (2) Pg 29 threaded holes, heavy-duty die cast aluminum. For use with ZIPport size 6B connector housings with (2) pegs. | Stock | 88 | 92
ZP-MC06B-2-SSM29CL | ZIPport base, connector housing size 6B, single lever, surface mount with cover, (2) Pg 29 threaded holes, high construction, heavy-duty die cast aluminum. For use with ZIPport size 6B connector housings with (2) pegs. | Stock | 30 | 31
ZP-MC06B-2-SSM29ML | ZIPport base, connector housing size 6B, single lever, surface mount entry, (2) Pg 29 threaded holes, high construction, heavy-duty die cast aluminum. For use with ZIPport size 6B connector housings with (2) pegs. | Stock | 23.5 | 24.5
ZP-MC06B-2-STE16M | ZIPport hood, connector housing size 6B, 2-peg, top entry, (1) Pg 16 threaded hole, heavy-duty die cast aluminum. For use with ZIPport size 6B connector housings with a single lever. | Stock | 7 | 7.25
ZP-MC06B-2-STE21ML | ZIPport hood, connector housing size 6B, 2-peg, top entry, (1) Pg 21 threaded hole, high construction, heavy-duty die cast aluminum. For use with ZIPport size 6B connector housings with a single lever. | Stock | 14 | 14.5
ZP-MC06B-2-STE29ML | ZIPport hood, connector housing size 6B, 2-peg, top entry, (1) Pg 29 threaded hole, high construction, heavy-duty die cast aluminum. For use with ZIPport size 6B connector housings with a single lever. | Stock | 15 | 15.5
ZP-MC06B-DKIT | ZIPport Din rail mounting kit, mount size 6B ZIPport multi-wire inserts onto 35mm DIN rail. | Stock | 30 | 31
ZP-MC06B-GSK | ZIPport bottom gasket, replacement, connector housing size 6B. Package of 10. For use with ZIPport multi-wire connectors. | Stock | 7.5 | 7.75
ZP-MC10A-1-FC010 | ZIPport female insert, connector housing size 10A, 10-pole, 16 amp, 600 VAC/VDC, poles numbered 1 to 10. For use with ZIPport multi-wire connectors. Requires 16 amp female contacts ZP-MC-CC-F16A-xxx. | Stock | 9.25 | 9.5
ZP-MC10A-1-FC015 | ZIPport female insert, connector housing size 10A, 15-pole, 10 amp, 600 VAC/VDC, poles numbered 1 to 15. For use with ZIPport multi-wire connectors. Requires 10 amp female contacts ZP-MC-CC-F10A-xxx. | Stock | 8.25 | 8.5
ZP-MC10A-1-FS010 | ZIPport female insert, connector housing size 10A, 10-pole, screw terminals, accepts wire size 20 - 14 AWG, 16 amp, 600 VAC/VDC, poles numbered 1 to 10. For use with ZIPport multi-wire connectors. | Stock | 10.25 | 10.5
ZP-MC10A-1-MC010 | ZIPport male insert, connector housing size 10A, 10-pole, 16 amp, 600 VAC/VDC, poles numbered 1 to 10. For use with ZIPport multi-wire connectors. Requires 16 amp male contacts ZP-MC-CC-M16A-xxx. | Stock | 8 | 8.25
ZP-MC10A-1-MC015 | ZIPport male insert, connector housing size 10A, 15-pole, 10 amp, 600 VAC/VDC, poles numbered 1 to 15. For use with ZIPport multi-wire connectors. Requires 10 amp male contacts ZP-MC-CC-M10A-xxx. | Stock | 8 | 8.25
ZP-MC10A-1-MS010 | ZIPport male insert, connector housing size 10A, 10-pole, screw terminals, accepts wire size 20 - 14 AWG, 16 amp, 600 VAC/VDC, poles numbered 1 to 10. For use with ZIPport multi-wire connectors. | Stock | 10.25 | 10.5
ZP-MC10A-2-SBHM | ZIPport base, connector housing size 10A, single lever, bulkhead, heavy-duty die cast aluminum. For use with ZIPport size 10A connector housings with (2) pegs. | Stock | 10.25 | 10.5
ZP-MC10A-2-SBHMC | ZIPport base, connector housing size 10A, single lever, bulkhead with cover, heavy-duty die cast aluminum. For use with ZIPport size 10A connector housings with (2) pegs. | Stock | 19.5 | 20.5
ZP-MC10A-2-SCVLM | ZIPport cover, connector housing size 10A, single lever, heavy-duty die cast aluminum. For use with ZIPport size 10A connector housings with (2) pegs. | Stock | 14.25 | 15
ZP-MC10A-2-SCVPM | ZIPport cover, connector housing size 10A, 2-peg, heavy-duty die cast aluminum. For use with ZIPport size 10A connector housings with a single lever. | Stock | 9.25 | 9.5
ZP-MC10A-2-SSE16M | ZIPport hood, connector housing size 10A, 2-peg, side entry, (1) Pg 16 threaded hole, heavy-duty die cast aluminum. For use with ZIPport size 10A connector housings with a single lever. | Stock | 8.25 | 8.5
ZP-MC10A-2-SSE16ML | ZIPport hood, connector housing size 10A, 2-peg, side entry, (1) Pg 16 threaded hole, high construction, heavy-duty die cast aluminum. For use with ZIPport size 10A connector housings with a single lever. | Stock | 12.5 | 13
ZP-MC10A-2-SSE21ML | ZIPport hood, connector housing size 10A, 2-peg, side entry, (1) Pg 21 threaded hole, high construction, heavy-duty die cast aluminum. For use with ZIPport size 10A connector housings with a single lever. | Stock | 12.5 | 13
ZP-MC10A-2-SSM16M | ZIPport base, connector housing size 10A, single lever, surface mount, (2) Pg 16 threaded holes, heavy-duty die cast aluminum. For use with ZIPport size 10A connector housings with (2) pegs. | Stock | 14.25 | 15
ZP-MC10A-2-SSM16MC | ZIPport base, connector housing size 10A, single lever, surface mount with cover, (2) Pg 16 threaded holes, heavy-duty die cast aluminum. For use with ZIPport size 10A connector housings with (2) pegs. | Stock | 21.5 | 22.5
ZP-MC10A-2-SSM21M | ZIPport base, connector housing size 10A, single lever, surface mount, (2) Pg 21 threaded holes, heavy-duty die cast aluminum. For use with ZIPport size 10A connector housings with (2) pegs. | Stock | 14.75 | 15.5
ZP-MC10A-2-SSM21MC | ZIPport base, connector housing size 10A, single lever, surface mount with cover, (2) Pg 21 threaded holes, heavy-duty die cast aluminum. For use with ZIPport size 10A connector housings with (2) pegs. | Stock | 21.5 | 22.5
ZP-MC10A-2-STE13M | ZIPport hood, connector housing size 10A, 2-peg, top entry, (1) Pg 13.5 threaded hole, heavy-duty die cast aluminum. For use with ZIPport size 10A connector housings with a single lever. | Stock | 8.25 | 8.5
ZP-MC10A-2-STE16M | ZIPport hood, connector housing size 10A, 2-peg, top entry, (1) Pg 16 threaded hole, heavy-duty die cast aluminum. For use with ZIPport size 10A connector housings with a single lever. | Stock | 8.75 | 9
ZP-MC10A-2-STE16ML | ZIPport hood, connector housing size 10A, 2-peg, top entry, (1) Pg 16 threaded hole, high construction, heavy-duty die cast aluminum. For use with ZIPport size 10A connector housings with a single lever. | Stock | 12.5 | 13
ZP-MC10A-2-STE21ML | ZIPport hood, connector housing size 10A, 2-peg, top entry, (1) Pg 21 threaded hole, high construction, heavy-duty die cast aluminum. For use with ZIPport size 10A connector housings with a single lever. | Stock | 14.25 | 15
ZP-MC10A-GSK | ZIPport bottom gasket, replacement, connector housing size 10A. Package of 10. For use with ZIPport multi-wire connectors. | Stock | 6.25 | 6.5
ZP-MC10B-1-FC010 | ZIPport female insert, connector housing size 10B, 10-pole, 16 amp, 600 VAC/VDC, poles numbered 1 to 10. For use with ZIPport multi-wire connectors. Requires 16 amp female contacts ZP-MC-CC-F16A-xxx. | Stock | 6 | 6.25
ZP-MC10B-1-FC042 | ZIPport female insert, connector housing size 10B, 42-pole, 10 amp, 600 VAC/VDC, poles numbered 1 to 42. For use with ZIPport multi-wire connectors. Requires 10 amp female contacts ZP-MC-CC-F10A-xxx. | Stock | 15.75 | 16.5
ZP-MC10B-1-FS010 | ZIPport female insert, connector housing size 10B, 10-pole, screw terminals, accepts wire size 20 - 12 AWG, 16 amp, 600 VAC/VDC, poles numbered 1 to 10. For use with ZIPport multi-wire connectors. | Stock | 7 | 7.25
ZP-MC10B-1-MC010 | ZIPport male insert, connector housing size 10B, 10-pole, 16 amp, 600 VAC/VDC, poles numbered 1 to 10. For use with ZIPport multi-wire connectors. Requires 16 amp male contacts ZP-MC-CC-M16A-xxx. | Stock | 6.25 | 6.5
ZP-MC10B-1-MC042 | ZIPport male insert, connector housing size 10B, 42-pole, 10 amp, 600 VAC/VDC, poles numbered 1 to 42. For use with ZIPport multi-wire connectors. Requires 10 amp male contacts ZP-MC-CC-M10A-xxx. | Stock | 15.75 | 16.5
ZP-MC10B-1-MS010 | ZIPport male insert, connector housing size 10B, 10-pole, screw terminals, accepts wire size 20 - 12 AWG, 16 amp, 600 VAC/VDC, poles numbered 1 to 10. For use with ZIPport multi-wire connectors. | Stock | 7 | 7.25
ZP-MC10B-2-BLANK | ZIPport bulkhead cutout blank cover plate, thermoplastic, RAL 7044 gray. For use with ZIPport size 10B bulkhead cutouts. Gasket included. | Stock | 4.25 | 4.5
ZP-MC10B-2-DBHM | ZIPport base, connector housing size 10B, double lever, bulkhead, heavy-duty die cast aluminum. For use with ZIPport size 10B connector housings with (4) pegs. | Stock | 15.25 | 16
ZP-MC10B-2-DCP16M | ZIPport coupler, connector housing size 10B, double lever, (1) Pg 16 threaded hole, heavy-duty die cast aluminum. For use with ZIPport size 10B connector housings with (4) pegs. | Stock | 20.5 | 21.5
ZP-MC10B-2-DCP21ML | ZIPport coupler, connector housing size 10B, double lever, (1) Pg 21 threaded hole, high construction, heavy-duty die cast aluminum. For use with ZIPport size 10B connector housings with (4) pegs. | Stock | 32 | 33.5
ZP-MC10B-2-DCVLM | ZIPport cover, connector housing size 10B, double lever, heavy-duty die cast aluminum. For use with ZIPport size 10B connector housings with (4) pegs. | Stock | 16.25 | 17
ZP-MC10B-2-DCVPM | ZIPport cover, connector housing size 10B, 4-peg, heavy-duty die cast aluminum. For use with ZIPport size 10B connector housings with double levers. | Stock | 7.5 | 7.75
ZP-MC10B-2-DSE16M | ZIPport hood, connector housing size 10B, 4-peg, side entry, (1) Pg 16 threaded hole, heavy-duty die cast aluminum. For use with ZIPport size 10B connector housings with double levers. | Stock | 7 | 7.25
ZP-MC10B-2-DSE21ML | ZIPport hood, connector housing size 10B, 4-peg, side entry, (1) Pg 21 threaded hole, high construction, heavy-duty die cast aluminum. For use with ZIPport size 10B connector housings with double levers. | Stock | 14.75 | 15.5
ZP-MC10B-2-DSE29ML | ZIPport hood, connector housing size 10B, 4-peg, side entry, (1) Pg 29 threaded hole, high construction, heavy-duty die cast aluminum. For use with ZIPport size 10B connector housings with double levers. | Stock | 15.75 | 16.5
ZP-MC10B-2-DSM16M | ZIPport base, connector housing size 10B, double lever, surface mount entry, (2) Pg 16 threaded holes, heavy-duty die cast aluminum. For use with ZIPport size 10B connector housings with (4) pegs. | Stock | 22 | 23
ZP-MC10B-2-DSM21ML | ZIPport base, connector housing size 10B, double lever, surface mount entry, (2) Pg 21 threaded holes, high construction, heavy-duty die cast aluminum. For use with ZIPport size 10B connector housings with (4) pegs. | Stock | 25.5 | 26.5
ZP-MC10B-2-DSM29ML | ZIPport base, connector housing size 10B, double lever, surface mount entry, (2) Pg 29 threaded holes, high construction, heavy-duty die cast aluminum. For use with ZIPport size 10B connector housings with (4) pegs. | Stock | 25.5 | 26.5
ZP-MC10B-2-DTE13M2 | ZIPport hood, connector housing size 10B, 4-peg, top entry, (2) Pg 13.5 threaded hole, high construction, heavy-duty die cast aluminum. For use with ZIPport size 10B connector housings with double levers. | Stock | 22.5 | 23.5
ZP-MC10B-2-DTE16M | ZIPport hood, connector housing size 10B, 4-peg, top entry, (1) Pg 16 threaded hole, heavy-duty die cast aluminum. For use with ZIPport size 10B connector housings with double levers. | Stock | 8.25 | 8.5
ZP-MC10B-2-DTE21ML | ZIPport hood, connector housing size 10B, 4-peg, top entry, (1) Pg 21 threaded hole, high construction, heavy-duty die cast aluminum. For use with ZIPport size 10B connector housings with double levers. | Stock | 15.25 | 16
ZP-MC10B-2-DTE29ML | ZIPport hood, connector housing size 10B, 4-peg, top entry, (1) Pg 29 threaded hole, high construction, heavy-duty die cast aluminum. For use with ZIPport size 10B connector housings with double levers. | Stock | 16.25 | 17
ZP-MC10B-2-SBHC | ZIPport base, connector housing size 10B, single lever, bulkhead with cover, heavy-duty die cast aluminum. For use with ZIPport size 10B connector housings with (2) pegs. | Stock | 18.5 | 19
ZP-MC10B-2-SBHCA | ZIPport base, connector housing size 10B, single lever, bulkhead with automatic closing cover, heavy-duty die cast aluminum. For use with ZIPport size 10B connector housings with (2) pegs. | Stock | 70 | 73
ZP-MC10B-2-SBHM | ZIPport base, connector housing size 10B, single lever, bulkhead, heavy-duty die cast aluminum. For use with ZIPport size 10B connector housings with (2) pegs. | Stock | 14.25 | 15
ZP-MC10B-2-SCP16M | ZIPport coupler, connector housing size 10B, single lever, (1) Pg 16 threaded hole, heavy-duty die cast aluminum. For use with ZIPport size 10B connector housings with (2) pegs. | Stock | 20.5 | 21.5
ZP-MC10B-2-SCVLM | ZIPport cover, connector housing size 10B, single lever, heavy-duty die cast aluminum. For use with ZIPport size 10B connector housings with (2) pegs. | Stock | 11.5 | 12
ZP-MC10B-2-SCVPM | ZIPport cover, connector housing size 10B, 2-peg, heavy-duty die cast aluminum. For use with ZIPport size 10B connector housings with a single lever. | Stock | 7 | 7.25
ZP-MC10B-2-SSE16M | ZIPport hood, connector housing size 10B, 2-peg, side entry, (1) Pg 16 threaded hole, heavy-duty die cast aluminum. For use with ZIPport size 10B connector housings with a single lever. | Stock | 10.25 | 10.5
ZP-MC10B-2-SSE21ML | ZIPport hood, connector housing size 10B, 2-peg, side entry, (1) Pg 21 threaded hole, high construction, heavy-duty die cast aluminum. For use with ZIPport size 10B connector housings with a single lever. | Stock | 20.5 | 21.5
ZP-MC10B-2-SSE29ML | ZIPport hood, connector housing size 10B, 2-peg, side entry, (1) Pg 29 threaded hole, high construction, heavy-duty die cast aluminum. For use with ZIPport size 10B connector housings with a single lever. | Stock | 21.5 | 22.5
ZP-MC10B-2-SSM16C | ZIPport base, connector housing size 10B, single lever, surface mount with cover, (2) Pg 16 threaded holes, heavy-duty die cast aluminum. For use with ZIPport size 10B connector housings with (2) pegs. | Stock | 25.5 | 26.5
ZP-MC10B-2-SSM16CA | ZIPport base, connector housing size 10B, single lever, surface mount with automatic closing cover, (2) Pg 16 threaded holes, heavy-duty die cast aluminum. For use with ZIPport size 10B connector housings with (2) pegs. | Stock | 89 | 93
ZP-MC10B-2-SSM16M | ZIPport base, connector housing size 10B, single lever, surface mount entry, (2) Pg 16 threaded holes, heavy-duty die cast aluminum. For use with ZIPport size 10B connector housings with (2) pegs. | Stock | 19.5 | 20.5
ZP-MC10B-2-SSM21CA | ZIPport base, connector housing size 10B, single lever, surface mount with automatic closing cover, (2) Pg 21 threaded holes, heavy-duty die cast aluminum. For use with ZIPport size 10B connector housings with (2) pegs. | Stock | 95 | 99
ZP-MC10B-2-SSM21CL | ZIPport base, connector housing size 10B, single lever, surface mount with cover, (2) Pg 21 threaded holes, high construction, heavy-duty die cast aluminum. For use with ZIPport size 10B connector housings with (2) pegs. | Stock | 31.5 | 33
ZP-MC10B-2-SSM21ML | ZIPport base, connector housing size 10B, single lever, surface mount entry, (2) Pg 21 threaded holes, high construction, heavy-duty die cast aluminum. For use with ZIPport size 10B connector housings with (2) pegs. | Stock | 24.5 | 25.5
ZP-MC10B-2-SSM29CA | ZIPport base, connector housing size 10B, single lever, surface mount with automatic closing cover, (2) Pg 29 threaded holes, heavy-duty die cast aluminum. For use with ZIPport size 10B connector housings with (2) pegs. | Stock | 97 | 101
ZP-MC10B-2-SSM29CL | ZIPport base, connector housing size 10B, single lever, surface mount with cover, (2) Pg 29 threaded holes, high construction, heavy-duty die cast aluminum. For use with ZIPport size 10B connector housings with (2) pegs. | Stock | 31 | 32
ZP-MC10B-2-SSM29ML | ZIPport base, connector housing size 10B, single lever, surface mount entry, (2) Pg 29 threaded holes, high construction, heavy-duty die cast aluminum. For use with ZIPport size 10B connector housings with (2) pegs. | Stock | 24 | 25
ZP-MC10B-2-STE16M | ZIPport hood, connector housing size 10B, 2-peg, top entry, (1) Pg 16 threaded hole, heavy-duty die cast aluminum. For use with ZIPport size 10B connector housings with a single lever. | Stock | 9.25 | 9.5
ZP-MC10B-2-STE21ML | ZIPport hood, connector housing size 10B, 2-peg, top entry, (1) Pg 21 threaded hole, high construction, heavy-duty die cast aluminum. For use with ZIPport size 10B connector housings with a single lever. | Stock | 20.5 | 21.5
ZP-MC10B-2-STE29ML | ZIPport hood, connector housing size 10B, 2-peg, top entry, (1) Pg 29 threaded hole, high construction, heavy-duty die cast aluminum. For use with ZIPport size 10B connector housings with a single lever. | Stock | 21.5 | 22.5
ZP-MC10B-DKIT | ZIPport Din rail mounting kit, mount any size 10B ZIPport multi-wire inserts onto 35mm DIN rail. | Stock | 30 | 31
ZP-MC10B-GSK | ZIPport bottom gasket, replacement, connector housing size 10B. Package of 10. For use with ZIPport multi-wire connectors. | Stock | 7.75 | 8
ZP-MC16A-1-FC016 | ZIPport female insert, connector housing size 16A, 16-pole, 16 amp, 600 VAC/VDC, poles numbered 1 to 16. For use with ZIPport multi-wire connectors. Requires 16 amp female contacts ZP-MC-CC-F16A-xxx. | Stock | 10.5 | 11
ZP-MC16A-1-FC025 | ZIPport female insert, connector housing size 16A, 25-pole, 10 amp, 600 VAC/VDC, poles numbered 1 to 25. For use with ZIPport multi-wire connectors. Requires 10 amp female contacts ZP-MC-CC-F10A-xxx. | Stock | 8.25 | 8.5
ZP-MC16A-1-FS016 | ZIPport female insert, connector housing size 16A, 16-pole, screw terminals, accepts wire size 20 - 14 AWG, 16 amp, 600 VAC/VDC, poles numbered 1 to 16. For use with ZIPport multi-wire connectors. | Stock | 14.25 | 15
ZP-MC16A-1-MC016 | ZIPport male insert, connector housing size 16A, 16-pole, 16 amp, 600 VAC/VDC, poles numbered 1 to 16. For use with ZIPport multi-wire connectors. Requires 16 amp male contacts ZP-MC-CC-M16A-xxx. | Stock | 10.5 | 11
ZP-MC16A-1-MC025 | ZIPport male insert, connector housing size 16A, 25-pole, 10 amp, 600 VAC/VDC, poles numbered 1 to 25. For use with ZIPport multi-wire connectors. Requires 10 amp male contacts ZP-MC-CC-M10A-xxx. | Stock | 8.25 | 8.5
ZP-MC16A-1-MS016 | ZIPport male insert, connector housing size 16A, 16-pole, screw terminals, accepts wire size 20 - 14 AWG, 16 amp, 600 VAC/VDC, poles numbered 1 to 16. For use with ZIPport multi-wire connectors. | Stock | 13.25 | 14
ZP-MC16A-2-SBHM | ZIPport base, connector housing size 16A, single lever, bulkhead, heavy-duty die cast aluminum. For use with ZIPport size 16A connector housings with (2) pegs. | Stock | 10.25 | 10.5
ZP-MC16A-2-SBHMC | ZIPport base, connector housing size 16A, single lever, bulkhead with cover, heavy-duty die cast aluminum. For use with ZIPport size 16A connector housings with (2) pegs. | Stock | 19.5 | 20.5
ZP-MC16A-2-SCVLM | ZIPport cover, connector housing size 16A, single lever, heavy-duty die cast aluminum. For use with ZIPport size 16A connector housings with (2) pegs. | Stock | 14.25 | 15
ZP-MC16A-2-SCVPM | ZIPport cover, connector housing size 16A, 2-peg, heavy-duty die cast aluminum. For use with ZIPport size 16A connector housings with a single lever. | Stock | 9.25 | 9.5
ZP-MC16A-2-SSE16M | ZIPport hood, connector housing size 16A, 2-peg, side entry, (1) Pg 16 threaded hole, heavy-duty die cast aluminum. For use with ZIPport size 16A connector housings with a single lever. | Stock | 9.25 | 9.5
ZP-MC16A-2-SSE16ML | ZIPport hood, connector housing size 16A, 2-peg, side entry, (1) Pg 16 threaded hole, high construction, heavy-duty die cast aluminum. For use with ZIPport size 16A connector housings with a single lever. | Stock | 14.25 | 15
ZP-MC16A-2-SSE21ML | ZIPport hood, connector housing size 16A, 2-peg, side entry, (1) Pg 21 threaded hole, high construction, heavy-duty die cast aluminum. For use with ZIPport size 16A connector housings with a single lever. | Stock | 14.25 | 15
ZP-MC16A-2-SSM16M | ZIPport base, connector housing size 16A, single lever, surface mount, (2) Pg 16 threaded holes, heavy-duty die cast aluminum. For use with ZIPport size 16A connector housings with (2) pegs. | Stock | 15.25 | 16
ZP-MC16A-2-SSM16MC | ZIPport base, connector housing size 16A, single lever, surface mount with cover, (2) Pg 16 threaded holes, heavy-duty die cast aluminum. For use with ZIPport size 16A connector housings with (2) pegs. | Stock | 23.5 | 24.5
ZP-MC16A-2-SSM21M | ZIPport base, connector housing size 16A, single lever, surface mount, (2) Pg 21 threaded holes, heavy-duty die cast aluminum. For use with ZIPport size 16A connector housings with (2) pegs. | Stock | 15.25 | 16
ZP-MC16A-2-SSM21MC | ZIPport base, connector housing size 16A, single lever, surface mount with cover, (2) Pg 21 threaded holes, heavy-duty die cast aluminum. For use with ZIPport size 16A connector housings with (2) pegs. | Stock | 23.5 | 24.5
ZP-MC16A-2-STE13M | ZIPport hood, connector housing size 16A, 2-peg, top entry, (1) Pg 13.5 threaded hole, heavy-duty die cast aluminum. For use with ZIPport size 16A connector housings with a single lever. | Stock | 9.25 | 9.5
ZP-MC16A-2-STE16M | ZIPport hood, connector housing size 16A, 2-peg, top entry, (1) Pg 16 threaded hole, heavy-duty die cast aluminum. For use with ZIPport size 16A connector housings with a single lever. | Stock | 9.25 | 9.5
ZP-MC16A-2-STE16ML | ZIPport hood, connector housing size 16A, 2-peg, top entry, (1) Pg 16 threaded hole, high construction, heavy-duty die cast aluminum. For use with ZIPport size 16A connector housings with a single lever. | Stock | 14.25 | 15
ZP-MC16A-2-STE21ML | ZIPport hood, connector housing size 16A, 2-peg, top entry, (1) Pg 21 threaded hole, high construction, heavy-duty die cast aluminum. For use with ZIPport size 16A connector housings with a single lever. | Stock | 16.25 | 17
ZP-MC16A-GSK | ZIPport bottom gasket, replacement, connector housing size 16A. Package of 10. For use with ZIPport multi-wire connectors. | Stock | 6.25 | 6.5
ZP-MC16B-1-FC016 | ZIPport female insert, connector housing size 16B, 16-pole, 16 amp, 600 VAC/VDC, poles numbered 1 to 16. For use with ZIPport multi-wire connectors. Requires 16 amp female contacts ZP-MC-CC-F16A-xxx. | Stock | 7.5 | 7.75
ZP-MC16B-1-FC016-2 | ZIPport female insert, connector housing size 16B, 16-pole, 16 amp, 600 VAC/VDC, poles numbered 17 to 32. For use with ZIPport multi-wire connectors. Requires 16 amp female contacts ZP-MC-CC-F16A-xxx. | Stock | 6.25 | 6.5
ZP-MC16B-1-FC040 | ZIPport female insert, connector housing size 16B, 40-pole, 10 amp, 600 VAC/VDC, poles numbered 1 to 40. For use with ZIPport multi-wire connectors. Requires 10 amp female contacts ZP-MC-CC-F10A-xxx. | Stock | 14.25 | 15
ZP-MC16B-1-FC072 | ZIPport female insert, connector housing size 16B, 72-pole, 10 amp, 600 VAC/VDC, poles numbered 1 to 72. For use with ZIPport multi-wire connectors. Requires 10 amp female contacts ZP-MC-CC-F10A-xxx. | Stock | 17.25 | 18
ZP-MC16B-1-FC072-2 | ZIPport female insert, connector housing size 16B, 72-pole, 10 amp, 600 VAC/VDC, poles numbered 73 to 144. For use with ZIPport multi-wire connectors. Requires 10 amp female contacts ZP-MC-CC-F10A-xxx. | Stock | 15.25 | 16
ZP-MC16B-1-FS006 | ZIPport female insert, connector housing size 16B, 6-pole, screw terminals, accepts wire size 20 - 10 AWG, 35 amp, 600 VAC/VDC, poles numbered 1 to 6. For use with ZIPport multi-wire connectors. | Stock | 17.25 | 18
ZP-MC16B-1-FS016 | ZIPport female insert, connector housing size 16B, 16-pole, screw terminals, accepts wire size 20 - 12 AWG, 16 amp, 600 VAC/VDC, poles numbered 1 to 16. For use with ZIPport multi-wire connectors. | Stock | 9.5 | 10
ZP-MC16B-1-FS016-2 | ZIPport female insert, connector housing size 16B, 16-pole, screw terminals, accepts wire size 20 - 14 AWG, 16 amp, 600 VAC/VDC, poles numbered 17 to 32. For use with ZIPport multi-wire connectors. | Stock | 10.25 | 10.5
ZP-MC16B-1-MC016 | ZIPport male insert, connector housing size 16B, 16-pole, 16 amp, 600 VAC/VDC, poles numbered 1 to 16. For use with ZIPport multi-wire connectors. Requires 16 amp male contacts ZP-MC-CC-M16A-xxx. | Stock | 7.5 | 7.75
ZP-MC16B-1-MC016-2 | ZIPport male insert, connector housing size 16B, 16-pole, 16 amp, 600 VAC/VDC, poles numbered 17 to 32. For use with ZIPport multi-wire connectors. Requires 16 amp male contacts ZP-MC-CC-M16A-xxx. | Stock | 7 | 7.25
ZP-MC16B-1-MC040 | ZIPport male insert, connector housing size 16B, 40-pole, 10 amp, 600 VAC/VDC, poles numbered 1 to 40. For use with ZIPport multi-wire connectors. Requires 10 amp male contacts ZP-MC-CC-M10A-xxx. | Stock | 14.25 | 15
ZP-MC16B-1-MC072 | ZIPport male insert, connector housing size 16B, 72-pole, 10 amp, 600 VAC/VDC, poles numbered 1 to 72. For use with ZIPport multi-wire connectors. Requires 10 amp male contacts ZP-MC-CC-M10A-xxx. | Stock | 17.25 | 18
ZP-MC16B-1-MC072-2 | ZIPport male insert, connector housing size 16B, 72-pole, 10 amp, 600 VAC/VDC, poles numbered 73 to 144. For use with ZIPport multi-wire connectors. Requires 10 amp male contacts ZP-MC-CC-M10A-xxx. | Stock | 15.75 | 16.5
ZP-MC16B-1-MS006 | ZIPport male insert, connector housing size 16B, 6-pole, screw terminals, accepts wire size 20 - 10 AWG, 35 amp, 600 VAC/VDC, poles numbered 1 to 6. For use with ZIPport multi-wire connectors. | Stock | 17.25 | 18
ZP-MC16B-1-MS016 | ZIPport male insert, connector housing size 16B, 16-pole, screw terminals, accepts wire size 20 - 12 AWG, 16 amp, 600 VAC/VDC, poles numbered 1 to 16. For use with ZIPport multi-wire connectors. | Stock | 9.5 | 10
ZP-MC16B-1-MS016-2 | ZIPport male insert, connector housing size 16B, 16-pole, screw terminals, accepts wire size 20 - 14 AWG, 16 amp, 600 VAC/VDC, poles numbered 17 to 32. For use with ZIPport multi-wire connectors. | Stock | 9.25 | 9.5
ZP-MC16B-2-BLANK | ZIPport bulkhead cutout blank cover plate, thermoplastic, RAL 7044 gray. For use with ZIPport size 16B bulkhead cutouts. Gasket included. | Stock | 4.25 | 4.5
ZP-MC16B-2-DBHM | ZIPport base, connector housing size 16B, double lever, bulkhead, heavy-duty die cast aluminum. For use with ZIPport size 16B connector housings with (4) pegs. | Stock | 15.25 | 16
ZP-MC16B-2-DCP21M | ZIPport coupler, connector housing size 16B, double lever, (1) Pg 21 threaded hole, heavy-duty die cast aluminum. For use with ZIPport size 16B connector housings with (4) pegs. | Stock | 21 | 22
ZP-MC16B-2-DCP21ML | ZIPport coupler, connector housing size 16B, double lever, (1) Pg 21 threaded hole, high construction, heavy-duty die cast aluminum. For use with ZIPport size 16B connector housings with (4) pegs. | Stock | 34 | 35.5
ZP-MC16B-2-DCP29ML | ZIPport coupler, connector housing size 16B, double lever, (1) Pg 29 threaded hole, high construction, heavy-duty die cast aluminum. For use with ZIPport size 16B connector housings with (4) pegs. | Stock | 35.5 | 37
ZP-MC16B-2-DCVLM | ZIPport cover, connector housing size 16B, double lever, heavy-duty die cast aluminum. For use with ZIPport size 16B connector housings with (4) pegs. | Stock | 16.75 | 17.5
ZP-MC16B-2-DCVPM | ZIPport cover, connector housing size 16B, 4-peg, heavy-duty die cast aluminum. For use with ZIPport size 16B connector housings with double levers. | Stock | 7 | 7.25
ZP-MC16B-2-DSE21M | ZIPport hood, connector housing size 16B, 4-peg, side entry, (1) Pg 21 threaded hole, heavy-duty die cast aluminum. For use with ZIPport size 16B connector housings with double levers. | Stock | 8.75 | 9
ZP-MC16B-2-DSE21ML | ZIPport hood, connector housing size 16B, 4-peg, side entry, (1) Pg 21 threaded hole, high construction, heavy-duty die cast aluminum. For use with ZIPport size 16B connector housings with double levers. | Stock | 15.25 | 16
ZP-MC16B-2-DSE29ML | ZIPport hood, connector housing size 16B, 4-peg, side entry, (1) Pg 29 threaded hole, high construction, heavy-duty die cast aluminum. For use with ZIPport size 16B connector housings with double levers. | Stock | 17.25 | 18
ZP-MC16B-2-DSM21M | ZIPport base, connector housing size 16B, double lever, surface mount entry, (2) Pg 21 threaded holes, heavy-duty die cast aluminum. For use with ZIPport size 16B connector housings with (4) pegs. | Stock | 24.5 | 25.5
ZP-MC16B-2-DSM21ML | ZIPport base, connector housing size 16B, double lever, surface mount entry, (2) Pg 21 threaded holes, high construction, heavy-duty die cast aluminum. For use with ZIPport size 16B connector housings with (4) pegs. | Stock | 25.5 | 26.5
ZP-MC16B-2-DSM29ML | ZIPport base, connector housing size 16B, double lever, surface mount entry, (2) Pg 29 threaded holes, high construction, heavy-duty die cast aluminum. For use with ZIPport size 16B connector housings with (4) pegs. | Stock | 25.5 | 26.5
ZP-MC16B-2-DTE16M2 | ZIPport hood, connector housing size 16B, 4-peg, top entry, (2) Pg 16 threaded holes, high construction, heavy-duty die cast aluminum. For use with ZIPport size 16B connector housings with double levers. | Stock | 25.5 | 26.5
ZP-MC16B-2-DTE21M | ZIPport hood, connector housing size 16B, 4-peg, top entry, (1) Pg 21 threaded hole, heavy-duty die cast aluminum. For use with ZIPport size 16B connector housings with double levers. | Stock | 9.25 | 9.5
ZP-MC16B-2-DTE21M2 | ZIPport hood, connector housing size 16B, 4-peg, top entry, (2) Pg 21 threaded holes, high construction, heavy-duty die cast aluminum. For use with ZIPport size 16B connector housings with double levers. | Stock | 25.5 | 26.5
ZP-MC16B-2-DTE21ML | ZIPport hood, connector housing size 16B, 4-peg, top entry, (1) Pg 21 threaded hole, high construction, heavy-duty die cast aluminum. For use with ZIPport size 16B connector housings with double levers. | Stock | 15.25 | 16
ZP-MC16B-2-DTE29ML | ZIPport hood, connector housing size 16B, 4-peg, top entry, (1) Pg 29 threaded hole, high construction, heavy-duty die cast aluminum. For use with ZIPport size 16B connector housings with double levers. | Stock | 17.25 | 18
ZP-MC16B-2-SBHC | ZIPport base, connector housing size 16B, single lever, bulkhead with cover, heavy-duty die cast aluminum. For use with ZIPport size 16B connector housings with (2) pegs. | Stock | 19.5 | 20.5
ZP-MC16B-2-SBHCA | ZIPport base, connector housing size 16B, single lever, bulkhead with automatic closing cover, heavy-duty die cast aluminum. For use with ZIPport size 16B connector housings with (2) pegs. | Stock | 79 | 82
ZP-MC16B-2-SBHM | ZIPport base, connector housing size 16B, single lever, bulkhead, heavy-duty die cast aluminum. For use with ZIPport size 16B connector housings with (2) pegs. | Stock | 14.25 | 15
ZP-MC16B-2-SCP21M | ZIPport coupler, connector housing size 16B, single lever, (1) Pg 21 threaded hole, heavy-duty die cast aluminum. For use with ZIPport size 16B connector housings with (2) pegs. | Stock | 23.5 | 24.5
ZP-MC16B-2-SCVLM | ZIPport cover, connector housing size 16B, single lever, heavy-duty die cast aluminum. For use with ZIPport size 16B connector housings with (2) pegs. | Stock | 12 | 12.5
ZP-MC16B-2-SCVPM | ZIPport cover, connector housing size 16B, 2-peg, heavy-duty die cast aluminum. For use with ZIPport size 16B connector housings with a single lever. | Stock | 8.25 | 8.5
ZP-MC16B-2-SM21CAL | ZIPport base, connector housing size 16B, single lever, surface mount with automatic closing cover, (2) Pg 21 threaded holes, high construction, heavy-duty die cast aluminum. For use with ZIPport size 16B connector housings with (2) pegs. | Stock | 101 | 105
ZP-MC16B-2-SM29CAL | ZIPport base, connector housing size 16B, single lever, surface mount with automatic closing cover, (2) Pg 29 threaded holes, high construction, heavy-duty die cast aluminum. For use with ZIPport size 16B connector housings with (2) pegs. | Stock | 101 | 105
ZP-MC16B-2-SSE21M | ZIPport hood, connector housing size 16B, 2-peg, side entry, (1) Pg 21 threaded hole, heavy-duty die cast aluminum. For use with ZIPport size 16B connector housings with a single lever. | Stock | 10.25 | 10.5
ZP-MC16B-2-SSE21ML | ZIPport hood, connector housing size 16B, 2-peg, side entry, (1) Pg 21 threaded hole, high construction, heavy-duty die cast aluminum. For use with ZIPport size 16B connector housings with a single lever. | Stock | 21.5 | 22.5
ZP-MC16B-2-SSE29ML | ZIPport hood, connector housing size 16B, 2-peg, side entry, (1) Pg 29 threaded hole, high construction, heavy-duty die cast aluminum. For use with ZIPport size 16B connector housings with a single lever. | Stock | 23 | 24
ZP-MC16B-2-SSM21C | ZIPport base, connector housing size 16B, single lever, surface mount with cover, (2) Pg 21 threaded holes, heavy-duty die cast aluminum. For use with ZIPport size 16B connector housings with (2) pegs. | Stock | 28 | 29
ZP-MC16B-2-SSM21CA | ZIPport base, connector housing size 16B, single lever, surface mount with automatic closing cover, (2) Pg 21 threaded holes, heavy-duty die cast aluminum. For use with ZIPport size 16B connector housings with (2) pegs. | Stock | 98 | 102
ZP-MC16B-2-SSM21CL | ZIPport base, connector housing size 16B, single lever, surface mount with cover, (2) Pg 21 threaded holes, high construction, heavy-duty die cast aluminum. For use with ZIPport size 16B connector housings with (2) pegs. | Stock | 32.5 | 34
ZP-MC16B-2-SSM21M | ZIPport base, connector housing size 16B, single lever, surface mount entry, (2) Pg 21 threaded holes, heavy-duty die cast aluminum. For use with ZIPport size 16B connector housings with (2) pegs. | Stock | 20.5 | 21.5
ZP-MC16B-2-SSM21ML | ZIPport base, connector housing size 16B, single lever, surface mount entry, (2) Pg 21 threaded holes, high construction, heavy-duty die cast aluminum. For use with ZIPport size 16B connector housings with (2) pegs. | Stock | 25.5 | 26.5
ZP-MC16B-2-SSM29CL | ZIPport base, connector housing size 16B, single lever, surface mount with cover, (2) Pg 29 threaded holes, high construction, heavy-duty die cast aluminum. For use with ZIPport size 16B connector housings with (2) pegs. | Stock | 32.5 | 34
ZP-MC16B-2-SSM29ML | ZIPport base, connector housing size 16B, single lever, surface mount entry, (2) Pg 29 threaded holes, high construction, heavy-duty die cast aluminum. For use with ZIPport size 16B connector housings with (2) pegs. | Stock | 25.5 | 26.5
ZP-MC16B-2-STE21M | ZIPport hood, connector housing size 16B, 2-peg, top entry, (1) Pg 21 threaded hole, heavy-duty die cast aluminum. For use with ZIPport size 16B connector housings with a single lever. | Stock | 11.5 | 12
ZP-MC16B-2-STE21ML | ZIPport hood, connector housing size 16B, 2-peg, top entry, (1) Pg 21 threaded hole, high construction, heavy-duty die cast aluminum. For use with ZIPport size 16B connector housings with a single lever. | Stock | 21.5 | 22.5
ZP-MC16B-2-STE29ML | ZIPport hood, connector housing size 16B, 2-peg, top entry, (1) Pg 29 threaded hole, high construction, heavy-duty die cast aluminum. For use with ZIPport size 16B connector housings with a single lever. | Stock | 22.5 | 23.5
ZP-MC16B-DKIT | ZIPport Din rail mounting kit, mount any size 16B ZIPport multi-wire inserts onto 35mm DIN rail. | Stock | 35.5 | 37
ZP-MC16B-GSK | ZIPport bottom gasket, replacement, connector housing size 16B. Package of 10. For use with ZIPport multi-wire connectors. | Stock | 9 | 9.25
ZP-MC24B-1-FC024 | ZIPport female insert, connector housing size 24B, 24-pole, 16 amp, 600 VAC/VDC, poles numbered 1 to 24. For use with ZIPport multi-wire connectors. Requires 16 amp female contacts ZP-MC-CC-F16A-xxx. | Stock | 9.75 | 10
ZP-MC24B-1-FC064 | ZIPport female insert, connector housing size 24B, 64-pole, 10 amp, 600 VAC/VDC, poles numbered A to D/1 to 16. For use with ZIPport multi-wire connectors. Requires 10 amp female contacts ZP-MC-CC-F10A-xxx. | Stock | 14.25 | 15
ZP-MC24B-1-FC108 | ZIPport female insert, connector housing size 24B, 108-pole, 10 amp, 600 VAC/VDC, poles numbered 1 to 108. For use with ZIPport multi-wire connectors. Requires 10 amp female contacts ZP-MC-CC-F10A-xxx. | Stock | 17.25 | 18
ZP-MC24B-1-FS024 | ZIPport female insert, connector housing size 24B, 24-pole, screw terminals, accepts wire size 20 - 14 AWG, 16 amp, 600 VAC/VDC, poles numbered 1 to 24. For use with ZIPport multi-wire connectors. | Stock | 12 | 12.5
ZP-MC24B-1-FS048 | ZIPport female insert, connector housing size 24B, 12-pole, screw terminals, accepts wire size 6 - 16 AWG, 20 - 14 AWG, 80 amp (4-pole), 16 amp (8-pole), 600 VAC/VDC, poles numbered 1 to 4 and 1 to 8. For use with ZIPport multi-wire connectors. | Stock | 21 | 22
ZP-MC24B-1-MC024 | ZIPport male insert, connector housing size 24B, 24-pole, 16 amp, 600 VAC/VDC, poles numbered 1 to 24. For use with ZIPport multi-wire connectors. Requires 16 amp male contacts ZP-MC-CC-M16A-xxx. | Stock | 9.75 | 10
ZP-MC24B-1-MC064 | ZIPport male insert, connector housing size 24B, 64-pole, 10 amp, 600 VAC/VDC, poles numbered A to D/1 to 16. For use with ZIPport multi-wire connectors. Requires 10 amp male contacts ZP-MC-CC-M10A-xxx. | Stock | 14.25 | 15
ZP-MC24B-1-MC108 | ZIPport male insert, connector housing size 24B, 108-pole, 10 amp, 600 VAC/VDC, poles numbered 1 to 108. For use with ZIPport multi-wire connectors. Requires 10 amp male contacts ZP-MC-CC-M10A-xxx. | Stock | 17.75 | 18.5
ZP-MC24B-1-MS024 | ZIPport male insert, connector housing size 24B, 24-pole, screw terminals, accepts wire size 20 - 14 AWG, 16 amp, 600 VAC/VDC, poles numbered 1 to 24. For use with ZIPport multi-wire connectors. | Stock | 12.5 | 13
ZP-MC24B-1-MS048 | ZIPport male insert, connector housing size 24B, 12-pole, screw terminals, accepts wire size 6 - 16 AWG, 20 - 14 AWG, 80 amp (4-pole), 16 amp (8-pole), 600 VAC/VDC, poles numbered 1 to 4 and 1 to 8. For use with ZIPport multi-wire connectors. | Stock | 21 | 22
ZP-MC24B-2-BLANK | ZIPport bulkhead cutout blank cover plate, thermoplastic, RAL 7044 gray. For use with ZIPport size 24B bulkhead cutouts. Gasket included. | Stock | 5.75 | 6
ZP-MC24B-2-DBHM | ZIPport base, connector housing size 24B, double lever, bulkhead, heavy-duty die cast aluminum. For use with ZIPport size 24B connector housings with (4) pegs. | Stock | 17.25 | 18
ZP-MC24B-2-DCP21M | ZIPport coupler, connector housing size 24B, double lever, (1) Pg 21 threaded hole, heavy-duty die cast aluminum. For use with ZIPport size 24B connector housings with (4) pegs. | Stock | 23 | 24
ZP-MC24B-2-DCP21ML | ZIPport coupler, connector housing size 24B, double lever, (1) Pg 21 threaded hole, high construction, heavy-duty die cast aluminum. For use with ZIPport size 24B connector housings with (4) pegs. | Stock | 35.5 | 37
ZP-MC24B-2-DCP29ML | ZIPport coupler, connector housing size 24B, double lever, (1) Pg 29 threaded hole, high construction, heavy-duty die cast aluminum. For use with ZIPport size 24B connector housings with (4) pegs. | Stock | 35.5 | 37
ZP-MC24B-2-DCVLM | ZIPport cover, connector housing size 24B, double lever, heavy-duty die cast aluminum. For use with ZIPport size 24B connector housings with (4) pegs. | Stock | 17.25 | 18
ZP-MC24B-2-DCVPM | ZIPport cover, connector housing size 24B, 4-peg, heavy-duty die cast aluminum. For use with ZIPport size 24B connector housings with double levers. | Stock | 7 | 7.25
ZP-MC24B-2-DSE21M | ZIPport hood, connector housing size 24B, 4-peg, side entry, (1) Pg 21 threaded hole, heavy-duty die cast aluminum. For use with ZIPport size 24B connector housings with double levers. | Stock | 10.25 | 10.5
ZP-MC24B-2-DSE21ML | ZIPport hood, connector housing size 24B, 4-peg, side entry, (1) Pg 21 threaded hole, high construction, heavy-duty die cast aluminum. For use with ZIPport size 24B connector housings with double levers. | Stock | 16.25 | 17
ZP-MC24B-2-DSE29M | ZIPport hood, connector housing size 24B, 4-peg, side entry, (1) Pg 29 threaded hole, heavy-duty die cast aluminum. For use with ZIPport size 24B connector housings with double levers. | Stock | 11.5 | 12
ZP-MC24B-2-DSE29ML | ZIPport hood, connector housing size 24B, 4-peg, side entry, (1) Pg 29 threaded hole, high construction, heavy-duty die cast aluminum. For use with ZIPport size 24B connector housings with double levers. | Stock | 17.25 | 18
ZP-MC24B-2-DSM21M | ZIPport base, connector housing size 24B, double lever, surface mount entry, (2) Pg 21 threaded holes, heavy-duty die cast aluminum. For use with ZIPport size 24B connector housings with (4) pegs. | Stock | 28.5 | 29.5
ZP-MC24B-2-DSM21ML | ZIPport base, connector housing size 24B, double lever, surface mount entry, (2) Pg 21 threaded holes, high construction, heavy-duty die cast aluminum. For use with ZIPport size 24B connector housings with (4) pegs. | Stock | 29.5 | 30.5
ZP-MC24B-2-DSM29ML | ZIPport base, connector housing size 24B, double lever, surface mount entry, (2) Pg 29 threaded holes, high construction, heavy-duty die cast aluminum. For use with ZIPport size 24B connector housings with (4) pegs. | Stock | 29.5 | 30.5
ZP-MC24B-2-DTE21M | ZIPport hood, connector housing size 24B, 4-peg, top entry, (1) Pg 21 threaded hole, heavy-duty die cast aluminum. For use with ZIPport size 24B connector housings with double levers. | Stock | 11.5 | 12
ZP-MC24B-2-DTE21M2 | ZIPport hood, connector housing size 24B, 4-peg, top entry, (2) Pg 21 threaded hole, high construction, heavy-duty die cast aluminum. For use with ZIPport size 24B connector housings with double levers. | Stock | 27 | 28
ZP-MC24B-2-DTE21ML | ZIPport hood, connector housing size 24B, 4-peg, top entry, (1) Pg 21 threaded hole, high construction, heavy-duty die cast aluminum. For use with ZIPport size 24B connector housings with double levers. | Stock | 16.25 | 17
ZP-MC24B-2-DTE29M | ZIPport hood, connector housing size 24B, 4-peg, top entry, (1) Pg 29 threaded hole, heavy-duty die cast aluminum. For use with ZIPport size 24B connector housings with double levers. | Stock | 11.5 | 12
ZP-MC24B-2-DTE29M2 | ZIPport hood, connector housing size 24B, 4-peg, top entry, (2) Pg 29 threaded holes, high construction, heavy-duty die cast aluminum. For use with ZIPport size 24B connector housings with double levers. | Stock | 27 | 28
ZP-MC24B-2-DTE29ML | ZIPport hood, connector housing size 24B, 4-peg, top entry, (1) Pg 29 threaded hole, high construction, heavy-duty die cast aluminum. For use with ZIPport size 24B connector housings with double levers. | Stock | 17.25 | 18
ZP-MC24B-2-RD10B | ZIPport bulkhead cutout reducing plate, thermoplastic, RAL 7044 gray. For use with ZIPport size 24B bulkhead cutouts. Gasket included. Reduces cutout to ZIPport size 10B. | Stock | 5.75 | 6
ZP-MC24B-2-RD16B | ZIPport bulkhead cutout reducing plate, thermoplastic, RAL 7044 gray. For use with ZIPport size 24B bulkhead cutouts. Gasket included. Reduces cutout to ZIPport size 16B. | Stock | 5.75 | 6
ZP-MC24B-2-RD6B | ZIPport bulkhead cutout reducing plate, thermoplastic, RAL 7044 gray. For use with ZIPport size 24B bulkhead cutouts. Gasket included. Reduces cutout to ZIPport size 6B. | Stock | 5.75 | 6
ZP-MC24B-2-SBHC | ZIPport base, connector housing size 24B, single lever, bulkhead with cover, heavy-duty die cast aluminum. For use with ZIPport size 24B connector housings with (2) pegs. | Stock | 20.5 | 21.5
ZP-MC24B-2-SBHCA | ZIPport base, connector housing size 24B, single lever, bulkhead with automatic closing cover, heavy-duty die cast aluminum. For use with ZIPport size 24B connector housings with (2) pegs. | Stock | 85 | 88
ZP-MC24B-2-SBHM | ZIPport base, connector housing size 24B, single lever, bulkhead, heavy-duty die cast aluminum. For use with ZIPport size 24B connector housings with (2) pegs. | Stock | 14.25 | 15
ZP-MC24B-2-SCP21M | ZIPport coupler, connector housing size 24B, single lever, (1) Pg 21 threaded hole, heavy-duty die cast aluminum. For use with ZIPport size 24B connector housings with (2) pegs. | Stock | 24.5 | 25.5
ZP-MC24B-2-SCVLM | ZIPport cover, connector housing size 24B, single lever, heavy-duty die cast aluminum. For use with ZIPport size 24B connector housings with (2) pegs. | Stock | 12.5 | 13
ZP-MC24B-2-SCVPM | ZIPport cover, connector housing size 24B, 2-peg, heavy-duty die cast aluminum. For use with ZIPport size 24B connector housings with a single lever. | Stock | 8.25 | 8.5
ZP-MC24B-2-SM21CAL | ZIPport base, connector housing size 24B, single lever, surface mount with automatic closing cover, (2) Pg 21 threaded holes, high construction, heavy-duty die cast aluminum. For use with ZIPport size 24B connector housings with (2) pegs. | Stock | 146 | 152
ZP-MC24B-2-SM29CAL | ZIPport base, connector housing size 24B, single lever, surface mount with automatic closing cover, (2) Pg 29 threaded holes, high construction, heavy-duty die cast aluminum. For use with ZIPport size 24B connector housings with (2) pegs. | Stock | 142 | 148
ZP-MC24B-2-SSE21M | ZIPport hood, connector housing size 24B, 2-peg, side entry, (1) Pg 21 threaded hole, heavy-duty die cast aluminum. For use with ZIPport size 24B connector housings with a single lever. | Stock | 11.5 | 12
ZP-MC24B-2-SSE21ML | ZIPport hood, connector housing size 24B, 2-peg, side entry, (1) Pg 21 threaded hole, high construction, heavy-duty die cast aluminum. For use with ZIPport size 24B connector housings with a single lever. | Stock | 22.5 | 23.5
ZP-MC24B-2-SSE29ML | ZIPport hood, connector housing size 24B, 2-peg, side entry, (1) Pg 29 threaded hole, high construction, heavy-duty die cast aluminum. For use with ZIPport size 24B connector housings with a single lever. | Stock | 24.5 | 25.5
ZP-MC24B-2-SSM21C | ZIPport base, connector housing size 24B, single lever, surface mount with cover, (2) Pg 21 threaded holes, heavy-duty die cast aluminum. For use with ZIPport size 24B connector housings with (2) pegs. | Stock | 29.5 | 30.5
ZP-MC24B-2-SSM21CA | ZIPport base, connector housing size 24B, single lever, surface mount with automatic closing cover, (2) Pg 21 threaded holes, heavy-duty die cast aluminum. For use with ZIPport size 24B connector housings with (2) pegs. | Stock | 124 | 129
ZP-MC24B-2-SSM21CL | ZIPport base, connector housing size 24B, single lever, surface mount with cover, (2) Pg 21 threaded holes, high construction, heavy-duty die cast aluminum. For use with ZIPport size 24B connector housings with (2) pegs. | Stock | 35.5 | 37
ZP-MC24B-2-SSM21M | ZIPport base, connector housing size 24B, single lever, surface mount entry, (2) Pg 21 threaded holes, heavy-duty die cast aluminum. For use with ZIPport size 24B connector housings with (2) pegs. | Stock | 21.5 | 22.5
ZP-MC24B-2-SSM21ML | ZIPport base, connector housing size 24B, single lever, surface mount entry, (2) Pg 21 threaded holes, high construction, heavy-duty die cast aluminum. For use with ZIPport size 24B connector housings with (2) pegs. | Stock | 28 | 29
ZP-MC24B-2-SSM29CL | ZIPport base, connector housing size 24B, single lever, surface mount with cover, (2) Pg 29 threaded holes, high construction, heavy-duty die cast aluminum. For use with ZIPport size 24B connector housings with (2) pegs. | Stock | 35.5 | 37
ZP-MC24B-2-SSM29ML | ZIPport base, connector housing size 24B, single lever, surface mount entry, (2) Pg 29 threaded holes, high construction, heavy-duty die cast aluminum. For use with ZIPport size 24B connector housings with (2) pegs. | Stock | 28.5 | 29.5
ZP-MC24B-2-STE21M | ZIPport hood, connector housing size 24B, 2-peg, top entry, (1) Pg 21 threaded hole, heavy-duty die cast aluminum. For use with ZIPport size 24B connector housings with a single lever. | Stock | 12.5 | 13
ZP-MC24B-2-STE21ML | ZIPport hood, connector housing size 24B, 2-peg, top entry, (1) Pg 21 threaded hole, high construction, heavy-duty die cast aluminum. For use with ZIPport size 24B connector housings with a single lever. | Stock | 22.5 | 23.5
ZP-MC24B-2-STE29ML | ZIPport hood, connector housing size 24B, 2-peg, top entry, (1) Pg 29 threaded hole, high construction, heavy-duty die cast aluminum. For use with ZIPport size 24B connector housings with a single lever. | Stock | 23 | 24
ZP-MC24B-DKIT | ZIPport Din rail mounting kit, mount any size 24B ZIPport multi-wire inserts onto 35mm DIN rail. | Stock | 35.5 | 37
ZP-MC24B-GSK | ZIPport bottom gasket, replacement, connector housing size 24B. Package of 10. For use with ZIPport multi-wire connectors. | Stock | 9.25 | 9.5
ZP-MC32B-2-DBHM | ZIPport base, connector housing size 32B, double lever, bulkhead, heavy-duty die cast aluminum. For use with ZIPport size 32B connector housings with (4) pegs. | Stock | 27 | 28
ZP-MC32B-2-DCVLM | ZIPport cover, connector housing size 32B, double lever, heavy-duty die cast aluminum. For use with ZIPport size 32B connector housings with (4) pegs. | Stock | 23.5 | 24.5
ZP-MC32B-2-DCVPM | ZIPport cover, connector housing size 32B, 4-peg, heavy-duty die cast aluminum. For use with ZIPport size 32B connector housings with double levers. | Stock | 16.25 | 17
ZP-MC32B-2-DSE36M | ZIPport hood, connector housing size 32B, 4-peg, side entry, (1) Pg 36 threaded hole, heavy-duty die cast aluminum. For use with ZIPport size 32B connector housings with double levers. | Stock | 31.5 | 33
ZP-MC32B-2-DSM36M | ZIPport base, connector housing size 32B, double lever, surface mount, (2) Pg 36 threaded holes, heavy-duty die cast aluminum. For use with ZIPport size 32B connector housings with (4) pegs. | Stock | 63 | 66
ZP-MC32B-2-SBHC | ZIPport base, connector housing size 32B, single lever, bulkhead with automatic closing cover, heavy-duty die cast aluminum. For use with ZIPport size 32B connector housings with (2) pegs. | Stock | 24.5 | 25.5
ZP-MC32B-2-SBHM | ZIPport base, connector housing size 32B, single lever, bulkhead, heavy-duty die cast aluminum. For use with ZIPport size 32B connector housings with (2) pegs. | Stock | 18.5 | 19
ZP-MC32B-2-SCVLM | ZIPport cover, connector housing size 32B, single lever, heavy-duty die cast aluminum. For use with ZIPport size 32B connector housings with (2) pegs. | Stock | 16.25 | 17
ZP-MC32B-2-SCVPM | ZIPport cover, connector housing size 32B, 2-peg, heavy-duty die cast aluminum. For use with ZIPport size 32B connector housings with a single lever. | Stock | 11.5 | 12
ZP-MC32B-2-SSE36M | ZIPport hood, connector housing size 32B, 2-peg, side entry, (1) Pg 36 threaded hole, heavy-duty die cast aluminum. For use with ZIPport size 32B connector housings with a single lever. | Stock | 28.5 | 29.5
ZP-MC32B-2-SSM36C | ZIPport base, connector housing size 32B, single lever, surface mount with cover, (2) Pg 36 threaded holes, heavy-duty die cast aluminum. For use with ZIPport size 32B connector housings with (2) pegs. | Stock | 44.5 | 46.5
ZP-MC32B-2-SSM36M | ZIPport base, connector housing size 32B, single lever, surface mount, (2) Pg 36 threaded holes, heavy-duty die cast aluminum. For use with ZIPport size 32B connector housings with (2) pegs. | Stock | 34.5 | 36
ZP-MC32B-GSK | ZIPport bottom gasket, replacement, connector housing size 32B. Package of 10. For use with ZIPport multi-wire connectors. | Stock | 16.25 | 17
ZP-MC6B-2-1XDB15 | ZIPport insert plate, (1) 15-pin D-sub connector cutout(s), thermoplastic, RAL 7044 gray. For use with ZIPport size 6B connector housing. | Stock | 1.75
ZP-MC6B-2-1XDB9 | ZIPport insert plate, (1) 9-pin D-sub connector cutout(s), thermoplastic, RAL 7044 gray. For use with ZIPport size 6B connector housing. | Stock | 1.75
ZP-MC6B-2-2XDB15 | ZIPport insert plate, (2) 15-pin D-sub connector cutout(s), thermoplastic, RAL 7044 gray. For use with ZIPport size 6B connector housing. | Stock | 1.5
ZP-MC6B-2-2XDB9 | ZIPport insert plate, (2) 9-pin D-subs connector cutout(s), thermoplastic, RAL 7044 gray. For use with ZIPport size 6B connector housing. | Stock | 1.5
ZP-MC6B-2-BLANK | ZIPport bulkhead cutout blank cover plate, thermoplastic, RAL 7044 gray. For use with ZIPport size 6B bulkhead cutouts. Gasket included. | Stock | 4.25 | 4.5
ZP-MC-A-11012 | ZIPport threaded adapter, Pg 11 male to 1/2in NPT female. | Stock | 4.75 | 5
ZP-MC-A-11038 | ZIPport threaded adapter, Pg 11 male to 3/8in NPT female. | Stock | 5.75 | 6
ZP-MC-A-13012 | ZIPport threaded adapter, Pg 13.5 male to 1/2in NPT female. | Stock | 4.75 | 5
ZP-MC-A-16012 | ZIPport threaded adapter, Pg 16 male to 1/2in NPT female. | Stock | 8.25 | 8.5
ZP-MC-A-21034 | ZIPport threaded adapter, Pg 21 male to 3/4in NPT female. | Stock | 9.25 | 9.5
ZP-MC-A-29100 | ZIPport threaded adapter, Pg 29 male to 1in NPT female. | Stock | 15.25 | 16
ZP-MC-A-29114 | ZIPport threaded adapter, Pg 29 male to 1-1/4in NPT female. | Stock | 16.25 | 17
ZP-MC-A-36114 | ZIPport threaded adapter, Pg 36 male to 1-1/4in NPT female. | Stock | 17.25 | 18
ZP-MC-CC-F10A-14 | ZIPport crimp contact, female, 10 amp, accepts wire size 14 AWG, silver-plated copper alloy. Package of 100. For use with ZIPport multi-wire female inserts rated for 10 amps. | Stock | 44.5 | 46.5
ZP-MC-CC-F10A-14G | ZIPport crimp contact, female, 10 amp, accepts wire size 14 AWG, gold-plated copper alloy. Package of 100. For use with ZIPport multi-wire female inserts rated for 10 amps. | Stock | 93 | 97
ZP-MC-CC-F10A-16 | ZIPport crimp contact, female, 10 amp, accepts wire size 16 AWG, silver-plated copper alloy. Package of 100. For use with ZIPport multi-wire female inserts rated for 10 amps. | Stock | 44.5 | 46.5
ZP-MC-CC-F10A-16G | ZIPport crimp contact, female, 10 amp, accepts wire size 16 AWG, gold-plated copper alloy. Package of 100. For use with ZIPport multi-wire female inserts rated for 10 amps. | Stock | 93 | 97
ZP-MC-CC-F10A-18 | ZIPport crimp contact, female, 10 amp, accepts wire size 18 AWG, silver-plated copper alloy. Package of 100. For use with ZIPport multi-wire female inserts rated for 10 amps. | Stock | 44.5 | 46.5
ZP-MC-CC-F10A-18G | ZIPport crimp contact, female, 10 amp, accepts wire size 18 AWG, gold-plated copper alloy. Package of 100. For use with ZIPport multi-wire female inserts rated for 10 amps. | Stock | 107 | 111
ZP-MC-CC-F10A-20 | ZIPport crimp contact, female, 10 amp, accepts wire size 20 AWG, silver-plated copper alloy. Package of 100. For use with ZIPport multi-wire female inserts rated for 10 amps. | Stock | 44.5 | 46.5
ZP-MC-CC-F10A-20G | ZIPport crimp contact, female, 10 amp, accepts wire size 20 AWG, gold-plated copper alloy. Package of 100. For use with ZIPport multi-wire female inserts rated for 10 amps. | Stock | 93 | 97
ZP-MC-CC-F10A-22 | ZIPport crimp contact, female, 10 amp, accepts wire size 26 - 22 AWG, silver-plated copper alloy. Package of 100. For use with ZIPport multi-wire female inserts rated for 10 amps. | Stock | 43.5 | 45
ZP-MC-CC-F10A-22G | ZIPport crimp contact, female, 10 amp, accepts wire size 26 - 22 AWG, gold-plated copper alloy. Package of 100. For use with ZIPport multi-wire female inserts rated for 10 amps. | Stock | 93 | 97
ZP-MC-CC-F16A-12 | ZIPport crimp contact, female, 16 amp, accepts wire size 12 AWG, silver-plated copper alloy. Package of 100. For use with ZIPport multi-wire female inserts rated for 16 amps. | Stock | 32.5 | 34
ZP-MC-CC-F16A-12G | ZIPport crimp contact, female, 16 amp, accepts wire size 12 AWG, gold-plated copper alloy. Package of 100. For use with ZIPport multi-wire female inserts rated for 16 amps. | Stock | 196 | 204
ZP-MC-CC-F16A-14 | ZIPport crimp contact, female, 16 amp, accepts wire size 14 AWG, silver-plated copper alloy. Package of 100. For use with ZIPport multi-wire female inserts rated for 16 amps. | Stock | 32.5 | 34
ZP-MC-CC-F16A-14G | ZIPport crimp contact, female, 16 amp, accepts wire size 14 AWG, gold-plated copper alloy. Package of 100. For use with ZIPport multi-wire female inserts rated for 16 amps. | Stock | 196 | 204
ZP-MC-CC-F16A-16 | ZIPport crimp contact, female, 16 amp, accepts wire size 16 AWG, silver-plated copper alloy. Package of 100. For use with ZIPport multi-wire female inserts rated for 16 amps. | Stock | 32.5 | 34
ZP-MC-CC-F16A-16G | ZIPport crimp contact, female, 16 amp, accepts wire size 16 AWG, gold-plated copper alloy. Package of 100. For use with ZIPport multi-wire female inserts rated for 16 amps. | Stock | 196 | 204
ZP-MC-CC-F16A-18 | ZIPport crimp contact, female, 16 amp, accepts wire size 18 AWG, silver-plated copper alloy. Package of 100. For use with ZIPport multi-wire female inserts rated for 16 amps. | Stock | 26.5 | 27.5
ZP-MC-CC-F16A-18G | ZIPport crimp contact, female, 16 amp, accepts wire size 18 AWG, gold-plated copper alloy. Package of 100. For use with ZIPport multi-wire female inserts rated for 16 amps. | Stock | 196 | 204
ZP-MC-CC-F16A-20 | ZIPport crimp contact, female, 16 amp, accepts wire size 20 AWG, silver-plated copper alloy. Package of 100. For use with ZIPport multi-wire female inserts rated for 16 amps. | Stock | 32.5 | 34
ZP-MC-CC-F16A-20G | ZIPport crimp contact, female, 16 amp, accepts wire size 20 AWG, gold-plated copper alloy. Package of 100. For use with ZIPport multi-wire female inserts rated for 16 amps. | Stock | 196 | 204
ZP-MC-CC-F16A-22 | ZIPport crimp contact, female, 16 amp, accepts wire size 26 - 22 AWG, silver-plated copper alloy. Package of 100. For use with ZIPport multi-wire female inserts rated for 16 amps. | Stock | 32.5 | 34
ZP-MC-CC-F16A-22G | ZIPport crimp contact, female, 16 amp, accepts wire size 26 - 22 AWG, gold-plated copper alloy. Package of 100. For use with ZIPport multi-wire female inserts rated for 16 amps. | Stock | 196 | 204
ZP-MC-CC-M10A-14 | ZIPport crimp contact, male, 10 amp, accepts wire size 14 AWG, silver-plated copper alloy. Package of 100. For use with ZIPport multi-wire male inserts rated for 10 amps. | Stock | 41.5 | 43
ZP-MC-CC-M10A-14G | ZIPport crimp contact, male, 10 amp, accepts wire size 14 AWG, gold-plated copper alloy. Package of 100. For use with ZIPport multi-wire male inserts rated for 10 amps. | Stock | 86 | 89
ZP-MC-CC-M10A-16 | ZIPport crimp contact, male, 10 amp, accepts wire size 16 AWG, silver-plated copper alloy. Package of 100. For use with ZIPport multi-wire male inserts rated for 10 amps. | Stock | 41.5 | 43
ZP-MC-CC-M10A-16G | ZIPport crimp contact, male, 10 amp, accepts wire size 16 AWG, gold-plated copper alloy. Package of 100. For use with ZIPport multi-wire male inserts rated for 10 amps. | Stock | 86 | 89
ZP-MC-CC-M10A-18 | ZIPport crimp contact, male, 10 amp, accepts wire size 18 AWG, silver-plated copper alloy. Package of 100. For use with ZIPport multi-wire male inserts rated for 10 amps. | Stock | 41.5 | 43
ZP-MC-CC-M10A-18G | ZIPport crimp contact, male, 10 amp, accepts wire size 18 AWG, gold-plated copper alloy. Package of 100. For use with ZIPport multi-wire male inserts rated for 10 amps. | Stock | 86 | 89
ZP-MC-CC-M10A-20 | ZIPport crimp contact, male, 10 amp, accepts wire size 20 AWG, silver-plated copper alloy. Package of 100. For use with ZIPport multi-wire male inserts rated for 10 amps. | Stock | 41.5 | 43
ZP-MC-CC-M10A-20G | ZIPport crimp contact, male, 10 amp, accepts wire size 20 AWG, gold-plated copper alloy. Package of 100. For use with ZIPport multi-wire male inserts rated for 10 amps. | Stock | 86 | 89
ZP-MC-CC-M10A-22 | ZIPport crimp contact, male, 10 amp, accepts wire size 26 - 22 AWG, silver-plated copper alloy. Package of 100. For use with ZIPport multi-wire male inserts rated for 10 amps. | Stock | 41.5 | 43
ZP-MC-CC-M10A-22G | ZIPport crimp contact, male, 10 amp, accepts wire size 26 - 22 AWG, gold-plated copper alloy. Package of 100. For use with ZIPport multi-wire male inserts rated for 10 amps. | Stock | 86 | 89
ZP-MC-CC-M16A-12 | ZIPport crimp contact, male, 16 amp, accepts wire size 12 AWG, silver-plated copper alloy. Package of 100. For use with ZIPport multi-wire male inserts rated for 16 amps. | Stock | 28.5 | 29.5
ZP-MC-CC-M16A-12G | ZIPport crimp contact, male, 16 amp, accepts wire size 12 AWG, gold-plated copper alloy. Package of 100. For use with ZIPport multi-wire male inserts rated for 16 amps. | Stock | 129 | 134
ZP-MC-CC-M16A-14 | ZIPport crimp contact, male, 16 amp, accepts wire size 14 AWG, silver-plated copper alloy. Package of 100. For use with ZIPport multi-wire male inserts rated for 16 amps. | Stock | 28.5 | 29.5
ZP-MC-CC-M16A-14G | ZIPport crimp contact, male, 16 amp, accepts wire size 14 AWG, gold-plated copper alloy. Package of 100. For use with ZIPport multi-wire male inserts rated for 16 amps. | Stock | 133 | 138
ZP-MC-CC-M16A-16 | ZIPport crimp contact, male, 16 amp, accepts wire size 16 AWG, silver-plated copper alloy. Package of 100. For use with ZIPport multi-wire male inserts rated for 16 amps. | Stock | 28.5 | 29.5
ZP-MC-CC-M16A-16G | ZIPport crimp contact, male, 16 amp, accepts wire size 16 AWG, gold-plated copper alloy. Package of 100. For use with ZIPport multi-wire male inserts rated for 16 amps. | Stock | 129 | 134
ZP-MC-CC-M16A-18 | ZIPport crimp contact, male, 16 amp, accepts wire size 18 AWG, silver-plated copper alloy. Package of 100. For use with ZIPport multi-wire male inserts rated for 16 amps. | Stock | 28.5 | 29.5
ZP-MC-CC-M16A-18G | ZIPport crimp contact, male, 16 amp, accepts wire size 18 AWG, gold-plated copper alloy. Package of 100. For use with ZIPport multi-wire male inserts rated for 16 amps. | Stock | 129 | 134
ZP-MC-CC-M16A-20 | ZIPport crimp contact, male, 16 amp, accepts wire size 20 AWG, silver-plated copper alloy. Package of 100. For use with ZIPport multi-wire male inserts rated for 16 amps. | Stock | 31 | 32
ZP-MC-CC-M16A-20G | ZIPport crimp contact, male, 16 amp, accepts wire size 20 AWG, gold-plated copper alloy. Package of 100. For use with ZIPport multi-wire male inserts rated for 16 amps. | Stock | 129 | 134
ZP-MC-CC-M16A-22 | ZIPport crimp contact, male, 16 amp, accepts wire size 26 - 22 AWG, silver-plated copper alloy. Package of 100. For use with ZIPport multi-wire male inserts rated for 16 amps. | Stock | 28.5 | 29.5
ZP-MC-CC-M16A-22G | ZIPport crimp contact, male, 16 amp, accepts wire size 26 - 22 AWG, gold-plated copper alloy. Package of 100. For use with ZIPport multi-wire male inserts rated for 16 amps. | Stock | 129 | 134
ZP-MC-CG-11M5 | ZIPport cable gland, PG11 thread type, nickel-plated brass, accepts 7 to 12mm diameter cable, IP66. (3) elastomer compression seals included. | Stock | 2.25
ZP-MC-CG-11M8 | ZIPport cable gland, PG11 thread type, nickel-plated brass, accepts 4 to 10mm diameter cable, IP68. Package of 10. | Stock | 32.5 | 34
ZP-MC-CG-11P5 | ZIPport cable gland, PG11 thread type, polyamide, light gray, accepts 7 to 12mm diameter cable, IP66. (3) elastomer compression seals included. | Stock | 1.25
ZP-MC-CG-13M5 | ZIPport cable gland, PG13.5 thread type, nickel-plated brass, accepts 7 to 12mm diameter cable, IP66. (4) elastomer compression seals included. | Stock | 2
ZP-MC-CG-13M8 | ZIPport cable gland, PG13.5 thread type, nickel-plated brass, accepts 7 to 12mm diameter cable, IP68. Package of 10. | Stock | 34 | 35.5
ZP-MC-CG-16M5 | ZIPport cable gland, PG16 thread type, nickel-plated brass, accepts 7 to 14.5mm diameter cable, IP66. (4) elastomer compression seals included. | Stock | 2.25
ZP-MC-CG-16M8 | ZIPport cable gland, PG16 thread type, nickel-plated brass, accepts 8 to 14mm diameter cable, IP68. Package of 10. | Stock | 47.5 | 49.5
ZP-MC-CG-21M5 | ZIPport cable gland, PG21 thread type, nickel-plated brass, accepts 9.5 to 18.5mm diameter cable, IP66. (4) elastomer compression seals included. | Stock | 2.5
ZP-MC-CG-21M8 | ZIPport cable gland, PG21 thread type, nickel-plated brass, accepts 11 to 18mm diameter cable, IP68. Package of 5. | Stock | 39 | 40.5
ZP-MC-CG-29M5 | ZIPport cable gland, PG29 thread type, nickel-plated brass, accepts 17.5 to 26.5mm diameter cable, IP66. (4) elastomer compression seals included. | Stock | 3.5 | 3.75
ZP-MC-CG-29M8 | ZIPport cable gland, PG29 thread type, nickel-plated brass, accepts 16 to 25mm diameter cable, IP68. Package of 5. | Stock | 70 | 73
ZP-MC-CG-36M5 | ZIPport cable gland, PG36 thread type, nickel-plated brass, accepts 19 to 36mm diameter cable, IP66. (4) elastomer compression seals included. | Stock | 7.25 | 7.5
ZP-MC-CG-36M8 | ZIPport cable gland, PG36 thread type, nickel-plated brass, accepts 19 to 36mm diameter cable, IP68. Package of 5. | Stock | 101 | 105
ZP-MC-CODEPIN-2 | ZIPport single code pin, package of 16. For use with insert sizes 6B, 10A, 10B, 16A, 16B and 24B. | Stock | 9 | 9.25
ZP-MC-CODEPIN-3 | ZIPport double code pin, male. Package of 16. For use with code pin ZP-MC-CODEPIN-4. | Stock | 7.25 | 7.5
ZP-MC-CODEPIN-4 | ZIPport double code pin, female. Package of 16. For use with code pin ZP-MC-CODEPIN-3. | Stock | 17.25 | 18
ZP-MC-CT1 | ZIPport crimping tool, 26 to 10 AWG capacity, contact pin diameters 1.6, 2.4, 2.5mm. Hand crimping tool, die set, and locator included. | Stock | 669 | 696
ZP-MC-CT2 | ZIPport wire crimping tool, multiple profile, 26 to 10 AWG capacity. | Stock | 97 | 101
ZP-MC-PLG-11M8 | ZIPport blanking plug, Pg 11 x 1.5mm thread, IP68. Package of 10. Gasket included. | Stock | 16.25 | 17
ZP-MC-PLG-13M8 | ZIPport blanking plug, Pg 13.5 x 1.5mm thread, IP68. Package of 10. Gasket included. | Stock | 16.25 | 17
ZP-MC-PLG-16M8 | ZIPport blanking plug, Pg 16 x 1.5mm thread, IP68. Package of 10. Gasket included. | Stock | 22.5 | 23.5
ZP-MC-PLG-21M8 | ZIPport blanking plug, Pg 21 x 1.5mm thread, IP68. Package of 10. Gasket included. | Stock | 35.5 | 37
ZP-MC-PLG-29M8 | ZIPport blanking plug, Pg 29 x 1.5mm thread, IP68. Package of 5. Gasket included. | Stock | 36.5 | 38
ZP-MC-PLG-36M8 | ZIPport blanking plug, Pg 36 x 1.5mm thread, IP68. Package of 5. Gasket included. | Stock | 56 | 58
ZP-MC-POLKEY-1 | ZIPport polarization key, thermoplastic, red. Package of 12. For use with ZP-MC03A-1-FC012 and ZP-MC03A-1-MC012. | Stock | 4.75 | 5
ZP-MC-RT1 | ZIPport removal tool, for use with ZIPport 10A multi-wire crimp contacts. | Stock | 101 | 105
ZP-MC-RT2 | ZIPport removal tool, for use with ZIPport 16A multi-wire crimp contact. | Stock | 90 | 94
ZP-MC-RT3 | ZIPport insert removal tool, for use with ZIPport DIN rail mounted multi-wire inserts using DIN rail kits ZP-MCxx-DKIT. | Stock | 238 | 248
ZP-MC-SCRWKIT | ZIPport screw kit, replacement. For use with ZIPport multi-wire inserts. Includes (2) grounding screws and (2) installation screws for insert sizes 3A, 6B, 10A, 10B, 16A, 16B, and 24B. | Stock | 6.25 | 6.5
ZP-PDA-32-200 | ZIPport panel interface connector, duplex 120 VAC outlet, (1) 9-pin D-sub connector with female exterior/male interior, 3A circuit breaker. | Stock | 148 | 154
ZP-PDA-32-201 | ZIPport panel interface connector, duplex 120 VAC outlet, (1) RJ45 Ethernet port with female exterior/female interior, 3A circuit breaker. | Stock | 148 | 154
ZP-PDA-32-202 | ZIPport panel interface connector, duplex 120 VAC outlet, (1) USB A port with female exterior/USB A female interior, 3A circuit breaker. | Stock | 154 | 160
ZP-PDA-32-300 | ZIPport panel interface connector, duplex 120 VAC outlet, (1) 9-pin D-sub connector with female exterior/male interior, (1) RJ45 Ethernet port with female exterior/female interior, 3A circuit breaker. | Stock | 154 | 160
ZP-PDA-32-301 | ZIPport panel interface connector, duplex 120 VAC outlet, (1) 9-pin D-sub connector with female exterior/9-position screw terminal block interior, (1) RJ45 Ethernet port with female exterior/female interior, 3A circuit breaker. | Stock | 187 | 194
ZP-PDA-32-302 | ZIPport panel interface connector, duplex 120 VAC outlet, (1) 9-pin D-sub connector with female exterior/male interior, (1) USB B port with female exterior/USB A female interior, 3A circuit breaker. | Stock | 148 | 154
ZP-PDA-32-303 | ZIPport panel interface connector, duplex 120 VAC outlet, (1) 9-pin D-sub connector with female exterior/Data Highway 3-pin terminal block interior, (1) 8-pin mini-DIN female exterior/Data Highway 3-pin terminal block interior, 3A circuit breaker. | Stock | 187 | 194
ZP-PDA-32-304 | ZIPport panel interface connector, duplex 120 VAC outlet, (1) 9-pin D-sub connector with female exterior/Data Highway 3-pin terminal block interior, (1) RJ45 Ethernet port with female exterior/female interior, 3A circuit breaker. | Stock | 187 | 194
ZP-PDA-32-305 | ZIPport panel interface connector, duplex 120 VAC outlet, (1) 9-pin D-sub connector with female exterior/male interior, (1) USB A port with female exterior/USB A female interior, 3A circuit breaker. | Stock | 148 | 154
ZP-PDA-32-400 | ZIPport panel interface connector, duplex 120 VAC outlet, (2) 9-pin D-sub connectors with female exterior/male interior, (1) USB B port with female exterior/USB A female interior, 3A circuit breaker. | Stock | 167 | 174
ZP-PDA-32-401 | ZIPport panel interface connector, duplex 120 VAC outlet, (1) 9-pin D-sub connector with female exterior/male interior, (1) USB B port with female exterior/USB A female interior, (1) USB A port with female exterior/USB B female interior. | Stock | 192 | 200
ZP-PDA-32-402 | ZIPport panel interface connector, duplex 120 VAC outlet, (1) RJ45 Ethernet port with female exterior/female interior, (1) USB B port with female exterior/USB A female interior, (1) USB A port with female exterior/USB B female interior. | Stock | 192 | 200
ZP-PDA-32-403 | ZIPport panel interface connector, duplex 120 VAC outlet, (1) 9-pin D-sub connector with female exterior/male interior, (1) RJ12 6-pin port with female exterior/RJ12 6-pin female interior, (1) USB A port with female exterior/USB A female interior. | Stock | 172 | 179
ZP-PGA-32-200 | ZIPport panel interface connector, GFCI duplex 120 VAC outlet, (1) 9-pin D-sub connector with female exterior/male interior, 3A circuit breaker. | Stock | 179 | 186
ZP-PGA-32-201 | ZIPport panel interface connector, GFCI duplex 120 VAC outlet, (1) RJ45 Ethernet port with female exterior/female interior, 3A circuit breaker. | Stock | 179 | 186
ZP-PGA-32-300 | ZIPport panel interface connector, GFCI duplex 120 VAC outlet, (1) 9-pin D-sub connector with female exterior/male interior, (1) RJ45 Ethernet port with female exterior/female interior, 3A circuit breaker. | Stock | 187 | 194
ZP-PGA-32-301 | ZIPport panel interface connector, GFCI duplex 120 VAC outlet, (1) 9-pin D-sub connector with female exterior/male interior, (1) USB B port with female exterior/USB A female interior, 3A circuit breaker. | Stock | 243 | 253
ZP-PGA-48-400 | ZIPport panel interface connector, GFCI duplex 120 VAC outlet, (1) 9-pin D-sub connector with female exterior/male interior, (1) USB B port with female exterior/USB A female interior, (1) USB A port with female exterior/USB B female interior. | Stock | 322 | 335
ZP-PGA-48-500 | ZIPport panel interface connector, GFCI duplex 120 VAC outlet, (2) 9-pin D-sub connectors with female exterior/male interior, (1) USB B port with female exterior/USB A female interior, (1) USB A port with female exterior/USB B female interior. | Stock | 300 | 312
ZP-PNA-06-100 | ZIPport panel interface connector, (1) 9-pin D-sub connector with female exterior/male interior. | Stock | 59 | 61
ZP-PNA-06-101 | ZIPport panel interface connector, (1) RJ45 Ethernet port with female exterior/female interior. | Stock | 59 | 61
ZP-PNA-10-200 | ZIPport panel interface connector, (2) 9-pin D-sub connectors with female exterior/male interior. | Stock | 69 | 72
ZP-PSA-16-100 | ZIPport panel interface connector, single 120 VAC outlet, (1) 9-pin D-sub connector with female exterior/male interior. | Stock | 107 | 111
ZP-PSA-16-101 | ZIPport panel interface connector, single 120 VAC outlet, (1) RJ45 Ethernet port with female exterior/female interior. | Stock | 107 | 111
ZP-PSA-16-102 | ZIPport panel interface connector, single 120 VAC outlet, (1) RJ12 6-pin port with female exterior/female interior. | Stock | 107 | 111
ZP-PSA-16-103 | ZIPport panel interface connector, single 120 VAC outlet, (1) 15-pin D-sub HD15 connector with female exterior/male interior. | Stock | 107 | 111
ZP-PSA-16-104 | ZIPport panel interface connector, single 120 VAC outlet, (1) 15-pin D-sub connector with female exterior/male interior. | Stock | 107 | 111
ZP-PSA-16-200 | ZIPport panel interface connector, single 120 VAC outlet, (1) 9-pin D-sub connector with female exterior/male interior, 3A circuit breaker. | Stock | 115 | 120
ZP-PSA-24-100 | ZIPport panel interface connector, single 120 VAC outlet, (1) 25-pin D-sub connector with female exterior/male interior. | Stock | 115 | 120
ZP-PSA-32-300 | ZIPport panel interface connector, single 120 VAC outlet, (1) 9-pin D-sub connector with female exterior/male interior, (1) USB B port with female exterior/USB A female interior, 3A circuit breaker. | Stock | 179 | 186
ZP-PSA-32-400 | ZIPport panel interface connector, single 120 VAC outlet, (2) 9-pin D-sub connectors with female exterior/male interior, (1) RJ45 Ethernet port with female exterior/female interior, 3A circuit breaker. | Stock | 196 | 204
ZP-S1-2FP-10M | ZIPport connection cable, 7/8in - 16 UN2 thread nut 2-pin female axial to pigtail with North American color code, PVC outer jacket, yellow, nickel-plated brass connector, 32.8ft/10m cable length, IP67. | Stock | 42 | 43.5
ZP-S1-2FP-2M | ZIPport connection cable, 7/8in - 16 UN2 thread nut 2-pin female axial to pigtail with North American color code, PVC outer jacket, yellow, nickel-plated brass connector, 6.5ft/2m cable length, IP67. | Stock | 18.5 | 19
ZP-S1-2FP-4M | ZIPport connection cable, 7/8in - 16 UN2 thread nut 2-pin female axial to pigtail with North American color code, PVC outer jacket, yellow, nickel-plated brass connector, 13.1ft/4m cable length, IP67. | Stock | 23.5 | 24.5
ZP-S1-2FP-6M | ZIPport connection cable, 7/8in - 16 UN2 thread nut 2-pin female axial to pigtail with North American color code, PVC outer jacket, yellow, nickel-plated brass connector, 19.6ft/6m cable length, IP67. | Stock | 33 | 34.5
ZP-S1-2FR-0P3M | ZIPport bulkhead connector, 7/8in - 16 UN2 thread barrel 2-pin female to pigtail, 16 AWG, 0.9ft/0.3m cable length, PVC conductor insulation material, North American color code. Mounting nut(s) included. | Stock | 7.5 | 7.75
ZP-S1-2MP-10M | ZIPport connection cable, 7/8in - 16 UN2 thread nut 2-pin male axial to pigtail with North American color code, PVC outer jacket, yellow, nickel-plated brass connector, 32.8ft/10m cable length, IP67. | Stock | 42.5 | 44
ZP-S1-2MP-2M | ZIPport connection cable, 7/8in - 16 UN2 thread nut 2-pin male axial to pigtail with North American color code, PVC outer jacket, yellow, nickel-plated brass connector, 6.5ft/2m cable length, IP67. | Stock | 19.5 | 20.5
ZP-S1-2MP-4M | ZIPport connection cable, 7/8in - 16 UN2 thread nut 2-pin male axial to pigtail with North American color code, PVC outer jacket, yellow, nickel-plated brass connector, 13.1ft/4m cable length, IP67. | Stock | 23.5 | 24.5
ZP-S1-2MP-6M | ZIPport connection cable, 7/8in - 16 UN2 thread nut 2-pin male axial to pigtail with North American color code, PVC outer jacket, yellow, nickel-plated brass connector, 19.6ft/6m cable length, IP67. | Stock | 33.5 | 35
ZP-S1-2MR-0P3M | ZIPport bulkhead connector, 7/8in - 16 UN2 thread barrel 2-pin male to pigtail, 16 AWG, 0.9ft/0.3m cable length, PVC conductor insulation material, North American color code. Mounting nut(s) included. | Stock | 7.5 | 7.75
ZP-S1-3FP-10M | ZIPport connection cable, 7/8in - 16 UN2 thread nut 3-pin female axial to pigtail with North American color code, PVC outer jacket, yellow, nickel-plated brass connector, 32.8ft/10m cable length, IP67. | Stock | 48.5 | 50
ZP-S1-3FP-2M | ZIPport connection cable, 7/8in - 16 UN2 thread nut 3-pin female axial to pigtail with North American color code, PVC outer jacket, yellow, nickel-plated brass connector, 6.5ft/2m cable length, IP67. | Stock | 19.5 | 20.5
ZP-S1-3FP-4M | ZIPport connection cable, 7/8in - 16 UN2 thread nut 3-pin female axial to pigtail with North American color code, PVC outer jacket, yellow, nickel-plated brass connector, 13.1ft/4m cable length, IP67. | Stock | 26 | 27
ZP-S1-3FP-6M | ZIPport connection cable, 7/8in - 16 UN2 thread nut 3-pin female axial to pigtail with North American color code, PVC outer jacket, yellow, nickel-plated brass connector, 19.6ft/6m cable length, IP67. | Stock | 34.5 | 36
ZP-S1-3FP-FW | ZIPport field wireable connector, 7/8in - 16 UN2 thread nut 3-pin female axial, accepts cable diameter size 5-13mm, 20 - 14 AWG, screw terminal connection, North American color code, IP67. | Stock | 13 | 13.5
ZP-S1-3FP-FWX | ZIPport field wireable connector, 7/8in - 16 UN2 thread nut 3-pin female axial, accepts cable diameter size 8-17mm, 20 - 14 AWG, screw terminal connection, North American color code, IP67. | Stock | 13 | 13.5
ZP-S1-3FR-0P3M | ZIPport bulkhead connector, 7/8in - 16 UN2 thread barrel 3-pin female to pigtail, 16 AWG, 0.9ft/0.3m cable length, PVC conductor insulation material, North American color code. Mounting nut(s) included. | Stock | 8 | 8.25
ZP-S1-3MFF-T | ZIPport T-coupler, (2) 3-pole female 7/8in - 16 UN2 nuts to 3-pole male 7/8in - 16 UN2 barrel, parallel distribution. | Stock | 32.5 | 34
ZP-S1-3MFP-10M | ZIPport connection cable, 7/8in - 16 UN2 thread nut 3-pin male axial to 7/8in - 16 UN2 thread nut 3-pin female axial, PVC outer jacket, yellow, nickel-plated brass connector, 32.8ft/10m cable length, IP67. | Stock | 57 | 59
ZP-S1-3MFP-2M | ZIPport connection cable, 7/8in - 16 UN2 thread nut 3-pin male axial to 7/8in - 16 UN2 thread nut 3-pin female axial, PVC outer jacket, yellow, nickel-plated brass connector, 6.5ft/2m cable length, IP67. | Stock | 31 | 32
ZP-S1-3MFP-4M | ZIPport connection cable, 7/8in - 16 UN2 thread nut 3-pin male axial to 7/8in - 16 UN2 thread nut 3-pin female axial, PVC outer jacket, yellow, nickel-plated brass connector, 13.1ft/4m cable length, IP67. | Stock | 35 | 36.5
ZP-S1-3MFP-6M | ZIPport connection cable, 7/8in - 16 UN2 thread nut 3-pin male axial to 7/8in - 16 UN2 thread nut 3-pin female axial, PVC outer jacket, yellow, nickel-plated brass connector, 19.6ft/6m cable length, IP67. | Stock | 45 | 47
ZP-S1-3MP-10M | ZIPport connection cable, 7/8in - 16 UN2 thread nut 3-pin male axial to pigtail with North American color code, PVC outer jacket, yellow, nickel-plated brass connector, 32.8ft/10m cable length, IP67. | Stock | 49 | 51
ZP-S1-3MP-2M | ZIPport connection cable, 7/8in - 16 UN2 thread nut 3-pin male axial to pigtail with North American color code, PVC outer jacket, yellow, nickel-plated brass connector, 6.5ft/2m cable length, IP67. | Stock | 21.5 | 22.5
ZP-S1-3MP-4M | ZIPport connection cable, 7/8in - 16 UN2 thread nut 3-pin male axial to pigtail with North American color code, PVC outer jacket, yellow, nickel-plated brass connector, 13.1ft/4m cable length, IP67. | Stock | 28.5 | 29.5
ZP-S1-3MP-6M | ZIPport connection cable, 7/8in - 16 UN2 thread nut 3-pin male axial to pigtail with North American color code, PVC outer jacket, yellow, nickel-plated brass connector, 19.6ft/6m cable length, IP67. | Stock | 35 | 36.5
ZP-S1-3MP-FW | ZIPport field wireable connector, 7/8in - 16 UN2 thread nut 3-pin male axial, accepts cable diameter size 5-13mm, 20 - 14 AWG, screw terminal connection, North American color code, IP67. | Stock | 11.5 | 12
ZP-S1-3MP-FWX | ZIPport field wireable connector, 7/8in - 16 UN2 thread nut 3-pin male axial, accepts cable diameter size 8-17mm, 20 - 14 AWG, screw terminal connection, North American color code, IP67. | Stock | 11.5 | 12
ZP-S1-3MPM-FW | ZIPport field wireable connector, 7/8in - 16 UN2 thread barrel 3-pin male axial, accepts cable diameter size 5-13mm, 20 - 14 AWG, screw terminal connection, North American color code, IP67. | Stock | 11.5 | 12
ZP-S1-3MPM-FWX | ZIPport field wireable connector, 7/8in - 16 UN2 thread barrel 3-pin male axial, accepts cable diameter size 8-17mm, 20 - 14 AWG, screw terminal connection, North American color code, IP67. | Stock | 11.5 | 12
ZP-S1-3MR-0P3M | ZIPport bulkhead connector, 7/8in - 16 UN2 thread barrel 3-pin male to pigtail, 16 AWG, 0.9ft/0.3m cable length, PVC conductor insulation material, North American color code. Mounting nut(s) included. | Stock | 7.5 | 7.75
ZP-S1-4FP-10M | ZIPport connection cable, 7/8in - 16 UN2 thread nut 4-pin female axial to pigtail with North American color code, PVC outer jacket, yellow, nickel-plated brass connector, 32.8ft/10m cable length, IP67. | Stock | 57 | 59
ZP-S1-4FP-2M | ZIPport connection cable, 7/8in - 16 UN2 thread nut 4-pin female axial to pigtail with North American color code, PVC outer jacket, yellow, nickel-plated brass connector, 6.5ft/2m cable length, IP67. | Stock | 23.5 | 24.5
ZP-S1-4FP-4M | ZIPport connection cable, 7/8in - 16 UN2 thread nut 4-pin female axial to pigtail with North American color code, PVC outer jacket, yellow, nickel-plated brass connector, 13.1ft/4m cable length, IP67. | Stock | 31 | 32
ZP-S1-4FP-6M | ZIPport connection cable, 7/8in - 16 UN2 thread nut 4-pin female axial to pigtail with North American color code, PVC outer jacket, yellow, nickel-plated brass connector, 19.6ft/6m cable length, IP67. | Stock | 42 | 43.5
ZP-S1-4FP-FW | ZIPport field wireable connector, 7/8in - 16 UN2 thread nut 4-pin female axial, accepts cable diameter size 5-13mm, 20 - 14 AWG, screw terminal connection, North American color code, IP67. | Stock | 12 | 12.5
ZP-S1-4FP-FWX | ZIPport field wireable connector, 7/8in - 16 UN2 thread nut 4-pin female axial, accepts cable diameter size 8-17mm, 20 - 14 AWG, screw terminal connection, North American color code, IP67. | Stock | 12 | 12.5
ZP-S1-4FR-0P3M | ZIPport bulkhead connector, 7/8in - 16 UN2 thread barrel 4-pin female to pigtail, 16 AWG, 0.9ft/0.3m cable length, PVC conductor insulation material, North American color code. Mounting nut(s) included. | Stock | 10 | 10.5
ZP-S1-4MFF-T | ZIPport T-coupler, (2) 4-pole female 7/8in - 16 UN2 nuts to 4-pole male 7/8in - 16 UN2 barrel, parallel distribution. | Stock | 34.5 | 36
ZP-S1-4MFP-10M | ZIPport connection cable, 7/8in - 16 UN2 thread nut 4-pin male axial to 7/8in - 16 UN2 thread nut 4-pin female axial, PVC outer jacket, yellow, nickel-plated brass connector, 32.8ft/10m cable length, IP67. | Stock | 68 | 71
ZP-S1-4MFP-2M | ZIPport connection cable, 7/8in - 16 UN2 thread nut 4-pin male axial to 7/8in - 16 UN2 thread nut 4-pin female axial, PVC outer jacket, yellow, nickel-plated brass connector, 6.5ft/2m cable length, IP67. | Stock | 34 | 35.5
ZP-S1-4MFP-4M | ZIPport connection cable, 7/8in - 16 UN2 thread nut 4-pin male axial to 7/8in - 16 UN2 thread nut 4-pin female axial, PVC outer jacket, yellow, nickel-plated brass connector, 13.1ft/4m cable length, IP67. | Stock | 44 | 46
ZP-S1-4MFP-6M | ZIPport connection cable, 7/8in - 16 UN2 thread nut 4-pin male axial to 7/8in - 16 UN2 thread nut 4-pin female axial, PVC outer jacket, yellow, nickel-plated brass connector, 19.6ft/6m cable length, IP67. | Stock | 53 | 55
ZP-S1-4MP-10M | ZIPport connection cable, 7/8in - 16 UN2 thread nut 4-pin male axial to pigtail with North American color code, PVC outer jacket, yellow, nickel-plated brass connector, 32.8ft/10m cable length, IP67. | Stock | 57 | 59
ZP-S1-4MP-2M | ZIPport connection cable, 7/8in - 16 UN2 thread nut 4-pin male axial to pigtail with North American color code, PVC outer jacket, yellow, nickel-plated brass connector, 6.5ft/2m cable length, IP67. | Stock | 23.5 | 24.5
ZP-S1-4MP-4M | ZIPport connection cable, 7/8in - 16 UN2 thread nut 4-pin male axial to pigtail with North American color code, PVC outer jacket, yellow, nickel-plated brass connector, 13.1ft/4m cable length, IP67. | Stock | 32 | 33.5
ZP-S1-4MP-6M | ZIPport connection cable, 7/8in - 16 UN2 thread nut 4-pin male axial to pigtail with North American color code, PVC outer jacket, yellow, nickel-plated brass connector, 19.6ft/6m cable length, IP67. | Stock | 42 | 43.5
ZP-S1-4MP-FW | ZIPport field wireable connector, 7/8in - 16 UN2 thread nut 4-pin male axial, accepts cable diameter size 5-13mm, 20 - 14 AWG, screw terminal connection, North American color code, IP67. | Stock | 13 | 13.5
ZP-S1-4MP-FWX | ZIPport field wireable connector, 7/8in - 16 UN2 thread nut 4-pin male axial, accepts cable diameter size 8-17mm, 20 - 14 AWG, screw terminal connection, North American color code, IP67. | Stock | 13 | 13.5
ZP-S1-4MPM-FW | ZIPport field wireable connector, 7/8in - 16 UN2 thread barrel 4-pin male axial, accepts cable diameter size 5-13mm, 20 - 14 AWG, screw terminal connection, North American color code, IP67. | Stock | 13 | 13.5
ZP-S1-4MPM-FWX | ZIPport field wireable connector, 7/8in - 16 UN2 thread barrel 4-pin male axial, accepts cable diameter size 8-17mm, 20 - 14 AWG, screw terminal connection, North American color code, IP67. | Stock | 13 | 13.5
ZP-S1-4MR-0P3M | ZIPport bulkhead connector, 7/8in - 16 UN2 thread barrel 4-pin male to pigtail, 16 AWG, 0.9ft/0.3m cable length, PVC conductor insulation material, North American color code. Mounting nut(s) included. | Stock | 9 | 9.25
ZP-S1-5FP-10M | ZIPport connection cable, 7/8in - 16 UN2 thread nut 5-pin female axial to pigtail with North American color code, PVC outer jacket, yellow, nickel-plated brass connector, 32.8ft/10m cable length, IP67. | Stock | 80 | 83
ZP-S1-5FP-2M | ZIPport connection cable, 7/8in - 16 UN2 thread nut 5-pin female axial to pigtail with North American color code, PVC outer jacket, yellow, nickel-plated brass connector, 6.5ft/2m cable length, IP67. | Stock | 31 | 32
ZP-S1-5FP-4M | ZIPport connection cable, 7/8in - 16 UN2 thread nut 5-pin female axial to pigtail with North American color code, PVC outer jacket, yellow, nickel-plated brass connector, 13.1ft/4m cable length, IP67. | Stock | 43 | 44.5
ZP-S1-5FP-6M | ZIPport connection cable, 7/8in - 16 UN2 thread nut 5-pin female axial to pigtail with North American color code, PVC outer jacket, yellow, nickel-plated brass connector, 19.6ft/6m cable length, IP67. | Stock | 57 | 59
ZP-S1-5FP-FW | ZIPport field wireable connector, 7/8in - 16 UN2 thread nut 5-pin female axial, accepts cable diameter size 5-13mm, 20 - 14 AWG, screw terminal connection, North American color code, IP67. | Stock | 16 | 16.5
ZP-S1-5FP-FWX | ZIPport field wireable connector, 7/8in - 16 UN2 thread nut 5-pin female axial, accepts cable diameter size 8-17mm, 20 - 14 AWG, screw terminal connection, North American color code, IP67. | Stock | 16 | 16.5
ZP-S1-5FR-0P3M | ZIPport bulkhead connector, 7/8in - 16 UN2 thread barrel 5-pin female to pigtail, 16 AWG, 0.9ft/0.3m cable length, PVC conductor insulation material, North American color code. Mounting nut(s) included. | Stock | 11 | 11.5
ZP-S1-5MFF-T | ZIPport T-coupler, (2) 5-pole female 7/8in - 16 UN2 nuts to 5-pole male 7/8in - 16 UN2 barrel, parallel distribution. | Stock | 38 | 39.5
ZP-S1-5MFP-10M | ZIPport connection cable, 7/8in - 16 UN2 thread nut 5-pin male axial to 7/8in - 16 UN2 thread nut 5-pin female axial, PVC outer jacket, yellow, nickel-plated brass connector, 32.8ft/10m cable length, IP67. | Stock | 95 | 99
ZP-S1-5MFP-2M | ZIPport connection cable, 7/8in - 16 UN2 thread nut 5-pin male axial to 7/8in - 16 UN2 thread nut 5-pin female axial, PVC outer jacket, yellow, nickel-plated brass connector, 6.5ft/2m cable length, IP67. | Stock | 44 | 46
ZP-S1-5MFP-4M | ZIPport connection cable, 7/8in - 16 UN2 thread nut 5-pin male axial to 7/8in - 16 UN2 thread nut 5-pin female axial, PVC outer jacket, yellow, nickel-plated brass connector, 13.1ft/4m cable length, IP67. | Stock | 57 | 59
ZP-S1-5MFP-6M | ZIPport connection cable, 7/8in - 16 UN2 thread nut 5-pin male axial to 7/8in - 16 UN2 thread nut 5-pin female axial, PVC outer jacket, yellow, nickel-plated brass connector, 19.6ft/6m cable length, IP67. | Stock | 70 | 73
ZP-S1-5MP-10M | ZIPport connection cable, 7/8in - 16 UN2 thread nut 5-pin male axial to pigtail with North American color code, PVC outer jacket, yellow, nickel-plated brass connector, 32.8ft/10m cable length, IP67. | Stock | 81 | 84
ZP-S1-5MP-2M | ZIPport connection cable, 7/8in - 16 UN2 thread nut 5-pin male axial to pigtail with North American color code, PVC outer jacket, yellow, nickel-plated brass connector, 6.5ft/2m cable length, IP67. | Stock | 30 | 31
ZP-S1-5MP-4M | ZIPport connection cable, 7/8in - 16 UN2 thread nut 5-pin male axial to pigtail with North American color code, PVC outer jacket, yellow, nickel-plated brass connector, 13.1ft/4m cable length, IP67. | Stock | 42 | 43.5
ZP-S1-5MP-6M | ZIPport connection cable, 7/8in - 16 UN2 thread nut 5-pin male axial to pigtail with North American color code, PVC outer jacket, yellow, nickel-plated brass connector, 19.6ft/6m cable length, IP67. | Stock | 56 | 58
ZP-S1-5MP-FW | ZIPport field wireable connector, 7/8in - 16 UN2 thread nut 5-pin male axial, accepts cable diameter size 5-13mm, 20 - 14 AWG, screw terminal connection, North American color code, IP67. | Stock | 14 | 14.5
ZP-S1-5MP-FWX | ZIPport field wireable connector, 7/8in - 16 UN2 thread nut 5-pin male axial, accepts cable diameter size 8-17mm, 20 - 14 AWG, screw terminal connection, North American color code, IP67. | Stock | 16 | 16.5
ZP-S1-5MPM-FW | ZIPport field wireable connector, 7/8in - 16 UN2 thread barrel 5-pin male axial, accepts cable diameter size 5-13mm, 20 - 14 AWG, screw terminal connection, North American color code, IP67. | Stock | 16 | 16.5
ZP-S1-5MPM-FWX | ZIPport field wireable connector, 7/8in - 16 UN2 thread barrel 5-pin male axial, accepts cable diameter size 8-17mm, 20 - 14 AWG, screw terminal connection, North American color code, IP67. | Stock | 16 | 16.5
ZP-S1-5MR-0P3M | ZIPport bulkhead connector, 7/8in - 16 UN2 thread barrel 5-pin male to pigtail, 16 AWG, 0.9ft/0.3m cable length, PVC conductor insulation material, North American color code. Mounting nut(s) included. | Stock | 10.5 | 11
ZP-S1-6FP-10M | ZIPport connection cable, 7/8in - 16 UN2 thread nut 6-pin female axial to pigtail with North American color code, PVC outer jacket, yellow, nickel-plated brass connector, 32.8ft/10m cable length, IP67. | Stock | 84 | 87
ZP-S1-6FP-2M | ZIPport connection cable, 7/8in - 16 UN2 thread nut 6-pin female axial to pigtail with North American color code, PVC outer jacket, yellow, nickel-plated brass connector, 6.5ft/2m cable length, IP67. | Stock | 32 | 33.5
ZP-S1-6FP-4M | ZIPport connection cable, 7/8in - 16 UN2 thread nut 6-pin female axial to pigtail with North American color code, PVC outer jacket, yellow, nickel-plated brass connector, 13.1ft/4m cable length, IP67. | Stock | 46 | 48
ZP-S1-6FP-6M | ZIPport connection cable, 7/8in - 16 UN2 thread nut 6-pin female axial to pigtail with North American color code, PVC outer jacket, yellow, nickel-plated brass connector, 19.6ft/6m cable length, IP67. | Stock | 60 | 62
ZP-S1-6FP-FW | ZIPport field wireable connector, 7/8in - 16 UN2 thread nut 6-pin female axial, accepts cable diameter size 5-13mm, 20 - 16 AWG, screw terminal connection, North American color code, IP67. | Stock | 19 | 20
ZP-S1-6FP-FWX | ZIPport field wireable connector, 7/8in - 16 UN2 thread nut 6-pin female axial, accepts cable diameter size 8-17mm, 20 - 16 AWG, screw terminal connection, North American color code, IP67. | Stock | 19 | 20
ZP-S1-6FR-0P3M | ZIPport bulkhead connector, 7/8in - 16 UN2 thread barrel 6-pin female to pigtail, 16 AWG, 0.9ft/0.3m cable length, PVC conductor insulation material, North American color code. Mounting nut(s) included. | Stock | 11.5 | 12
ZP-S1-6MFP-10M | ZIPport connection cable, 7/8in - 16 UN2 thread nut 6-pin male axial to 7/8in - 16 UN2 thread nut 6-pin female axial, PVC outer jacket, yellow, nickel-plated brass connector, 32.8ft/10m cable length, IP67. | Stock | 99 | 103
ZP-S1-6MFP-2M | ZIPport connection cable, 7/8in - 16 UN2 thread nut 6-pin male axial to 7/8in - 16 UN2 thread nut 6-pin female axial, PVC outer jacket, yellow, nickel-plated brass connector, 6.5ft/2m cable length, IP67. | Stock | 48 | 50
ZP-S1-6MFP-4M | ZIPport connection cable, 7/8in - 16 UN2 thread nut 6-pin male axial to 7/8in - 16 UN2 thread nut 6-pin female axial, PVC outer jacket, yellow, nickel-plated brass connector, 13.1ft/4m cable length, IP67. | Stock | 61 | 63
ZP-S1-6MFP-6M | ZIPport connection cable, 7/8in - 16 UN2 thread nut 6-pin male axial to 7/8in - 16 UN2 thread nut 6-pin female axial, PVC outer jacket, yellow, nickel-plated brass connector, 19.6ft/6m cable length, IP67. | Stock | 74 | 77
ZP-S1-6MP-10M | ZIPport connection cable, 7/8in - 16 UN2 thread nut 6-pin male axial to pigtail with North American color code, PVC outer jacket, yellow, nickel-plated brass connector, 32.8ft/10m cable length, IP67. | Stock | 83 | 86
ZP-S1-6MP-2M | ZIPport connection cable, 7/8in - 16 UN2 thread nut 6-pin male axial to pigtail with North American color code, PVC outer jacket, yellow, nickel-plated brass connector, 6.5ft/2m cable length, IP67. | Stock | 33 | 34.5
ZP-S1-6MP-4M | ZIPport connection cable, 7/8in - 16 UN2 thread nut 6-pin male axial to pigtail with North American color code, PVC outer jacket, yellow, nickel-plated brass connector, 13.1ft/4m cable length, IP67. | Stock | 45 | 47
ZP-S1-6MP-6M | ZIPport connection cable, 7/8in - 16 UN2 thread nut 6-pin male axial to pigtail with North American color code, PVC outer jacket, yellow, nickel-plated brass connector, 19.6ft/6m cable length, IP67. | Stock | 57 | 59
ZP-S1-6MP-FW | ZIPport field wireable connector, 7/8in - 16 UN2 thread nut 6-pin male axial, accepts cable diameter size 5-13mm, 20 - 16 AWG, screw terminal connection, North American color code, IP67. | Stock | 17.5 | 18
ZP-S1-6MP-FWX | ZIPport field wireable connector, 7/8in - 16 UN2 thread nut 6-pin male axial, accepts cable diameter size 8-17mm, 20 - 16 AWG, screw terminal connection, North American color code, IP67. | Stock | 17 | 17.5
ZP-S1-6MPM-FW | ZIPport field wireable connector, 7/8in - 16 UN2 thread barrel 6-pin male axial, accepts cable diameter size 5-13mm, 20 - 16 AWG, screw terminal connection, North American color code, IP67. | Stock | 18 | 18.5
ZP-S1-6MPM-FWX | ZIPport field wireable connector, 7/8in - 16 UN2 thread barrel 6-pin male axial, accepts cable diameter size 8-17mm, 20 - 16 AWG, screw terminal connection, North American color code, IP67. | Stock | 18 | 18.5
ZP-S1-6MR-0P3M | ZIPport bulkhead connector, 7/8in - 16 UN2 thread barrel 6-pin male to pigtail, 16 AWG, 0.9ft/0.3m cable length, PVC conductor insulation material, North American color code. Mounting nut(s) included. | Stock | 11.5 | 12
ZP-S1C-4FP-FW | ZIPport field wireable connector, 7/8in - 16 UN2 thread nut 4-pin female axial, accepts cable diameter size 5-13mm, 20 - 14 AWG, screw terminal connection, European (Cenelec) color code, IP67. | Stock | 14 | 14.5
ZP-S1C-4FP-FWX | ZIPport field wireable connector, 7/8in - 16 UN2 thread nut 4-pin female axial, accepts cable diameter size 8-17mm, 20 - 14 AWG, screw terminal connection, European (Cenelec) color code, IP67. | Stock | 14.5 | 15
ZP-S1C-4FPX-10M | ZIPport connection cable, 7/8in - 16 UN2 thread nut 4-pin female axial to pigtail with European (Cenelec) color code, PVC outer jacket, yellow, nickel-plated brass connector, 32.8ft/10m cable length, IP67. | Stock | 47 | 49
ZP-S1C-4FPX-2M | ZIPport connection cable, 7/8in - 16 UN2 thread nut 4-pin female axial to pigtail with European (Cenelec) color code, PVC outer jacket, yellow, nickel-plated brass connector, 6.5ft/2m cable length, IP67. | Stock | 22.5 | 23.5
ZP-S1C-4FPX-4M | ZIPport connection cable, 7/8in - 16 UN2 thread nut 4-pin female axial to pigtail with European (Cenelec) color code, PVC outer jacket, yellow, nickel-plated brass connector, 13.1ft/4m cable length, IP67. | Stock | 30 | 31
ZP-S1C-4FPX-6M | ZIPport connection cable, 7/8in - 16 UN2 thread nut 4-pin female axial to pigtail with European (Cenelec) color code, PVC outer jacket, yellow, nickel-plated brass connector, 19.6ft/6m cable length, IP67. | Stock | 34 | 35.5
ZP-S1C-4FR-0P3M-18 | ZIPport bulkhead connector, 7/8in - 16 UN2 thread nut 4-pin female to pigtail, 18 AWG, 0.9ft/0.3m cable length, PVC conductor insulation material, European (Cenelec) color code. Mounting nut(s) included. | Stock | 10 | 10.5
ZP-S1C-4MFPX-10M | ZIPport connection cable, 7/8in - 16 UN2 thread barrel 4-pin male axial to 7/8in - 16 UN2 thread nut 4-pin female axial, PVC outer jacket, yellow, nickel-plated brass connector, 32.8ft/10m cable length, IP67. | Stock | 59 | 61
ZP-S1C-4MFPX-2M | ZIPport connection cable, 7/8in - 16 UN2 thread barrel 4-pin male axial to 7/8in - 16 UN2 thread nut 4-pin female axial, PVC outer jacket, yellow, nickel-plated brass connector, 6.5ft/2m cable length, IP67. | Stock | 34 | 35.5
ZP-S1C-4MFPX-4M | ZIPport connection cable, 7/8in - 16 UN2 thread barrel 4-pin male axial to 7/8in - 16 UN2 thread nut 4-pin female axial, PVC outer jacket, yellow, nickel-plated brass connector, 13.1ft/4m cable length, IP67. | Stock | 42 | 43.5
ZP-S1C-4MFPX-6M | ZIPport connection cable, 7/8in - 16 UN2 thread barrel 4-pin male axial to 7/8in - 16 UN2 thread nut 4-pin female axial, PVC outer jacket, yellow, nickel-plated brass connector, 19.6ft/6m cable length, IP67. | Stock | 48 | 50
ZP-S1C-4MP-FW | ZIPport field wireable connector, 7/8in - 16 UN2 thread barrel 4-pin male axial, accepts cable diameter size 5-13mm, 20 - 14 AWG, screw terminal connection, European (Cenelec) color code, IP67. | Stock | 14 | 14.5
ZP-S1C-4MP-FWX | ZIPport field wireable connector, 7/8in - 16 UN2 thread barrel 4-pin male axial, accepts cable diameter size 8-17mm, 20 - 14 AWG, screw terminal connection, European (Cenelec) color code, IP67. | Stock | 14.5 | 15
ZP-S1C-4MPX-10M | ZIPport connection cable, 7/8in - 16 UN2 thread barrel 4-pin male axial to pigtail with European (Cenelec) color code, PVC outer jacket, yellow, nickel-plated brass connector, 32.8ft/10m cable length, IP67. | Stock | 48 | 50
ZP-S1C-4MPX-2M | ZIPport connection cable, 7/8in - 16 UN2 thread barrel 4-pin male axial to pigtail with European (Cenelec) color code, PVC outer jacket, yellow, nickel-plated brass connector, 6.5ft/2m cable length, IP67. | Stock | 22.5 | 23.5
ZP-S1C-4MPX-4M | ZIPport connection cable, 7/8in - 16 UN2 thread barrel 4-pin male axial to pigtail with European (Cenelec) color code, PVC outer jacket, yellow, nickel-plated brass connector, 13.1ft/4m cable length, IP67. | Stock | 31.5 | 33
ZP-S1C-4MPX-6M | ZIPport connection cable, 7/8in - 16 UN2 thread nut 4-pin male axial to pigtail with European (Cenelec) color code, PVC outer jacket, yellow, nickel-plated brass connector, 19.6ft/6m cable length, IP67. | Stock | 35 | 36.5
ZP-S1C-4MR-0P3M-18 | ZIPport bulkhead connector, 7/8in - 16 UN2 thread barrel 4-pin male to pigtail, 18 AWG, 0.9ft/0.3m cable length, PVC conductor insulation material, European (Cenelec) color code. Mounting nut(s) included. | Stock | 9.75 | 10
ZP-S1-CAP | ZIPport cap, anodized aluminum, clear. For use with ZP-S1 series. | Stock | 3.75 | 4
ZP-S1-PLUG | ZIPport plug, anodized aluminum, clear. For use with ZP-S1 series. | Stock | 7 | 7.25
ZP-S1-XMP-AD | ZIPport adapter, anodized aluminum, clear. For use with ZP-S1 series. | Stock | 3.5 | 3.75
ZR-235-02Z | Schmersal limit switch, metal plunger with plastic roller, 90-degree adjustable head, (2) N.C. contact(s), snap action, 30mm wide body, zinc alloy, 20-22mm mount, M20 x 1.5 entry with 1/2in NPT adapter. | Stock | 29
ZR-235-11Z | Schmersal limit switch, metal plunger with plastic roller, 90-degree adjustable head, (1) N.O./(1) N.C. contact(s), snap action, 30mm wide body, zinc alloy, 20-22mm mount, M20 x 1.5 entry with 1/2in NPT adapter. | Stock | 29
ZR-236-02Z | Schmersal limit switch, metal plunger with plastic roller, 90-degree adjustable head, (2) N.C. contact(s), snap action, 30mm wide body, glass-fiber thermoplastic, 20-22mm mount, M20 x 1.5 entry with 1/2in NPT adapter. | Stock | 16
ZR-236-11Z | Schmersal limit switch, metal plunger with plastic roller, 90-degree adjustable head, (1) N.O./(1) N.C. contact(s), snap action, 30mm wide body, glass-fiber thermoplastic, 20-22mm mount, M20 x 1.5 entry with 1/2in NPT adapter. | Stock | 16
ZR-335-11Z | Schmersal limit switch, metal plunger with plastic roller, 90-degree adjustable head, (1) N.O./(1) N.C. contact(s), snap action, 40.5mm wide body, aluminum, 30mm mount, M20 x 1.5 entry with 1/2in NPT adapter. | Stock | 52
ZR-336-11Z | Schmersal limit switch, metal plunger with plastic roller, 90-degree adjustable head, (1) N.O./(1) N.C. contact(s), snap action, 40.5mm wide body, glass-fiber thermoplastic, 30mm mount, M20 x 1.5 entry with 1/2in NPT adapter. | Stock | 27
ZRH-1GATE-SET | Dold Safemaster series solenoid trapped key interlock system one gate set. | Stock | 1066 | 1109
ZRH-2GATE-SET | Dold Safemaster series solenoid trapped key interlock system two gate set. | Stock | 1732 | 1801
ZRH-3GATE-SET | Dold Safemaster series solenoid trapped key interlock system three gate set. | Stock | 2399 | 2495
ZRH-4GATE-SET | Dold Safemaster series solenoid trapped key interlock system four gate set. | Stock | 3066 | 3189
ZRH-5GATE-SET | Dold Safemaster series solenoid trapped key interlock system five gate set. | Stock | 3734 | 3883
ZS-235-02Z | Schmersal limit switch, metal plunger, 90-degree adjustable head, (2) N.C. contact(s), snap action, 30mm wide body, zinc alloy, 20-22mm mount, M20 x 1.5 entry with 1/2in NPT adapter. | Stock | 27
ZS-235-11Z | Schmersal limit switch, metal plunger, 90-degree adjustable head, (1) N.O./(1) N.C. contact(s), snap action, 30mm wide body, zinc alloy, 20-22mm mount, M20 x 1.5 entry with 1/2in NPT adapter. | Stock | 27
ZS-236-02Z | Schmersal limit switch, plastic plunger, 90-degree adjustable head, (2) N.C. contact(s), snap action, 30mm wide body, glass-fiber thermoplastic, 20-22mm mount, M20 x 1.5 entry with 1/2in NPT adapter. | Stock | 14
ZS-236-11Z | Schmersal limit switch, plastic plunger, 90-degree adjustable head, (1) N.O./(1) N.C. contact(s), snap action, 30mm wide body, glass-fiber thermoplastic, 20-22mm mount, M20 x 1.5 entry with 1/2in NPT adapter. | Stock | 14
ZS-335-11Z | Schmersal limit switch, metal plunger, 90-degree adjustable head, (1) N.O./(1) N.C. contact(s), snap action, 40.5mm wide body, aluminum, 30mm mount, M20 x 1.5 entry with 1/2in NPT adapter. | Stock | 50
ZS-336-11Z | Schmersal limit switch, metal plunger, 90-degree adjustable head, (1) N.O./(1) N.C. contact(s), snap action, 40.5mm wide body, glass-fiber thermoplastic, 30mm mount, M20 x 1.5 entry with 1/2in NPT adapter. | Stock | 21
ZSVUL16-1P-1TE12SP | Eaton busbar, 80A, 480 VAC, cut to length not permitted, connects up to (12) 1-pole Eaton FAZ-NA series miniature circuit breakers without auxiliary components. | Stock | 20 | 21
ZSVUL16-1P-1TE18SP | Eaton busbar, 80A, 480 VAC, cut to length not permitted, connects up to (18) 1-pole Eaton FAZ-NA series miniature circuit breakers without auxiliary components. | Stock | 31 | 32
ZSVUL16-1P-1TE6SP | Eaton busbar, 80A, 480 VAC, cut to length not permitted, connects up to (6) 1-pole Eaton FAZ-NA series miniature circuit breakers without auxiliary components. | Stock | 11.25 | 11.5
ZSVUL16-2P-2TE12SP | Eaton busbar, 80A, 480 VAC, cut to length not permitted, connects up to (6) 2-pole Eaton FAZ-NA series miniature circuit breakers without auxiliary components. | Stock | 25 | 26
ZSVUL16-2P-2TE18SP | Eaton busbar, 80A, 480 VAC, cut to length not permitted, connects up to (9) 2-pole Eaton FAZ-NA series miniature circuit breakers without auxiliary components. | Stock | 37 | 38.5
ZSVUL16-2P-2TE6SP | Eaton busbar, 80A, 480 VAC, cut to length not permitted, connects up to (3) 2-pole Eaton FAZ-NA series miniature circuit breakers without auxiliary components. | Stock | 13 | 13.5
ZSVUL16-3P-3TE12SP | Eaton busbar, 80A, 480 VAC, cut to length not permitted, connects up to (4) 3-pole Eaton FAZ-NA series miniature circuit breakers without auxiliary components. | Stock | 26 | 27
ZSVUL16-3P-3TE18SP | Eaton busbar, 80A, 480 VAC, cut to length not permitted, connects up to (6) 3-pole Eaton FAZ-NA series miniature circuit breakers without auxiliary components. | Stock | 39.5 | 41
ZSVUL16-3P-3TE6SP | Eaton busbar, 80A, 480 VAC, cut to length not permitted, connects up to (2) 3-pole Eaton FAZ-NA series miniature circuit breakers without auxiliary components. | Stock | 13.5 | 14
ZV10H-235-02Z | Schmersal limit switch, side rotary adjustable 6mm plastic rod, 90-degree adjustable head, (2) N.C. contact(s), snap action, 30mm wide body, zinc alloy, 20-22mm mount, M20 x 1.5 entry with 1/2in NPT adapter. | Stock | 43
ZV10H-235-11Z | Schmersal limit switch, side rotary adjustable 6mm plastic rod, 90-degree adjustable head, (1) N.O./(1) N.C. contact(s), snap action, 30mm wide body, zinc alloy, 20-22mm mount, M20 x 1.5 entry with 1/2in NPT adapter. | Stock | 43
ZV10H-236-02Z | Schmersal limit switch, side rotary adjustable 6mm plastic rod, 90-degree adjustable head, (2) N.C. contact(s), snap action, 30mm wide body, glass-fiber thermoplastic, 20-22mm mount, M20 x 1.5 entry with 1/2in NPT adapter. | Stock | 29
ZV10H-236-11Z | Schmersal limit switch, side rotary adjustable 6mm plastic rod, 90-degree adjustable head, (1) N.O./(1) N.C. contact(s), snap action, 30mm wide body, glass-fiber thermoplastic, 20-22mm mount, M20 x 1.5 entry with 1/2in NPT adapter. | Stock | 29
ZV12H-235-02Z | Schmersal limit switch, side rotary lever with plastic roller, 90-degree adjustable head, (2) N.C. contact(s), snap action, 30mm wide body, zinc alloy, 20-22mm mount, M20 x 1.5 entry with 1/2in NPT adapter. | Stock | 41
ZV12H-235-11Z | Schmersal limit switch, side rotary lever with plastic roller, 90-degree adjustable head, (1) N.O./(1) N.C. contact(s), snap action, 30mm wide body, zinc alloy, 20-22mm mount, M20 x 1.5 entry with 1/2in NPT adapter. | Stock | 41
ZV12H-236-02Z | Schmersal limit switch, side rotary lever with plastic roller, 90-degree adjustable head, (2) N.C. contact(s), snap action, 30mm wide body, glass-fiber thermoplastic, 20-22mm mount, M20 x 1.5 entry with 1/2in NPT adapter. | Stock | 27
ZV12H-236-11Z | Schmersal limit switch, side rotary lever with plastic roller, 90-degree adjustable head, (1) N.O./(1) N.C. contact(s), snap action, 30mm wide body, glass-fiber thermoplastic, 20-22mm mount, M20 x 1.5 entry with 1/2in NPT adapter. | Stock | 27
ZV7H-235-02Z | Schmersal limit switch, side rotary adjustable lever with plastic roller, 90-degree adjustable head, (2) N.C. contact(s), snap action, 30mm wide body, zinc alloy, 20-22mm mount, M20 x 1.5 entry with 1/2in NPT adapter. | Stock | 44
ZV7H-235-11Z | Schmersal limit switch, side rotary adjustable lever with plastic roller, 90-degree adjustable head, (1) N.O./(1) N.C. contact(s), snap action, 30mm wide body, zinc alloy, 20-22mm mount, M20 x 1.5 entry with 1/2in NPT adapter. | Stock | 44
ZV7H-236-02Z-2138 | Schmersal limit switch, side rotary adjustable lever with plastic roller, 90-degree adjustable head, (2) N.C. contact(s), snap action, 30mm wide body, glass-fiber thermoplastic, 20-22mm mount, M20 x 1.5 entry with 1/2in NPT adapter. | Stock | 30
ZV7H-236-11Z-2138 | Schmersal limit switch, side rotary adjustable lever with plastic roller, 90-degree adjustable head, (1) N.O./(1) N.C. contact(s), snap action, 30mm wide body, glass-fiber thermoplastic, 20-22mm mount, M20 x 1.5 entry with 1/2in NPT adapter. | Stock | 30
ZVBS-UL | Eaton safety cover, package of 10. For use with up to (3) unused pins on Eaton ZSVUL series busbars. | Stock | 28 | 29
ZVBS-UL-5 | Eaton safety cover, package of 5. For use with up to (3) unused pins on Eaton ZSVUL series busbars. | Stock | 15.75 | 16.5